## Index
Summary Tables
4.CBR Summary by Risk
8.SUG_vs_CCC_2028
Mitigation Workpapers
SUG
CCC
SPRP
Distribution_Underbuilt
OH Hardening
Pole_Clearing
Fuel_Management
Trim_and_Removal
Off_Cycle_Patrol
Veg_Detail_Inspection
OH_Patrol
RIDI
WoodPole_Intrusive_Primary
OH_Detail_Inspection
FCP
EFD
Microgrid(Capital)
WiNGS-Planning
raw_WiNGS_Planning
Inflation_and_Discount
FCP Cost
Microgrid Assumptions
TrancheID
FeederSegment miles
SUG&CCC_Lifecycle_cost
Capital_Units&Cost
O&M_Units&Cost

## CBR Summary by Risk
back to index |  |  |  |  | Baseline 2025 | Baseline 2025 | Baseline 2025 | WACC | WACC | WACC | H.D.R | H.D.R | H.D.R | S.D.R | S.D.R | S.D.R
Link to page | Grid Hardening | Mitigation | YEAR | Mitigation Units | WF + PSPS + PEDS Risk Baseline (K$) | Baseline Risk Reduction (K$) | Baseline Risk Reduction (%) | PV Risk Reduced (K$) | PV Total Cost Capital + O&M (K$) | BCR WACC | PV Risk Reduced (K$) | PV Total Cost Capital + O&M (K$) | BCR HDR | PV Risk Reduced (K$) | PV Total Cost Capital + O&M (K$) | BCR SDR | Pre-Mitigation LoRE | Post-Mitigation LoRE | Pre-Mitigation CoRE | Post-Mitigation CoRE | Service Territory Risk Reduction (%)
SPRP |  | SPRP | 2026 | 200 | 14631.9029 | 167.9714 | 1.148% | 2950.9034 | 5259.5998 | 0.56105 | 2950.9034 | 5259.5998 | 0.56105 | 7439.1412 | 5540.6275 | 1.3427 | 2.0925 | 2.0604 | 6992.6197 | 7019.8727 | 0.03526%
SPRP |  | SPRP | 2027 | 200 | 15033.7791 | 165.3676 | 1.1% | 2771.3247 | 5017.3009 | 0.55235 | 2771.3247 | 5017.3009 | 0.55235 | 7359.723 | 5567.7874 | 1.3218 | 1.6876 | 1.6543 | 8908.6158 | 8988.006 | 0.03471%
SPRP |  | SPRP | 2028 | 200 | 13637.2265 | 138.0717 | 1.012% | 2207.2883 | 4786.1642 | 0.46118 | 2207.2883 | 4786.1642 | 0.46118 | 6175.0341 | 5595.0805 | 1.1037 | 2.0541 | 2.0188 | 6639.1239 | 6686.6897 | 0.02898%
| Total | SPRP | 2026-2028 | 600 | 43302.9084 | 471.4107 | 1.089% | 7929.5164 | 15063.0649 | 0.52642 | 7929.5164 | 15063.0649 | 0.52642 | 20973.8982 | 16703.4953 | 1.2557 | 5.8341 | 5.7335 | 7422.3761 | 7470.4104 | 0.09895%
Distribution_Underbuilt |  | Distribution Underbuilt | 2026 | 0.66155 | 212.5806 | 2.0293 | 0.9546% | 35.6513 | 552.8786 | 0.064483 | 35.6513 | 552.8786 | 0.064483 | 89.8759 | 475538.8314 | 0.000189 | 0.20473 | 0.1934 | 1038.3513 | 1088.6859 | 0.000426%
Distribution_Underbuilt |  | Distribution Underbuilt | 2027 | 1.1004 | 206.4929 | 11.666 | 5.65% | 195.5051 | 877.2528 | 0.22286 | 195.5051 | 877.2528 | 0.22286 | 519.1971 | 794853.7483 | 0.0006532 | 0.033614 | 0.031036 | 6142.9894 | 6277.3612 | 0.002449%
Distribution_Underbuilt |  | Distribution Underbuilt | 2028 | 1.9777 | 1846.2237 | 13.9267 | 0.7543% | 222.6392 | 1504.0066 | 0.14803 | 222.6392 | 1504.0066 | 0.14803 | 622.8477 | 1435550.5063 | 0.00043387 | 0.46504 | 0.45505 | 3970.0082 | 4026.5486 | 0.002923%
| Total | Distribution Underbuilt | 2026-2028 | 3.7396 | 2265.2972 | 27.622 | 1.219% | 453.7956 | 2934.1379 | 0.15466 | 453.7956 | 2934.1379 | 0.15466 | 1231.9207 | 2705943.0859 | 0.00045526 | 0.70339 | 0.67949 | 3220.5597 | 3293.1692 | 0.005798%
OH Hardening |  | OH Hardening | 2026 | 7.2752 | 5898.9625 | 159.4247 | 2.703% | 2800.7551 | 7227.7171 | 0.3875 | 2800.7551 | 7227.7171 | 0.3875 | 7060.6216 | 7616.4205 | 0.92703 | 1.9855 | 1.9056 | 2970.9784 | 3011.8983 | 0.03346%
OH Hardening |  | OH Hardening | 2027 | 0 | 0 | 0 | 0% | 0 | 0 | 0 | 0 | 0 | 0 | 0 | 0 | 0 | 0 | 0 | 0 | 0 | 0%
OH Hardening |  | OH Hardening | 2028 | 0 | 0 | 0 | 0% | 0 | 0 | 0 | 0 | 0 | 0 | 0 | 0 | 0 | 0 | 0 | 0 | 0 | 0%
| Total | OH Hardening | 2026-2028 | 7.2752 | 5898.9625 | 159.4247 | 2.703% | 2800.7551 | 7227.7171 | 0.3875 | 2800.7551 | 7227.7171 | 0.3875 | 7060.6216 | 7616.4205 | 0.92703 | 1.9855 | 1.9056 | 2970.9784 | 3011.8983 | 0.03346%
Pole_Clearing |  | Pole Brushing | 2026 | 22000 | 379313.4924 | 15395.3285 | 4.059% | 14686.0974 | 8604.4672 | 1.7068 | 14686.0974 | 8604.4672 | 1.7068 | 15470.7958 | 9064.2157 | 1.7068 | 83.2608 | 79.1394 | 4555.7267 | 4598.4448 | 3.231%
Pole_Clearing |  | Pole Brushing | 2027 | 22000 | 379313.4924 | 15395.3285 | 4.059% | 14009.5392 | 8208.0771 | 1.7068 | 14009.5392 | 8208.0771 | 1.7068 | 15546.633 | 9108.6481 | 1.7068 | 83.2608 | 79.1394 | 4555.7267 | 4598.4448 | 3.231%
Pole_Clearing |  | Pole Brushing | 2028 | 22000 | 379313.4924 | 15395.3285 | 4.059% | 13364.1486 | 7829.9479 | 1.7068 | 13364.1486 | 7829.9479 | 1.7068 | 15622.842 | 9153.2984 | 1.7068 | 83.2608 | 79.1394 | 4555.7267 | 4598.4448 | 3.231%
| Total | Pole Brushing | 2026-2028 | 66000 | 1137940.4772 | 46185.9855 | 4.059% | 42059.7853 | 24642.4923 | 1.7068 | 42059.7853 | 24642.4923 | 1.7068 | 46640.2708 | 27326.1622 | 1.7068 | 249.7824 | 237.4182 | 4555.7267 | 4598.4448 | 9.694%
Fuel_Management |  | Fuel Management | 2026 | 500 | 277604.3289 | 373.5848 | 0.1346% | 356.3745 | 5194.1601 | 0.068611 | 356.3745 | 5194.1601 | 0.068611 | 375.4161 | 5471.6912 | 0.068611 | 48.9987 | 48.8938 | 5665.5426 | 5670.064 | 0.07842%
Fuel_Management |  | Fuel Management | 2027 | 500 | 267830.5332 | 392.8859 | 0.1467% | 357.5208 | 4954.8758 | 0.072155 | 357.5208 | 4954.8758 | 0.072155 | 396.7472 | 5498.5132 | 0.072155 | 48.4724 | 48.3434 | 5525.4224 | 5532.045 | 0.08247%
Fuel_Management |  | Fuel Management | 2028 | 500 | 272678.6785 | 365.1681 | 0.1339% | 316.9898 | 4726.6149 | 0.067065 | 316.9898 | 4726.6149 | 0.067065 | 370.5646 | 5525.4667 | 0.067065 | 50.7804 | 50.6782 | 5369.7675 | 5373.3899 | 0.07665%
| Total | Fuel Management | 2026-2028 | 1500 | 818113.5406 | 1131.6388 | 0.1383% | 1030.8851 | 14875.6508 | 0.0693 | 1030.8851 | 14875.6508 | 0.0693 | 1142.7279 | 16495.6711 | 0.069274 | 148.2515 | 147.9153 | 5518.4174 | 5523.3097 | 0.2375%
Trim_and_Removal |  | Trim and Removal | 2026 | 91336 | 383560.9534 | 15468.8114 | 4.033% | 14756.1951 | 30054.5835 | 0.49098 | 14756.1951 | 30054.5835 | 0.49098 | 15544.6389 | 31660.4412 | 0.49098 | 83.0293 | 78.9194 | 4619.5845 | 4664.1548 | 3.247%
Trim_and_Removal |  | Trim and Removal | 2027 | 91336 | 383560.9534 | 15468.8114 | 4.033% | 14076.4076 | 28670.0308 | 0.49098 | 14076.4076 | 28670.0308 | 0.49098 | 15620.8381 | 31815.6394 | 0.49098 | 83.0293 | 78.9194 | 4619.5845 | 4664.1548 | 3.247%
Trim_and_Removal |  | Trim and Removal | 2028 | 91336 | 383560.9534 | 15468.8114 | 4.033% | 13427.9365 | 27349.2616 | 0.49098 | 13427.9365 | 27349.2616 | 0.49098 | 15697.4108 | 31971.5984 | 0.49098 | 83.0293 | 78.9194 | 4619.5845 | 4664.1548 | 3.247%
| Total | Trim and Removal | 2026-2028 | 274008 | 1150682.8603 | 46406.4341 | 4.033% | 42260.5393 | 86073.8759 | 0.49098 | 42260.5393 | 86073.8759 | 0.49098 | 46862.8877 | 95447.679 | 0.49098 | 249.088 | 236.7581 | 4619.5845 | 4664.1548 | 9.741%
Off_Cycle_Patrol |  | Off Cycle Patrol | 2026 | 246834 | 387129.863 | 15549.6009 | 4.017% | 14833.2629 | 2007.6433 | 7.3884 | 14833.2629 | 2007.6433 | 7.3884 | 15625.8245 | 2114.9144 | 7.3884 | 84.4019 | 80.224 | 4586.7421 | 4631.7826 | 3.264%
Off_Cycle_Patrol |  | Off Cycle Patrol | 2027 | 246834 | 387129.863 | 15549.6009 | 4.017% | 14149.925 | 1915.1553 | 7.3884 | 14149.925 | 1915.1553 | 7.3884 | 15702.4216 | 2125.2817 | 7.3884 | 84.4019 | 80.224 | 4586.7421 | 4631.7826 | 3.264%
Off_Cycle_Patrol |  | Off Cycle Patrol | 2028 | 246834 | 387129.863 | 15549.6009 | 4.017% | 13498.0671 | 1826.9281 | 7.3884 | 13498.0671 | 1826.9281 | 7.3884 | 15779.3943 | 2135.6997 | 7.3884 | 84.4019 | 80.224 | 4586.7421 | 4631.7826 | 3.264%
| Total | Off Cycle Patrol | 2026-2028 | 740502 | 1161389.589 | 46648.8028 | 4.017% | 42481.255 | 5749.7267 | 7.3884 | 42481.255 | 5749.7267 | 7.3884 | 47107.6404 | 6375.8959 | 7.3884 | 253.2058 | 240.6721 | 4586.7421 | 4631.7826 | 9.792%
Veg_Detail_Inspection |  | Veg Detail Inspection | 2026 | 255000 | 389422.7586 | 15573.8948 | 3.999% | 14856.4376 | 4648.9198 | 3.1957 | 14856.4376 | 4648.9198 | 3.1957 | 15650.2374 | 4897.3179 | 3.1957 | 85.0687 | 80.8578 | 4577.7462 | 4623.5369 | 3.269%
Veg_Detail_Inspection |  | Veg Detail Inspection | 2027 | 255000 | 389422.7586 | 15573.8948 | 3.999% | 14172.0321 | 4434.7536 | 3.1957 | 14172.0321 | 4434.7536 | 3.1957 | 15726.9543 | 4921.3244 | 3.1957 | 85.0687 | 80.8578 | 4577.7462 | 4623.5369 | 3.269%
Veg_Detail_Inspection |  | Veg Detail Inspection | 2028 | 255000 | 389422.7586 | 15573.8948 | 3.999% | 13519.1558 | 4230.4537 | 3.1957 | 13519.1558 | 4230.4537 | 3.1957 | 15804.0472 | 4945.4485 | 3.1957 | 85.0687 | 80.8578 | 4577.7462 | 4623.5369 | 3.269%
| Total | Veg Detail Inspection | 2026-2028 | 765000 | 1168268.2759 | 46721.6844 | 3.999% | 42547.6255 | 13314.127 | 3.1957 | 42547.6255 | 13314.127 | 3.1957 | 47181.2389 | 14764.0908 | 3.1957 | 255.206 | 242.5733 | 4577.7462 | 4623.5369 | 9.807%
OH_Patrol |  | OH Patrol | 2026 | 75135 | 390190.7066 | 23772.5333 | 6.093% | 22677.3817 | 1047.5537 | 21.6479 | 22677.3817 | 1047.5537 | 21.6479 | 23889.0654 | 1103.5259 | 21.6479 | 87.1263 | 80.3312 | 4478.4484 | 4561.3412 | 4.99%
OH_Patrol |  | OH Patrol | 2027 | 75135 | 390190.7066 | 23772.5333 | 6.093% | 21632.6815 | 999.295 | 21.6479 | 21632.6815 | 999.295 | 21.6479 | 24006.1686 | 1108.9354 | 21.6479 | 87.1263 | 80.3312 | 4478.4484 | 4561.3412 | 4.99%
OH_Patrol |  | OH Patrol | 2028 | 75135 | 390190.7066 | 23772.5333 | 6.093% | 20636.1085 | 953.2596 | 21.6479 | 20636.1085 | 953.2596 | 21.6479 | 24123.8459 | 1114.3713 | 21.6479 | 87.1263 | 80.3312 | 4478.4484 | 4561.3412 | 4.99%
| Total | OH Patrol | 2026-2028 | 225405 | 1170572.1199 | 71317.6 | 6.093% | 64946.1717 | 3000.1083 | 21.6479 | 64946.1717 | 3000.1083 | 21.6479 | 72019.0799 | 3326.8326 | 21.6479 | 261.3789 | 240.9937 | 4478.4484 | 4561.3412 | 14.97%
RIDI |  | RIDI | 2026 | 6500 | 361040.4435 | 3886.2596 | 1.076% | 3707.2276 | 725.4653 | 5.1101 | 3707.2276 | 725.4653 | 5.1101 | 3905.3099 | 764.2279 | 5.1101 | 71.5245 | 70.4373 | 5047.7873 | 5070.529 | 0.8157%
RIDI |  | RIDI | 2027 | 6500 | 367386.5854 | 4694.478 | 1.278% | 4271.911 | 692.0446 | 6.1729 | 4271.911 | 692.0446 | 6.1729 | 4740.6151 | 767.9742 | 6.1729 | 74.373 | 73.1891 | 4939.7862 | 4955.5467 | 0.9854%
RIDI |  | RIDI | 2028 | 6500 | 370407.6347 | 5774.0679 | 1.559% | 5012.2673 | 660.1636 | 7.5925 | 5012.2673 | 660.1636 | 7.5925 | 5859.3976 | 771.7387 | 7.5925 | 74.7182 | 73.3837 | 4957.3944 | 4968.8607 | 1.212%
| Total | RIDI | 2026-2028 | 19500 | 1098834.6636 | 14354.8055 | 1.306% | 12991.4059 | 2077.6735 | 6.2529 | 12991.4059 | 2077.6735 | 6.2529 | 14505.3226 | 2303.9408 | 6.2959 | 220.6157 | 217.0101 | 4980.7641 | 4997.3699 | 3.013%
WoodPole_Intrusive_Primary |  | Wood pole Intrusive Primary | 2026 | 1003 | 7840.7192 | 174.7101 | 2.228% | 166.6615 | 158.1285 | 1.054 | 166.6615 | 158.1285 | 1.054 | 175.5665 | 166.5776 | 1.054 | 1.0153 | 0.97886 | 7722.7191 | 7831.6062 | 0.03667%
WoodPole_Intrusive_Primary |  | Wood pole Intrusive Primary | 2027 | 4906 | 43068.6145 | 1207.2433 | 2.803% | 1098.575 | 737.8266 | 1.4889 | 1098.575 | 737.8266 | 1.4889 | 1219.108 | 818.7792 | 1.4889 | 6.3756 | 6.1076 | 6755.18 | 6854.0202 | 0.2534%
WoodPole_Intrusive_Primary |  | Wood pole Intrusive Primary | 2028 | 11137 | 98702.8795 | 4448.1438 | 4.507% | 3861.2787 | 1597.7632 | 2.4167 | 3861.2787 | 1597.7632 | 2.4167 | 4513.8788 | 1867.8034 | 2.4167 | 15.3961 | 14.6036 | 6410.8862 | 6454.2153 | 0.9337%
| Total | Wood pole Intrusive Primary | 2026-2028 | 17046 | 149612.2132 | 5830.0971 | 3.897% | 5126.5152 | 2493.7184 | 2.0558 | 5126.5152 | 2493.7184 | 2.0558 | 5908.5533 | 2853.1602 | 2.0709 | 22.7871 | 21.69 | 6565.6658 | 6628.9547 | 1.224%
OH_Detail_Inspection |  | OH Detail Inspection | 2026 | 19638 | 290811.0513 | 20251.4685 | 6.964% | 19318.5251 | 2593.4669 | 7.4489 | 19318.5251 | 2593.4669 | 7.4489 | 20350.7404 | 2732.0394 | 7.4489 | 44.3878 | 40.101 | 6551.6046 | 6746.9469 | 4.251%
OH_Detail_Inspection |  | OH Detail Inspection | 2027 | 15365 | 180364.7389 | 10514.4534 | 5.83% | 9568.0093 | 1935.6795 | 4.943 | 9568.0093 | 1935.6795 | 4.943 | 10617.7889 | 2148.0578 | 4.943 | 42.6364 | 38.7263 | 4230.2962 | 4385.9138 | 2.207%
OH_Detail_Inspection |  | OH Detail Inspection | 2028 | 10276 | 107665.1126 | 7035.9956 | 6.535% | 6107.7028 | 1234.9303 | 4.9458 | 6107.7028 | 1234.9303 | 4.9458 | 7139.9741 | 1443.6475 | 4.9458 | 29.2387 | 25.952 | 3682.2833 | 3877.5141 | 1.477%
| Total | OH Detail Inspection | 2026-2028 | 45279 | 578840.9027 | 37801.9175 | 6.531% | 34994.2372 | 5764.0767 | 6.0711 | 34994.2372 | 5764.0767 | 6.0711 | 38108.5034 | 6323.7447 | 6.0263 | 116.2629 | 104.7793 | 4978.7252 | 5163.6046 | 7.935%
FCP |  | FCP | 2026 | 37 | 12123.2203 | 206.611 | 1.704% | 2612.5162 | 4009.6947 | 0.65155 | 2612.5162 | 4009.6947 | 0.65155 | 4351.6599 | 4223.9382 | 1.0302 | 0.38853 | 0.3783 | 31202.8068 | 31500.0121 | 0.04337%
FCP |  | FCP | 2027 | 27 | 13318.2416 | 201.9252 | 1.516% | 2435.6423 | 2791.1989 | 0.87262 | 2435.6423 | 2791.1989 | 0.87262 | 4273.815 | 3097.4427 | 1.3798 | 0.57989 | 0.5694 | 22966.9523 | 23035.2924 | 0.04238%
FCP |  | FCP | 2028 | 17 | 12816.1466 | 204.1101 | 1.593% | 2348.5774 | 1676.4608 | 1.4009 | 2348.5774 | 1676.4608 | 1.4009 | 4341.2352 | 1959.8017 | 2.2151 | 0.26527 | 0.25951 | 48314.3935 | 48599.1159 | 0.04284%
| Total | FCP | 2026-2028 | 81 | 38257.6085 | 612.6464 | 1.601% | 7396.7359 | 8477.3544 | 0.87253 | 7396.7359 | 8477.3544 | 0.87253 | 12966.7101 | 9281.1827 | 1.3971 | 1.2337 | 1.2072 | 31010.9006 | 31183.2485 | 0.1286%
EFD |  | EFD | 2026 | 46 | 10537.461 | 1354.6958 | 12.86% | 17129.6007 | 1734.1304 | 9.8779 | 17129.6007 | 1734.1304 | 9.8779 | 28532.7212 | 1826.7873 | 15.6191 | 2.0834 | 1.75 | 5057.9151 | 5247.2257 | 0.2844%
EFD |  | EFD | 2027 | 37 | 6934.0951 | 844.0053 | 12.17% | 10180.4753 | 1330.5864 | 7.6511 | 10180.4753 | 1330.5864 | 7.6511 | 17863.6522 | 1476.5752 | 12.098 | 1.51 | 1.2684 | 4592.1397 | 4801.4202 | 0.1772%
EFD |  | EFD | 2028 | 51 | 9436.6237 | 1289.127 | 13.66% | 14833.2413 | 1749.5606 | 8.4783 | 14833.2413 | 1749.5606 | 8.4783 | 27418.5517 | 2045.2562 | 13.4059 | 1.3003 | 1.0923 | 7257.1762 | 7459.2633 | 0.2706%
| Total | EFD | 2026-2028 | 134 | 26908.1799 | 3487.8281 | 12.96% | 42143.3173 | 4814.2774 | 8.7538 | 42143.3173 | 4814.2774 | 8.7538 | 73814.9251 | 5348.6188 | 13.8007 | 4.8937 | 4.1107 | 5498.5697 | 5697.4371 | 0.7321%
Microgrid(Capital) |  | Microgrid (Capital) | 2026 | 0 | 0 | 0 | --- | 0 | 0 | --- | 0 | 0 | --- | 0 | 0 | --- | 0 | 0 | 0 | 0 | 0%
Microgrid(Capital) |  | Microgrid (Capital) | 2027 | 0 | 0 | 0 | --- | 0 | 0 | --- | 0 | 0 | --- | 0 | 0 | --- | 0 | 0 | 0 | 0 | 0%
Microgrid(Capital) |  | Microgrid (Capital) | 2028 | 1 | 6.7611 | 6.7611 | 100% | 0.077796 | 11628.8443 | 6.6899e-06 | 0.070442 | 11628.8443 | 6.0575e-06 | 0.1438 | 20708.581 | 6.9441e-06 | 1 | 1 | 6.7611 | 0 | 0.001419%
| Total | Microgrid (Capital) | 2026-2028 | 1 | 6.7611 | 6.7611 | 100% | 0.077796 | 11628.8443 | 6.6899e-06 | 0.070442 | 11628.8443 | 6.0575e-06 | 0.1438 | 20708.581 | 6.9441e-06 | 1 | 1 | 6.7611 | 0 | 0.001419%
CCC |  | Combined Covered Conductor | 2026 | 53.5892 | 2905.8224 | 825.7637 | 28.42% | 15821.4328 | 94883.4758 | 0.16675 | 17398.6838 | 94883.4758 | 0.18337 | 52238.3691 | 193074.1079 | 0.27056 | 1.2311 | 0.74643 | 2360.4065 | 2786.6612 | 0.1733%
CCC |  | Combined Covered Conductor | 2027 | 55.7812 | 4893.0307 | 1558.619 | 31.85% | 28487.0461 | 93843.8861 | 0.30356 | 31152.0006 | 93843.8861 | 0.33196 | 99082.6162 | 200666.9007 | 0.49377 | 1.8535 | 1.1427 | 2639.8258 | 2918.0243 | 0.3272%
CCC |  | Combined Covered Conductor | 2028 | 30.2052 | 2638.8558 | 1127.231 | 42.72% | 19653.4057 | 54946.5599 | 0.35768 | 21424.0783 | 54946.5599 | 0.38991 | 72010.216 | 132904.6889 | 0.54182 | 0.93496 | 0.54675 | 2822.4119 | 2764.7681 | 0.2366%
| Total | Combined Covered Conductor | 2026-2028 | 139.5756 | 10437.7089 | 3511.6137 | 33.64% | 63961.8846 | 243673.9218 | 0.26249 | 69974.7628 | 243673.9218 | 0.28717 | 223331.2013 | 526645.6975 | 0.42406 | 4.0196 | 2.4359 | 2596.7186 | 2843.371 | 0.7371%
SUG |  | Strategic Undergrounding | 2026 | 0 | 0 | 0 | 0% | 0 | 0 | 0 | 0 | 0 | 0 | 0 | 0 | 0 | 0 | 0 | 0 | 0 | 0%
SUG |  | Strategic Undergrounding | 2027 | 0 | 0 | 0 | 0% | 0 | 0 | 0 | 0 | 0 | 0 | 0 | 0 | 0 | 0 | 0 | 0 | 0 | 0%
SUG |  | Strategic Undergrounding | 2028 | 178.2671 | 29038.7926 | 28245.1595 | 97.27% | 492457.7043 | 415845.1339 | 1.1842 | 530049.5733 | 415845.1339 | 1.2746 | 1804368.4768 | 586840.5291 | 3.0747 | 4.3762 | 0.54195 | 6635.5434 | 1464.4033 | 5.929%
| Total | Strategic Undergrounding | 2026-2028 | 178.2671 | 29038.7926 | 28245.1595 | 97.27% | 492457.7043 | 415845.1339 | 1.1842 | 530049.5733 | 415845.1339 | 1.2746 | 1804368.4768 | 586840.5291 | 3.0747 | 4.3762 | 0.54195 | 6635.5434 | 1464.4033 | 5.929%

## SUG_vs_CCC_2028
back to index | [7 empty] | SUG | [12 empty] | CCC
[8 empty] | Baseline 2025 | Baseline 2025 | Baseline 2025 | WACC | WACC | WACC | H.D.R | H.D.R | H.D.R | S.D.R | S.D.R | S.D.R |  | Baseline 2024 | Baseline 2024 | WACC | WACC | WACC | H.D.R | H.D.R | H.D.R | S.D.R | S.D.R | S.D.R
Feeder Segment | SDG&E Grid Hardening Plan | YEAR | HFTD Tier | Tranche ID HTM | Tranche ID Quintile | CCC Units (OH Primary + Secondary miles + Service Drop) | SUG miles (Miles + OH to UG Conversion) | WF + PSPS + PEDS Risk Baseline (K$/year) | Baseline Risk Reduction SUG (K$/year) | Baseline Risk Reduction SUG (%) | PV Risk Reduced (K$) Year 55 | PV Total Cost Capital + O&M (K$) Year 55 | BCR WACC | PV Risk Reduced (K$) Year 55 | PV Total Cost Capital + O&M (K$) Year 55 | BCR HDR | PV Risk Reduced (K$) Year 55 | PV Total Cost Capital + O&M (K$) Year 55 | BCR SDR | Service Territory Risk Reduction (%) | Baseline Risk Reduction CCC (K$) | Baseline Risk Reduction CCC (%) | PV Risk Reduced (K$) Year 55 | PV Total Cost Capital + O&M (K$) Year 55 | BCR WACC | PV Risk Reduced (K$) Year 55 | PV Total Cost Capital + O&M (K$) Year 55 | BCR HDR | PV Risk Reduced (K$) Year 55 | PV Total Cost Capital + O&M (K$) Year 55 | BCR SDR | Service Territory Risk Reduction (%) | Pre-Mitigation LoRE | SUG Post-Mitigation LoRE | CCC Post-Mitigation LoRE
1022-17F | SUG/CCC | 2028 | Tier-3 | Tier-3---4 | 5--5 | 4.6079 | 5.5295 | 887.1334 | 872.235 | 98.32% | 15207.5213 | 10750.8284 | 1.4145 | 16127.5265 | 10750.8284 | 1.5001 | 55720.4644 | 15175.9102 | 3.6716 | 0.1831% | 392.2033 | 44.21% | 6838.1107 | 8876.9524 | 0.77032 | 7255.1908 | 8876.9524 | 0.81731 | 25054.8854 | 22087.5322 | 1.1343 | 0.08232% | 0.10945 | 0.013851 | 0.063909
1030-18R | SUG/CCC | 2028 | Tier-3 | Tier-3---7 | 5--5 | 3.5215 | 4.2258 | 693.6608 | 674.4539 | 97.23% | 11759.1837 | 8213.3201 | 1.4317 | 12646.5535 | 8213.3201 | 1.5398 | 43085.7314 | 11587.8352 | 3.7182 | 0.1416% | 219.4724 | 31.64% | 3826.5276 | 6118.6932 | 0.62538 | 4160.3601 | 6118.6932 | 0.67994 | 14020.4237 | 14442.2108 | 0.97079 | 0.04607% | 0.23843 | 0.025626 | 0.13814
1166-18R | SUG/CCC | 2028 | Tier-3 | Tier-3---5 | 5--5 | 7.6873 | 9.2248 | 1129.6851 | 1105.9918 | 97.9% | 19283.0983 | 17902.3093 | 1.0771 | 20382.7238 | 17902.3093 | 1.1386 | 70653.4072 | 25196.2138 | 2.8041 | 0.2321% | 443.1499 | 39.23% | 7726.3703 | 11461.3131 | 0.67413 | 8171.4713 | 11461.3131 | 0.71296 | 28309.4749 | 24581.2501 | 1.1517 | 0.09302% | 0.21365 | 0.022719 | 0.12499
176-161R | SUG/CCC | 2028 | Tier-3 | Tier-3---5 | 5--5 | 9.9016 | 11.8819 | 1442.7596 | 1403.4407 | 97.27% | 24469.1552 | 23092.1429 | 1.0596 | 26171.0176 | 23092.1429 | 1.1333 | 89655.156 | 32575.362 | 2.7522 | 0.2946% | 600.7581 | 41.64% | 10474.2881 | 17263.2065 | 0.60674 | 11222.6609 | 17263.2065 | 0.65009 | 38377.8648 | 40823.6749 | 0.94009 | 0.1261% | 0.22417 | 0.028123 | 0.13198
211-312R | SUG/CCC | 2028 | Tier-2 | Tier-2---8 | 5--3 | 18.3875 | 22.065 | 754.0624 | 711.5806 | 94.37% | 12406.4928 | 42880.2735 | 0.28933 | 13852.5922 | 42880.2735 | 0.32305 | 45457.4766 | 60484.6223 | 0.75155 | 0.1494% | 364.7052 | 48.37% | 6358.6787 | 31187.4487 | 0.20389 | 7068.3253 | 31187.4487 | 0.22664 | 23298.2433 | 72620.2115 | 0.32082 | 0.07655% | 0.39031 | 0.048109 | 0.22316
215-1531R | SUG/CCC | 2028 | Tier-2 | Tier-2---2 | 5--5 | 8.5663 | 10.2795 | 1398.9852 | 1352.7686 | 96.7% | 23585.6805 | 19996.4185 | 1.1795 | 25580.9716 | 19996.4185 | 1.2793 | 86418.0985 | 28250.1463 | 3.059 | 0.2839% | 596.9561 | 42.67% | 10407.9998 | 16792.4703 | 0.6198 | 11314.4221 | 16792.4703 | 0.67378 | 38134.9842 | 42123.7244 | 0.90531 | 0.1253% | 0.20291 | 0.025844 | 0.11899
215-1534R | SUG/CCC | 2028 | Tier-2 | Tier-2---1 | 5--5 | 7.9364 | 9.5237 | 1734.1452 | 1689.4431 | 97.42% | 29455.6414 | 18527.7559 | 1.5898 | 31701.9628 | 18527.7559 | 1.7111 | 107925.6764 | 26178.6797 | 4.1227 | 0.3546% | 777.0934 | 44.81% | 13548.715 | 14990.8753 | 0.9038 | 14593.8753 | 14990.8753 | 0.97352 | 49642.5867 | 36949.2857 | 1.3435 | 0.1631% | 0.1982 | 0.025191 | 0.11556
215-38R | SUG/CCC | 2028 | Tier-3 | Tier-3---10 | 5--5 | 6.5117 | 7.8141 | 650.1784 | 633.5379 | 97.44% | 11045.8088 | 15183.8789 | 0.72747 | 11837.7943 | 15183.8789 | 0.77963 | 40471.9206 | 21413.8813 | 1.89 | 0.133% | 195.3102 | 30.04% | 3405.2573 | 10746.7677 | 0.31686 | 3678.3743 | 10746.7677 | 0.34228 | 12476.8866 | 24626.1132 | 0.50665 | 0.041% | 0.12528 | 0.015883 | 0.076372
217-835R | SUG/CCC | 2028 | Tier-3 | Tier-3---5 | 5--5 | 18.5484 | 22.2581 | 1459.42 | 1410.2409 | 96.63% | 24587.7176 | 43225.5869 | 0.56882 | 26220.041 | 43225.5869 | 0.60659 | 90089.5694 | 60904.2813 | 1.4792 | 0.296% | 423.3973 | 29.01% | 7381.9824 | 29970.8101 | 0.24631 | 7942.3424 | 29970.8101 | 0.265 | 27047.6353 | 67797.9649 | 0.39894 | 0.08887% | 0.28412 | 0.036357 | 0.17579
351-819R | SUG/CCC | 2028 | Tier-2 | Tier-2---1 | 5--5 | 10.6216 | 12.7459 | 2090.3176 | 2043.6758 | 97.77% | 35631.7302 | 24782.0567 | 1.4378 | 38640.6607 | 24782.0567 | 1.5592 | 130554.9089 | 34983.8135 | 3.7319 | 0.429% | 983.745 | 47.06% | 17151.7112 | 19882.2109 | 0.86267 | 18598.8732 | 19882.2109 | 0.93545 | 62843.9899 | 48788.9326 | 1.2881 | 0.2065% | 0.14376 | 0.021398 | 0.084753
351-871R | SUG/CCC | 2028 | Tier-3 | Tier-3---6 | 5--5 | 4.1929 | 5.0315 | 781.5367 | 767.5481 | 98.21% | 13382.2923 | 9778.3399 | 1.3686 | 14102.927 | 9778.3399 | 1.4423 | 49032.8126 | 13793.6558 | 3.5547 | 0.1611% | 359.37 | 45.98% | 6265.6577 | 7337.925 | 0.85387 | 6603.9871 | 7337.925 | 0.89998 | 22957.4137 | 17388.5986 | 1.3203 | 0.07543% | 0.11468 | 0.014063 | 0.066712
357-2049F | SUG/CCC | 2028 | Tier-3 | Tier-3---8 | 5--5 | 5.6917 | 6.83 | 1568.933 | 1523.2176 | 97.09% | 26557.479 | 13289.7541 | 1.9983 | 28727.8273 | 13289.7541 | 2.1617 | 97306.7891 | 18783.2882 | 5.1805 | 0.3197% | 768.4786 | 48.98% | 13398.5147 | 11263.1517 | 1.1896 | 14477.2128 | 11263.1517 | 1.2854 | 49092.2517 | 28375.7052 | 1.7301 | 0.1613% | 0.18286 | 0.022819 | 0.10569
358-682F | SUG/CCC | 2028 | Tier-3 | Tier-3---3 | 5--5 | 10.5849 | 12.7019 | 3753.9781 | 3650.6617 | 97.25% | 63649.7191 | 24700.8973 | 2.5768 | 68736.0462 | 24700.8973 | 2.7827 | 233213.0166 | 34878.9409 | 6.6864 | 0.7663% | 1594.3536 | 42.47% | 27797.7448 | 18433.645 | 1.508 | 30092.7389 | 18433.645 | 1.6325 | 101851.1314 | 43564.3502 | 2.3379 | 0.3347% | 0.54241 | 0.059963 | 0.31345
452-38AE | SUG/CCC | 2028 | Tier-2 | Tier-2---4 | 2--5 | 2.8002 | 3.3602 | 306.0513 | 298.4535 | 97.52% | 5203.5719 | 6532.2184 | 0.7966 | 5532.0652 | 6532.2184 | 0.84689 | 19065.9239 | 9218.7261 | 2.0682 | 0.06265% | 149.6298 | 48.89% | 2608.8129 | 5252.0412 | 0.49672 | 2773.5732 | 5252.0412 | 0.52809 | 9558.7089 | 12900.6258 | 0.74095 | 0.03141% | 0.011395 | 0.0027584 | 0.0070718
520-45 | SUG/CCC | 2028 | Tier-2 | Tier-2---8 | 5--5 | 8.8332 | 10.5999 | 455.0819 | 438.1755 | 96.28% | 7639.6421 | 20599.4019 | 0.37087 | 8093.9093 | 20599.4019 | 0.39292 | 27991.7023 | 29056.5785 | 0.96335 | 0.09197% | 129.6164 | 28.48% | 2259.8771 | 15240.7146 | 0.14828 | 2420.5298 | 15240.7146 | 0.15882 | 8280.2057 | 35833.3752 | 0.23108 | 0.02721% | 0.10446 | 0.015847 | 0.067588
79-679R | SUG/CCC | 2028 | Tier-3 | Tier-3---3 | 5--5 | 6.1617 | 7.3941 | 1892.052 | 1845.1128 | 97.52% | 32169.7597 | 14375.8596 | 2.2378 | 34469.814 | 14375.8596 | 2.3978 | 117870.225 | 20292.5877 | 5.8085 | 0.3873% | 579.1897 | 30.61% | 10098.2408 | 10765.0202 | 0.93806 | 10930.7674 | 10765.0202 | 1.0154 | 37000.025 | 25485.7972 | 1.4518 | 0.1216% | 0.3939 | 0.043075 | 0.23025
908-1172R | SUG/CCC | 2028 | Tier-2 | Tier-2---2 | 5--5 | 10.3047 | 12.3657 | 1737.7755 | 1683.9619 | 96.9% | 29360.075 | 24056.1943 | 1.2205 | 31889.3017 | 24056.1943 | 1.3256 | 107575.5202 | 33989.1885 | 3.165 | 0.3535% | 716.7235 | 41.24% | 12496.1595 | 20779.478 | 0.60137 | 13616.6184 | 20779.478 | 0.65529 | 45786.016 | 52794.1788 | 0.86726 | 0.1504% | 0.20692 | 0.027582 | 0.12262
908-2055F | SUG/CCC | 2028 | Tier-3 | Tier-3---2 | 5--5 | 11.6844 | 14.0213 | 2141.2623 | 2091.0005 | 97.65% | 36456.8417 | 27266.5033 | 1.3371 | 39239.4107 | 27266.5033 | 1.4391 | 133578.1231 | 38501.4334 | 3.4694 | 0.4389% | 978.1949 | 45.68% | 17054.9439 | 22228.2568 | 0.76726 | 18364.4771 | 22228.2568 | 0.82618 | 62489.4338 | 54977.3344 | 1.1366 | 0.2053% | 0.20355 | 0.027982 | 0.12042
CB 215 | SUG/CCC | 2028 | Tier-3 | Tier-3---20 | 1--5 | 0.15036 | 0.18043 | 14.3567 | 14.1976 | 98.89% | 247.5366 | 350.1979 | 0.70685 | 260.8197 | 350.1979 | 0.74478 | 906.9757 | 492.9865 | 1.8398 | 0.00298% | 1.8134 | 12.63% | 31.6176 | 265.9621 | 0.11888 | 33.4691 | 265.9621 | 0.12584 | 115.847 | 633.9057 | 0.18275 | 0.0003806% | 0.0005546 | 0.0002014 | 0.000468
CB 236 | SUG/CCC | 2028 | Tier-2 | Tier-2---1 | 5--5 | 6.4026 | 7.6831 | 1431.5889 | 1384.2354 | 96.69% | 24134.3074 | 14955.1235 | 1.6138 | 26447.7795 | 14955.1235 | 1.7685 | 88428.2713 | 21149.1766 | 4.1812 | 0.2906% | 613.8455 | 42.88% | 10702.4697 | 12298.7108 | 0.87021 | 11757.8723 | 12298.7108 | 0.95602 | 39213.9238 | 30559.6255 | 1.2832 | 0.1288% | 0.1419 | 0.019914 | 0.083787
CB 351 | SUG/CCC | 2028 | Tier-2 | Tier-2---3 | 5--5 | 6.5658 | 7.8789 | 1226.0332 | 1196.1346 | 97.56% | 20854.7478 | 15312.4705 | 1.3619 | 22437.871 | 15312.4705 | 1.4653 | 76411.9418 | 21600.8328 | 3.5375 | 0.2511% | 473.9562 | 38.66% | 8263.4824 | 12214.3932 | 0.67654 | 8901.355 | 12214.3932 | 0.72876 | 30277.4573 | 29880.9984 | 1.0133 | 0.09948% | 0.12463 | 0.016736 | 0.074275
CB 971 | SUG/CCC | 2028 | Tier-2 | Tier-2---3 | 5--5 | 5.1717 | 6.2061 | 1052.4948 | 1025.4888 | 97.43% | 17879.5189 | 12065.6346 | 1.4819 | 19048.5587 | 12065.6346 | 1.5787 | 65510.6824 | 17030.3406 | 3.8467 | 0.2153% | 453.7015 | 43.11% | 7910.3389 | 9628.3954 | 0.82156 | 8426.0221 | 9628.3954 | 0.87512 | 28983.5373 | 23563.6452 | 1.23 | 0.09523% | 0.12528 | 0.016334 | 0.073751
TM1-10R | SUG/CCC | 2028 | Tier-3 | Tier-3---12 | 5--5 | 3.4327 | 4.1192 | 437.3004 | 429.6032 | 98.24% | 7490.1831 | 8007.9674 | 0.93534 | 7901.3988 | 8007.9674 | 0.98669 | 27444.0832 | 11302.048 | 2.4282 | 0.09017% | 206.1195 | 47.13% | 3593.7172 | 7122.9156 | 0.50453 | 3791.1339 | 7122.9156 | 0.53224 | 13167.4052 | 18322.8227 | 0.71863 | 0.04326% | 0.093421 | 0.011575 | 0.054037
1233-585R | SUG/CCC | 2028 | Tier-3 | Tier-3---12 | 5--5 | 6.3138 | 7.5765 | 496.1989 | 481.8784 | 97.11% | 8401.6063 | 14730.0231 | 0.57037 | 8995.8099 | 14730.0231 | 0.61071 | 30783.5445 | 20791.0339 | 1.4806 | 0.1011% | 227.4918 | 45.85% | 3966.3461 | 11718.5072 | 0.33847 | 4248.484 | 11718.5072 | 0.36254 | 14532.7199 | 28634.8895 | 0.50752 | 0.04775% | 0.12988 | 0.01698 | 0.075393
1458-1058F | SUG/CCC | 2028 | Tier-3 | Tier-3---13 | 5--5 | 1.4878 | 1.7854 | 533.9366 | 497.2179 | 93.12% | 8669.0522 | 3480.7613 | 2.4906 | 10264.6475 | 3480.7613 | 2.949 | 31763.4681 | 4934.7663 | 6.4367 | 0.1044% | 217.5916 | 40.75% | 3793.7351 | 2395.2086 | 1.5839 | 4540.7787 | 2395.2086 | 1.8958 | 13900.272 | 5405.8713 | 2.5713 | 0.04567% | 0.13833 | 0.014704 | 0.079335
79-660R | SUG/CCC | 2028 | Tier-3 | Tier-3---14 | 5--3 | 7.3375 | 8.805 | 410.2866 | 395.2646 | 96.34% | 6891.4848 | 17109.703 | 0.40278 | 7334.8651 | 17109.703 | 0.4287 | 25250.4487 | 24130.3859 | 1.0464 | 0.08297% | 196.782 | 47.96% | 3430.9171 | 13217.1727 | 0.25958 | 3649.5786 | 13217.1727 | 0.27612 | 12570.9044 | 31807.1044 | 0.39522 | 0.0413% | 0.45747 | 0.050612 | 0.26332

## SUG_2028_comp
SUG - Risk & Cost Benefit
back to index
|  |  | Note: The feeder segments listed below have been selected for detailed scoping and feasibility engineering studies. The total mileage presented here exceeds SDG&E targets because some segments may not be feasible for selected mitigation due to permitting issues, difficult terrain, customer resistance, and other factors not accounted for in the current WiNGS-Planning model. | [5 empty] | Assumptions | Value | Units | Last Update | Comments
[9 empty] | Capital Cost only in Year 0 | 2 | M$/mile | 2025-05-07 | Includes Primary, Secondary for BCR
[9 empty] | Service Drop factor | 1.26% | % | 2025-05-07 | Factor to account for Service drop miles
[9 empty] | OH to UG conversion factor | 20% | % | 2025-05-07 | Factor to account for OH to UG extra miles
[9 empty] | Long-term Ongoing costs | 0.003337 | M$/mile-year | 2025-05-07 | Includes ongoing foundational costs expected over the entire lifespan.
[9 empty] | Lifetime | 55 | Years | 2025-05-07 | SB 884 end of the expected lifetime (defined as 55 years) of the infrastructure
[9 empty] | Mitigation Effectiveness Estimate (%) | 98.9% | % | 2025-05-07
[9 empty] | Additional Installation Cost (O&M) only in Year 0 | 0.022 | M$/mile | 2025-05-07 | This cost does not represent annual O&M activities; it is incurred during the installation that cannot be capitalized.
[7 empty] | OH miles | SUG miles | Baseline 2025 | Baseline 2025 | Baseline 2025 | Baseline 2025 | Baseline 2025 | Baseline 2025 | Baseline 2025 | Baseline 2025 | Baseline 2025 | WACC | WACC | WACC | H.D.R | H.D.R | H.D.R | S.D.R | S.D.R | S.D.R |  |  |  | Pre - Mitigation CoRE |  |  |  | Post - Mitigation CoRE
Year | HFTD Tier | Feeder | Feeder Segment | Tranche ID HTM | Tranche ID Quintile | Total miles in scope | Units (OH Primary + Secondary miles + Service Drop) | SUG miles (Miles + OH to UG Conversion) | WF + PSPS + PEDS Risk Baseline (K$/year) | Baseline Wildfire (%) | Baseline PSPS (%) | Baseline PEDS (%) | Risk Reduction (K$/year) | Safety Risk Reduction (K$/year) | Reliability Risk Reduction (K$/year) | Financial Risk Reduction (K$/year) | Mitigation Annual Cost (K$/year) | PV Risk Reduced (K$) Year 55 | PV Total Cost Capital + O&M (K$) Year 55 | BCR WACC | PV Risk Reduced (K$) Year 55 | PV Total Cost Capital + O&M (K$) Year 55 | BCR HDR | PV Risk Reduced (K$) Year 55 | PV Total Cost Capital + O&M (K$) Year 55 | BCR SDR | Risk Reduction % | Pre-Mitigation LoRE | Post-Mitigation LoRE | Pre-Mitigated CoRE [K$] | Pre-Mitigated CoRE Safety [K$] | Pre-Mitigated CoRE Reliability [K$] | Pre-Mitigated CoRE Financial [K$] | Post-Mitigated CoRE [K$] | Post-Mitigated CoRE Safety [K$] | Post-Mitigated CoRE Reliability [K$] | Post-Mitigated CoRE Financial [K$] | Service Territory Risk Reduction (%)
2028 | Tier-3 | 1022 | 1022-17F | Tier-3---4 | 5--5 | 100% | 4.6079 | 5.5295 | 887.1334 | 95.91% | 3.733% | 0.3607% | 872.235 | 150.9444 | 27.4361 | 693.8546 | 59.9549 | 15207.5213 | 10750.8284 | 1.4145 | 16127.5265 | 10750.8284 | 1.5001 | 55720.4644 | 15175.9102 | 3.6716 | 98.32% | 0.10945 | 0.013851 | 8105.3609 | 1393.5381 | 301.1063 | 6410.7165 | 1075.645 | 186.1454 | 33.8344 | 855.6652 | 0.1831%
2028 | Tier-3 | 1030 | 1030-18R | Tier-3---7 | 5--5 | 100% | 3.5215 | 4.2258 | 693.6608 | 87.49% | 12.21% | 0.2965% | 674.4539 | 102.1266 | 69.9262 | 502.4011 | 45.6631 | 11759.1837 | 8213.3201 | 1.4317 | 12646.5535 | 8213.3201 | 1.5398 | 43085.7314 | 11587.8352 | 3.7182 | 97.23% | 0.23843 | 0.025626 | 2909.3141 | 434.9069 | 331.8024 | 2142.6047 | 749.5129 | 113.4921 | 77.7082 | 558.3126 | 0.1416%
2028 | Tier-3 | 1166 | 1166-18R | Tier-3---5 | 5--5 | 100% | 7.6873 | 9.2248 | 1129.6851 | 97.99% | 1.718% | 0.2919% | 1105.9918 | 196.0081 | 17.1991 | 892.7846 | 98.1185 | 19283.0983 | 17902.3093 | 1.0771 | 20382.7238 | 17902.3093 | 1.1386 | 70653.4072 | 25196.2138 | 2.8041 | 97.9% | 0.21365 | 0.022719 | 5287.5602 | 933.108 | 102.1782 | 4252.2741 | 1042.8672 | 184.8209 | 16.2175 | 841.8288 | 0.2321%
2028 | Tier-3 | 176 | 176-161R | Tier-3---5 | 5--5 | 100% | 9.9016 | 11.8819 | 1442.7596 | 90.39% | 9.157% | 0.4576% | 1403.4407 | 211.3426 | 118.6328 | 1073.4654 | 128.2831 | 24469.1552 | 23092.1429 | 1.0596 | 26171.0176 | 23092.1429 | 1.1333 | 89655.156 | 32575.362 | 2.7522 | 97.27% | 0.22417 | 0.028123 | 6436.0353 | 957.8537 | 605.899 | 4872.2826 | 1398.1237 | 210.5419 | 118.1833 | 1069.3985 | 0.2946%
2028 | Tier-2 | 211 | 211-312R | Tier-2---8 | 5--3 | 100% | 18.3875 | 22.065 | 754.0624 | 63.09% | 35.39% | 1.526% | 711.5806 | 62.581 | 217.8043 | 431.1954 | 238.0911 | 12406.4928 | 42880.2735 | 0.28933 | 13852.5922 | 42880.2735 | 0.32305 | 45457.4766 | 60484.6223 | 0.75155 | 94.37% | 0.39031 | 0.048109 | 1931.9795 | 162.2508 | 643.7527 | 1125.9761 | 883.0357 | 77.6599 | 270.2841 | 535.0917 | 0.1494%
2028 | Tier-2 | 215 | 215-1531R | Tier-2---2 | 5--5 | 100% | 8.5663 | 10.2795 | 1398.9852 | 84.15% | 15.42% | 0.4283% | 1352.7686 | 207.2407 | 179.6278 | 965.9001 | 112.047 | 23585.6805 | 19996.4185 | 1.1795 | 25580.9716 | 19996.4185 | 1.2793 | 86418.0985 | 28250.1463 | 3.059 | 96.7% | 0.20291 | 0.025844 | 6894.5825 | 1039.1679 | 1002.2008 | 4853.2138 | 1788.2663 | 273.9578 | 237.4555 | 1276.853 | 0.2839%
2028 | Tier-2 | 215 | 215-1534R | Tier-2---1 | 5--5 | 100% | 7.9364 | 9.5237 | 1734.1452 | 88.98% | 10.7% | 0.3246% | 1689.4431 | 281.5863 | 153.9546 | 1253.9022 | 103.8958 | 29455.6414 | 18527.7559 | 1.5898 | 31701.9628 | 18527.7559 | 1.7111 | 107925.6764 | 26178.6797 | 4.1227 | 97.42% | 0.1982 | 0.025191 | 8749.2684 | 1441.1188 | 882.1072 | 6426.0424 | 1774.5264 | 295.7675 | 161.708 | 1317.0509 | 0.3546%
2028 | Tier-3 | 215 | 215-38R | Tier-3---10 | 5--5 | 100% | 6.5117 | 7.8141 | 650.1784 | 91.15% | 8.25% | 0.6037% | 633.5379 | 102.3876 | 51.1711 | 479.9793 | 84.2232 | 11045.8088 | 15183.8789 | 0.72747 | 11837.7943 | 15183.8789 | 0.77963 | 40471.9206 | 21413.8813 | 1.89 | 97.44% | 0.12528 | 0.015883 | 5189.8024 | 828.3476 | 472.2938 | 3889.161 | 1047.7071 | 169.3225 | 84.6236 | 793.761 | 0.133%
2028 | Tier-3 | 217 | 217-835R | Tier-3---5 | 5--5 | 100% | 18.5484 | 22.2581 | 1459.42 | 90.56% | 8.764% | 0.6769% | 1410.2409 | 216.8546 | 99.6378 | 1093.7485 | 238.4586 | 24587.7176 | 43225.5869 | 0.56882 | 26220.041 | 43225.5869 | 0.60659 | 90089.5694 | 60904.2813 | 1.4792 | 96.63% | 0.28412 | 0.036357 | 5136.5819 | 779.5394 | 417.5644 | 3939.4781 | 1352.6875 | 208.0045 | 95.5715 | 1049.1115 | 0.296%
2028 | Tier-2 | 351 | 351-819R | Tier-2---1 | 5--5 | 100% | 10.6216 | 12.7459 | 2090.3176 | 91.75% | 7.875% | 0.3732% | 2043.6758 | 444.9818 | 138.4219 | 1460.2721 | 138.2352 | 35631.7302 | 24782.0567 | 1.4378 | 38640.6607 | 24782.0567 | 1.5592 | 130554.9089 | 34983.8135 | 3.7319 | 97.77% | 0.14376 | 0.021398 | 14540.4698 | 3135.0555 | 1103.9508 | 10301.4635 | 2179.7255 | 474.6047 | 147.6368 | 1557.4839 | 0.429%
2028 | Tier-3 | 351 | 351-871R | Tier-3---6 | 5--5 | 100% | 4.1929 | 5.0315 | 781.5367 | 96.92% | 2.713% | 0.3715% | 767.5481 | 122.3181 | 17.4063 | 627.8237 | 54.3135 | 13382.2923 | 9778.3399 | 1.3686 | 14102.927 | 9778.3399 | 1.4423 | 49032.8126 | 13793.6558 | 3.5547 | 98.21% | 0.11468 | 0.014063 | 6814.8869 | 1079.7555 | 189.4866 | 5545.6448 | 994.7219 | 158.521 | 22.5581 | 813.6428 | 0.1611%
2028 | Tier-3 | 357 | 357-2049F | Tier-3---8 | 5--5 | 100% | 5.6917 | 6.83 | 1568.933 | 87.25% | 12.44% | 0.3075% | 1523.2176 | 258.5926 | 162.2178 | 1102.4072 | 74.6523 | 26557.479 | 13289.7541 | 1.9983 | 28727.8273 | 13289.7541 | 2.1617 | 97306.7891 | 18783.2882 | 5.1805 | 97.09% | 0.18286 | 0.022819 | 8579.8277 | 1438.1344 | 1001.8193 | 6139.874 | 2003.4291 | 340.1169 | 213.3588 | 1449.9535 | 0.3197%
2028 | Tier-3 | 358 | 358-682F | Tier-3---3 | 5--5 | 100% | 10.5849 | 12.7019 | 3753.9781 | 86.22% | 13.57% | 0.2039% | 3650.6617 | 570.7808 | 415.4109 | 2664.47 | 138.0054 | 63649.7191 | 24700.8973 | 2.5768 | 68736.0462 | 24700.8973 | 2.7827 | 233213.0166 | 34878.9409 | 6.6864 | 97.25% | 0.54241 | 0.059963 | 6920.8673 | 1067.6333 | 861.2358 | 4991.9981 | 1723.0022 | 269.3913 | 196.0614 | 1257.5494 | 0.7663%
2028 | Tier-2 | 452 | 452-38AE | Tier-2---4 | 2--5 | 100% | 2.8002 | 3.3602 | 306.0513 | 99.41% | 0% | 0.595% | 298.4535 | 63.599 | 0.092854 | 234.7617 | 36.3786 | 5203.5719 | 6532.2184 | 0.7966 | 5532.0652 | 6532.2184 | 0.84689 | 19065.9239 | 9218.7261 | 2.0682 | 97.52% | 0.011395 | 0.0027584 | 26857.9154 | 5689.4503 | 153.4079 | 21015.0572 | 2754.4339 | 586.9561 | 0.85695 | 2166.6208 | 0.06265%
2028 | Tier-2 | 520 | 520-45 | Tier-2---8 | 5--5 | 100% | 8.8332 | 10.5999 | 455.0819 | 89.33% | 9.369% | 1.306% | 438.1755 | 54.3911 | 33.6871 | 350.0973 | 114.3812 | 7639.6421 | 20599.4019 | 0.37087 | 8093.9093 | 20599.4019 | 0.39292 | 27991.7023 | 29056.5785 | 0.96335 | 96.28% | 0.10446 | 0.015847 | 4356.4514 | 530.4104 | 403.5927 | 3422.4483 | 1066.8363 | 132.4273 | 82.0188 | 852.3902 | 0.09197%
2028 | Tier-3 | 79 | 79-679R | Tier-3---3 | 5--5 | 100% | 6.1617 | 7.3941 | 1892.052 | 89.49% | 10.28% | 0.2308% | 1845.1128 | 285.5034 | 160.4558 | 1399.1536 | 80.1609 | 32169.7597 | 14375.8596 | 2.2378 | 34469.814 | 14375.8596 | 2.3978 | 117870.225 | 20292.5877 | 5.8085 | 97.52% | 0.3939 | 0.043075 | 4803.3522 | 735.2081 | 460.7879 | 3607.3562 | 1089.6987 | 168.6145 | 94.763 | 826.3212 | 0.3873%
2028 | Tier-2 | 908 | 908-1172R | Tier-2---2 | 5--5 | 100% | 10.3047 | 12.3657 | 1737.7755 | 85.15% | 14.43% | 0.419% | 1683.9619 | 281.0124 | 209.3812 | 1193.5682 | 134.877 | 29360.075 | 24056.1943 | 1.2205 | 31889.3017 | 24056.1943 | 1.3256 | 107575.5202 | 33989.1885 | 3.165 | 96.9% | 0.20692 | 0.027582 | 8398.1993 | 1379.7509 | 1146.2529 | 5872.1954 | 1951.0289 | 325.5794 | 242.5879 | 1382.8615 | 0.3535%
2028 | Tier-3 | 908 | 908-2055F | Tier-3---2 | 5--5 | 100% | 11.6844 | 14.0213 | 2141.2623 | 90.56% | 9.061% | 0.3753% | 2091.0005 | 370.0504 | 169.464 | 1551.4861 | 152.3333 | 36456.8417 | 27266.5033 | 1.3371 | 39239.4107 | 27266.5033 | 1.4391 | 133578.1231 | 38501.4334 | 3.4694 | 97.65% | 0.20355 | 0.027982 | 10519.7129 | 1841.0843 | 947.7804 | 7730.8482 | 1796.2322 | 317.8844 | 145.5747 | 1332.7732 | 0.4389%
2028 | Tier-3 | 215 | CB 215 | Tier-3---20 | 1--5 | 100% | 0.15036 | 0.18043 | 14.3567 | 99.04% | 0% | 0.9603% | 14.1976 | 2.2619 | 0.31363 | 11.6221 | 1.9218 | 247.5366 | 350.1979 | 0.70685 | 260.8197 | 350.1979 | 0.74478 | 906.9757 | 492.9865 | 1.8398 | 98.89% | 0.0005546 | 0.0002014 | 25886.5156 | 4082.8416 | 802.2051 | 21001.4689 | 789.8595 | 125.8345 | 17.4482 | 646.5769 | 0.00298%
2028 | Tier-2 | 236 | CB 236 | Tier-2---1 | 5--5 | 100% | 6.4026 | 7.6831 | 1431.5889 | 79.32% | 20.27% | 0.409% | 1384.2354 | 198.1477 | 250.4131 | 935.6745 | 84.2855 | 24134.3074 | 14955.1235 | 1.6138 | 26447.7795 | 14955.1235 | 1.7685 | 88428.2713 | 21149.1766 | 4.1812 | 96.69% | 0.1419 | 0.019914 | 10088.9585 | 1415.4843 | 1966.6729 | 6706.8012 | 2377.9268 | 340.3906 | 430.1755 | 1607.3608 | 0.2906%
2028 | Tier-2 | 351 | CB 351 | Tier-2---3 | 5--5 | 100% | 6.5658 | 7.8789 | 1226.0332 | 96.06% | 3.555% | 0.3808% | 1196.1346 | 266.242 | 40.7109 | 889.1816 | 85.0651 | 20854.7478 | 15312.4705 | 1.3619 | 22437.871 | 15312.4705 | 1.4653 | 76411.9418 | 21600.8328 | 3.5375 | 97.56% | 0.12463 | 0.016736 | 9837.0052 | 2175.7089 | 389.2547 | 7272.0416 | 1786.4852 | 397.6454 | 60.8038 | 1328.0361 | 0.2511%
2028 | Tier-2 | 971 | CB 971 | Tier-2---3 | 5--5 | 100% | 5.1717 | 6.2061 | 1052.4948 | 94.77% | 4.863% | 0.3691% | 1025.4888 | 167.1283 | 59.5376 | 798.8228 | 67.2515 | 17879.5189 | 12065.6346 | 1.4819 | 19048.5587 | 12065.6346 | 1.5787 | 65510.6824 | 17030.3406 | 3.8467 | 97.43% | 0.12528 | 0.016334 | 8401.3813 | 1359.4082 | 538.7088 | 6503.2643 | 1653.361 | 269.4554 | 95.9905 | 1287.915 | 0.2153%
2028 | Tier-3 | TM1 | TM1-10R | Tier-3---12 | 5--5 | 100% | 3.4327 | 4.1192 | 437.3004 | 95.61% | 3.838% | 0.5568% | 429.6032 | 65.9953 | 13.7356 | 349.8723 | 44.6119 | 7490.1831 | 8007.9674 | 0.93534 | 7901.3988 | 8007.9674 | 0.98669 | 27444.0832 | 11302.048 | 2.4282 | 98.24% | 0.093421 | 0.011575 | 4680.975 | 712.9363 | 184.5612 | 3783.4774 | 664.9738 | 102.1528 | 21.2611 | 541.56 | 0.09017%
2028 | Tier-3 | 1233 | 1233-585R | Tier-3---12 | 5--5 | 100% | 6.3138 | 7.5765 | 496.1989 | 88.91% | 10.23% | 0.8642% | 481.8784 | 73.0567 | 42.1539 | 366.6678 | 82.1017 | 8401.6063 | 14730.0231 | 0.57037 | 8995.8099 | 14730.0231 | 0.61071 | 30783.5445 | 20791.0339 | 1.4806 | 97.11% | 0.12988 | 0.01698 | 3820.3589 | 569.6038 | 386.1666 | 2864.5885 | 843.3774 | 127.8629 | 73.7771 | 641.7373 | 0.1011%
2028 | Tier-3 | 1458 | 1458-1058F | Tier-3---13 | 5--5 | 100% | 1.4878 | 1.7854 | 533.9366 | 37.36% | 62.45% | 0.1834% | 497.2179 | 35.805 | 273.5661 | 187.8467 | 19.9013 | 8669.0522 | 3480.7613 | 2.4906 | 10264.6475 | 3480.7613 | 2.949 | 31763.4681 | 4934.7663 | 6.4367 | 93.12% | 0.13833 | 0.014704 | 3859.7922 | 265.8584 | 2184.7015 | 1409.2323 | 2497.1967 | 179.8251 | 1373.9417 | 943.4299 | 0.1044%
2028 | Tier-3 | 79 | 79-660R | Tier-3---14 | 5--3 | 100% | 7.3375 | 8.805 | 410.2866 | 87.38% | 11.28% | 1.342% | 395.2646 | 45.1676 | 40.7998 | 309.2972 | 94.9172 | 6891.4848 | 17109.703 | 0.40278 | 7334.8651 | 17109.703 | 0.4287 | 25250.4487 | 24130.3859 | 1.0464 | 96.34% | 0.45747 | 0.050612 | 896.8574 | 100.1714 | 108.3483 | 688.3376 | 296.8097 | 33.917 | 30.6371 | 232.2556 | 0.08297%

## CCC_2028_comp
CCC - Risk & Cost Benefit
back to index
|  |  | Note: The feeder segments listed below have been selected for detailed scoping and feasibility engineering studies. The total mileage presented here exceeds SDG&E targets because some segments may not be feasible for selected mitigation due to permitting issues, difficult terrain, customer resistance, and other factors not accounted for in the current WiNGS-Planning model. | [5 empty] | Assumptions | Value | Units | Last Update | Comments
[9 empty] | Capital Cost only in Year 0 | 1 | M$/mile | 2025-05-07 | Includes Primary, Secondary for BCR
[9 empty] | Service Drop factor | 1.26% | % | 2025-05-07 | Factor to account for Service drop miles
[9 empty] | OH to UG conversion factor | 0% | % | 2025-05-07 | Factor to account for OH to UG extra miles
[9 empty] | Long-term Ongoing costs | 0.0080298 | M$/mile | 2025-05-07 | Includes ongoing foundational costs expected over the entire lifespan.
[9 empty] | Lifetime | 55 | Years | 2025-05-07 | End of the expected lifetime (defined as 55 years) of the infrastructure
[9 empty] | Mitigation Effectiveness Estimate (%) | 58% | % | 2025-05-07
[9 empty] | Additional Installation Cost (O&M) only in Year 0 | 0.045872 | M$/mile | 2025-05-07 | This cost does not represent annual O&M activities; it is incurred during the installation that cannot be capitalized.
[7 empty] | OH miles | OH miles (OH to UG factor = 0%) | Baseline 2025 | Baseline 2025 | Baseline 2025 | Baseline 2025 | Baseline 2025 | Baseline 2025 | Baseline 2025 | Baseline 2025 | Baseline 2025 | WACC | WACC | WACC | H.D.R | H.D.R | H.D.R | S.D.R | S.D.R | S.D.R |  |  |  | Pre - Mitigation CoRE |  |  |  | Post - Mitigation CoRE
Year | HFTD Tier | Feeder | Feeder Segment | Tranche ID HTM | Tranche ID Quintile | Total miles in scope | Units (OH Primary + Secondary miles + Service Drop) | OH miles (Miles + OH to UG Conversion) | WF + PSPS + PEDS Risk Baseline (K$) | Baseline Wildfire (%) | Baseline PSPS (%) | Baseline PEDS (%) | Risk Reduction (K$/year) | Safety Risk Reduction (K$/year) | Reliability Risk Reduction (K$/year) | Financial Risk Reduction (K$/year) | Mitigation Annual Cost (K$/year) | PV Risk Reduced (K$) Year 55 | PV Total Cost Capital + O&M (K$) Year 55 | BCR WACC | PV Risk Reduced (K$) Year 55 | PV Total Cost Capital + O&M (K$) Year 55 | BCR HDR | PV Risk Reduced (K$) Year 55 | PV Total Cost Capital + O&M (K$) Year 55 | BCR SDR | Risk Reduction % | Pre-Mitigation LoRE | Post-Mitigation LoRE | Pre-Mitigated CoRE [K$] | Pre-Mitigated CoRE Safety [K$] | Pre-Mitigated CoRE Reliability [K$] | Pre-Mitigated CoRE Financial [K$] | Post-Mitigated CoRE [K$] | Post-Mitigated CoRE Safety [K$] | Post-Mitigated CoRE Reliability [K$] | Post-Mitigated CoRE Financial [K$] | Service Territory Risk Reduction (%)
2028 | Tier-3 | TM1 | TM1-10R | Tier-3---12 | 5--5 | 100% | 3.4327 | 3.4327 | 437.3004 | 95.61% | 3.838% | 0.5568% | 206.1195 | 31.6679 | 6.6094 | 167.8422 | 229.7915 | 3593.7172 | 7122.9156 | 0.50453 | 3791.1339 | 7122.9156 | 0.53224 | 13167.4052 | 18322.8227 | 0.71863 | 47.13% | 0.093421 | 0.054037 | 4680.975 | 712.9363 | 184.5612 | 3783.4774 | 4278.1818 | 657.2928 | 137.1838 | 3483.7052 | 0.04326%
2028 | Tier-3 | 1233 | 1233-585R | Tier-3---12 | 5--5 | 100% | 6.3138 | 6.3138 | 496.1989 | 88.91% | 10.23% | 0.8642% | 227.4918 | 34.4174 | 20.2865 | 172.7878 | 343.3479 | 3966.3461 | 11718.5072 | 0.33847 | 4248.484 | 11718.5072 | 0.36254 | 14532.7199 | 28634.8895 | 0.50752 | 45.85% | 0.12988 | 0.075393 | 3820.3589 | 569.6038 | 386.1666 | 2864.5885 | 3564.1049 | 539.2165 | 317.8278 | 2707.0605 | 0.04775%
2028 | Tier-2 | 452 | 452-38AE | Tier-2---4 | 2--5 | 100% | 2.8002 | 2.8002 | 306.0513 | 99.41% | 0% | 0.595% | 149.6298 | 31.8957 | 0.049812 | 117.6843 | 155.4217 | 2608.8129 | 5252.0412 | 0.49672 | 2773.5732 | 5252.0412 | 0.52809 | 9558.7089 | 12900.6258 | 0.74095 | 48.89% | 0.011395 | 0.0070718 | 26857.9154 | 5689.4503 | 153.4079 | 21015.0572 | 22119.0556 | 4714.9864 | 7.3635 | 17396.7056 | 0.03141%
2028 | Tier-3 | 1458 | 1458-1058F | Tier-3---13 | 5--5 | 100% | 1.4878 | 1.4878 | 533.9366 | 37.36% | 62.45% | 0.1834% | 217.5916 | 13.3312 | 131.5136 | 72.7467 | 59.9037 | 3793.7351 | 2395.2086 | 1.5839 | 4540.7787 | 2395.2086 | 1.8958 | 13900.272 | 5405.8713 | 2.5713 | 40.75% | 0.13833 | 0.079335 | 3859.7922 | 265.8584 | 2184.7015 | 1409.2323 | 3987.4689 | 244.3013 | 2410.049 | 1333.1186 | 0.04567%
2028 | Tier-3 | 79 | 79-660R | Tier-3---14 | 5--3 | 100% | 7.3375 | 7.3375 | 410.2866 | 87.38% | 11.28% | 1.342% | 196.782 | 23.2735 | 19.1229 | 154.3855 | 375.9971 | 3430.9171 | 13217.1727 | 0.25958 | 3649.5786 | 13217.1727 | 0.27612 | 12570.9044 | 31807.1044 | 0.39522 | 47.96% | 0.45747 | 0.26332 | 896.8574 | 100.1714 | 108.3483 | 688.3376 | 810.8138 | 95.8954 | 78.7935 | 636.1249 | 0.0413%
2028 | Tier-2 | 520 | 520-45 | Tier-2---8 | 5--5 | 100% | 8.8332 | 8.8332 | 455.0819 | 89.33% | 9.369% | 1.306% | 129.6164 | 15.096 | 16.0531 | 98.4673 | 414.1743 | 2259.8771 | 15240.7146 | 0.14828 | 2420.5298 | 15240.7146 | 0.15882 | 8280.2057 | 35833.3752 | 0.23108 | 28.48% | 0.10446 | 0.067588 | 4356.4514 | 530.4104 | 403.5927 | 3422.4483 | 4815.4474 | 560.838 | 596.3973 | 3658.2121 | 0.02721%
2028 | Tier-3 | 1022 | 1022-17F | Tier-3---4 | 5--5 | 100% | 4.6079 | 4.6079 | 887.1334 | 95.91% | 3.733% | 0.3607% | 392.2033 | 67.6956 | 13.1724 | 311.3353 | 269.1983 | 6838.1107 | 8876.9524 | 0.77032 | 7255.1908 | 8876.9524 | 0.81731 | 25054.8854 | 22087.5322 | 1.1343 | 44.21% | 0.10945 | 0.063909 | 8105.3609 | 1393.5381 | 301.1063 | 6410.7165 | 7744.294 | 1336.6901 | 260.0974 | 6147.5065 | 0.08232%
2028 | Tier-3 | 1030 | 1030-18R | Tier-3---7 | 5--5 | 100% | 3.5215 | 3.5215 | 693.6608 | 87.49% | 12.21% | 0.2965% | 219.4724 | 31.2198 | 33.5072 | 154.7454 | 167.5701 | 3826.5276 | 6118.6932 | 0.62538 | 4160.3601 | 6118.6932 | 0.67994 | 14020.4237 | 14442.2108 | 0.97079 | 31.64% | 0.23843 | 0.13814 | 2909.3141 | 434.9069 | 331.8024 | 2142.6047 | 3432.68 | 488.2964 | 524.0732 | 2420.3104 | 0.04607%
2028 | Tier-3 | 1166 | 1166-18R | Tier-3---5 | 5--5 | 100% | 7.6873 | 7.6873 | 1129.6851 | 97.99% | 1.718% | 0.2919% | 443.1499 | 78.4045 | 7.8965 | 356.8489 | 257.0737 | 7726.3703 | 11461.3131 | 0.67413 | 8171.4713 | 11461.3131 | 0.71296 | 28309.4749 | 24581.2501 | 1.1517 | 39.23% | 0.21365 | 0.12499 | 5287.5602 | 933.108 | 102.1782 | 4252.2741 | 5492.8886 | 971.8315 | 97.8779 | 4423.1792 | 0.09302%
2028 | Tier-3 | 176 | 176-161R | Tier-3---5 | 5--5 | 100% | 9.9016 | 9.9016 | 1442.7596 | 90.39% | 9.157% | 0.4576% | 600.7581 | 89.5844 | 55.5182 | 455.6555 | 474.541 | 10474.2881 | 17263.2065 | 0.60674 | 11222.6609 | 17263.2065 | 0.65009 | 38377.8648 | 40823.6749 | 0.94009 | 41.64% | 0.22417 | 0.13198 | 6436.0353 | 957.8537 | 605.899 | 4872.2826 | 6379.534 | 951.3092 | 589.5551 | 4838.6697 | 0.1261%
2028 | Tier-2 | 211 | 211-312R | Tier-2---8 | 5--3 | 100% | 18.3875 | 18.3875 | 754.0624 | 63.09% | 35.39% | 1.526% | 364.7052 | 33.1478 | 104.4461 | 227.1113 | 831.2937 | 6358.6787 | 31187.4487 | 0.20389 | 7068.3253 | 31187.4487 | 0.22664 | 23298.2433 | 72620.2115 | 0.32082 | 48.37% | 0.39031 | 0.22316 | 1931.9795 | 162.2508 | 643.7527 | 1125.9761 | 1744.7259 | 158.5768 | 499.6634 | 1086.4857 | 0.07655%
2028 | Tier-2 | 215 | 215-1531R | Tier-2---2 | 5--5 | 100% | 8.5663 | 8.5663 | 1398.9852 | 84.15% | 15.42% | 0.4283% | 596.9561 | 90.2064 | 85.5405 | 421.2092 | 517.0771 | 10407.9998 | 16792.4703 | 0.6198 | 11314.4221 | 16792.4703 | 0.67378 | 38134.9842 | 42123.7244 | 0.90531 | 42.67% | 0.20291 | 0.11899 | 6894.5825 | 1039.1679 | 1002.2008 | 4853.2138 | 6740.4774 | 1018.5579 | 965.8727 | 4756.0467 | 0.1253%
2028 | Tier-2 | 215 | 215-1534R | Tier-2---1 | 5--5 | 100% | 7.9364 | 7.9364 | 1734.1452 | 88.98% | 10.7% | 0.3246% | 777.0934 | 128.9282 | 73.7187 | 574.4465 | 446.5411 | 13548.715 | 14990.8753 | 0.9038 | 14593.8753 | 14990.8753 | 0.97352 | 49642.5867 | 36949.2857 | 1.3435 | 44.81% | 0.1982 | 0.11556 | 8749.2684 | 1441.1188 | 882.1072 | 6426.0424 | 8282.0904 | 1374.088 | 785.6781 | 6122.3244 | 0.1631%
2028 | Tier-3 | 215 | 215-38R | Tier-3---10 | 5--5 | 100% | 6.5117 | 6.5117 | 650.1784 | 91.15% | 8.25% | 0.6037% | 195.3102 | 30.1682 | 22.7867 | 142.3554 | 277.3073 | 3405.2573 | 10746.7677 | 0.31686 | 3678.3743 | 10746.7677 | 0.34228 | 12476.8866 | 24626.1132 | 0.50665 | 30.04% | 0.12528 | 0.076372 | 5189.8024 | 828.3476 | 472.2938 | 3889.161 | 5955.955 | 919.9732 | 694.8769 | 4341.105 | 0.041%
2028 | Tier-3 | 217 | 217-835R | Tier-3---5 | 5--5 | 100% | 18.5484 | 18.5484 | 1459.42 | 90.56% | 8.764% | 0.6769% | 423.3973 | 61.6216 | 47.027 | 314.7487 | 753.1342 | 7381.9824 | 29970.8101 | 0.24631 | 7942.3424 | 29970.8101 | 0.265 | 27047.6353 | 67797.9649 | 0.39894 | 29.01% | 0.28412 | 0.17579 | 5136.5819 | 779.5394 | 417.5644 | 3939.4781 | 5893.6388 | 857.7653 | 654.6101 | 4381.2634 | 0.08887%
2028 | Tier-2 | 351 | 351-819R | Tier-2---1 | 5--5 | 100% | 10.6216 | 10.6216 | 2090.3176 | 91.75% | 7.875% | 0.3732% | 983.745 | 214.2624 | 66.3289 | 703.1537 | 587.2663 | 17151.7112 | 19882.2109 | 0.86267 | 18598.8732 | 19882.2109 | 0.93545 | 62843.9899 | 48788.9326 | 1.2881 | 47.06% | 0.14376 | 0.084753 | 14540.4698 | 3135.0555 | 1103.9508 | 10301.4635 | 13056.3795 | 2843.7156 | 880.3251 | 9332.3388 | 0.2065%
2028 | Tier-3 | 351 | 351-871R | Tier-3---6 | 5--5 | 100% | 4.1929 | 4.1929 | 781.5367 | 96.92% | 2.713% | 0.3715% | 359.37 | 57.2439 | 8.355 | 293.771 | 202.5373 | 6265.6577 | 7337.925 | 0.85387 | 6603.9871 | 7337.925 | 0.89998 | 22957.4137 | 17388.5986 | 1.3203 | 45.98% | 0.11468 | 0.066712 | 6814.8869 | 1079.7555 | 189.4866 | 5545.6448 | 6328.2358 | 1008.023 | 147.1252 | 5173.0876 | 0.07543%
2028 | Tier-3 | 357 | 357-2049F | Tier-3---8 | 5--5 | 100% | 5.6917 | 5.6917 | 1568.933 | 87.25% | 12.44% | 0.3075% | 768.4786 | 131.3016 | 77.848 | 559.329 | 349.6267 | 13398.5147 | 11263.1517 | 1.1896 | 14477.2128 | 11263.1517 | 1.2854 | 49092.2517 | 28375.7052 | 1.7301 | 48.98% | 0.18286 | 0.10569 | 8579.8277 | 1438.1344 | 1001.8193 | 6139.874 | 7573.6638 | 1294.0298 | 767.2229 | 5512.4112 | 0.1613%
2028 | Tier-3 | 358 | 358-682F | Tier-3---3 | 5--5 | 100% | 10.5849 | 10.5849 | 3753.9781 | 86.22% | 13.57% | 0.2039% | 1594.3536 | 245.6889 | 199.2892 | 1149.3755 | 506.0904 | 27797.7448 | 18433.645 | 1.508 | 30092.7389 | 18433.645 | 1.6325 | 101851.1314 | 43564.3502 | 2.3379 | 42.47% | 0.54241 | 0.31345 | 6920.8673 | 1067.6333 | 861.2358 | 4991.9981 | 6889.8794 | 1061.7261 | 861.2133 | 4966.94 | 0.3347%
2028 | Tier-3 | 79 | 79-679R | Tier-3---3 | 5--5 | 100% | 6.1617 | 6.1617 | 1892.052 | 89.49% | 10.28% | 0.2308% | 579.1897 | 84.6982 | 76.721 | 417.7705 | 296.5794 | 10098.2408 | 10765.0202 | 0.93806 | 10930.7674 | 10765.0202 | 1.0154 | 37000.025 | 25485.7972 | 1.4518 | 30.61% | 0.3939 | 0.23025 | 4803.3522 | 735.2081 | 460.7879 | 3607.3562 | 5701.8645 | 833.8162 | 755.284 | 4112.7643 | 0.1216%
2028 | Tier-2 | 908 | 908-1172R | Tier-2---2 | 5--5 | 100% | 10.3047 | 10.3047 | 1737.7755 | 85.15% | 14.43% | 0.419% | 716.7235 | 117.2817 | 99.9649 | 499.4769 | 655.227 | 12496.1595 | 20779.478 | 0.60137 | 13616.6184 | 20779.478 | 0.65529 | 45786.016 | 52794.1788 | 0.86726 | 41.24% | 0.20692 | 0.12262 | 8398.1993 | 1379.7509 | 1146.2529 | 5872.1954 | 8326.7035 | 1362.5481 | 1161.3652 | 5802.7902 | 0.1504%
2028 | Tier-3 | 908 | 908-2055F | Tier-3---2 | 5--5 | 100% | 11.6844 | 11.6844 | 2141.2623 | 90.56% | 9.061% | 0.3753% | 978.1949 | 172.6821 | 81.2243 | 724.2885 | 666.4801 | 17054.9439 | 22228.2568 | 0.76726 | 18364.4771 | 22228.2568 | 0.82618 | 62489.4338 | 54977.3344 | 1.1366 | 45.68% | 0.20355 | 0.12042 | 10519.7129 | 1841.0843 | 947.7804 | 7730.8482 | 9658.5524 | 1705.0374 | 801.9967 | 7151.5184 | 0.2053%
2028 | Tier-3 | 215 | CB 215 | Tier-3---20 | 1--5 | 100% | 0.15036 | 0.15036 | 14.3567 | 99.04% | 0% | 0.9603% | 1.8134 | 0.2821 | 0.076897 | 1.4544 | 7.425 | 31.6176 | 265.9621 | 0.11888 | 33.4691 | 265.9621 | 0.12584 | 115.847 | 633.9057 | 0.18275 | 12.63% | 0.0005546 | 0.000468 | 25886.5156 | 4082.8416 | 802.2051 | 21001.4689 | 26801.7525 | 4169.2983 | 1136.506 | 21495.9482 | 0.0003806%
2028 | Tier-2 | 236 | CB 236 | Tier-2---1 | 5--5 | 100% | 6.4026 | 6.4026 | 1431.5889 | 79.32% | 20.27% | 0.409% | 613.8455 | 86.3413 | 118.2915 | 409.2127 | 372.0021 | 10702.4697 | 12298.7108 | 0.87021 | 11757.8723 | 12298.7108 | 0.95602 | 39213.9238 | 30559.6255 | 1.2832 | 42.88% | 0.1419 | 0.083787 | 10088.9585 | 1415.4843 | 1966.6729 | 6706.8012 | 9759.7649 | 1372.7729 | 1880.7622 | 6506.2298 | 0.1288%
2028 | Tier-2 | 351 | CB 351 | Tier-2---3 | 5--5 | 100% | 6.5658 | 6.5658 | 1226.0332 | 96.06% | 3.555% | 0.3808% | 473.9562 | 104.7679 | 18.9097 | 350.2786 | 358.6675 | 8263.4824 | 12214.3932 | 0.67654 | 8901.355 | 12214.3932 | 0.72876 | 30277.4573 | 29880.9984 | 1.0133 | 38.66% | 0.12463 | 0.074275 | 9837.0052 | 2175.7089 | 389.2547 | 7272.0416 | 10125.5191 | 2238.2437 | 403.9831 | 7483.2923 | 0.09948%
2028 | Tier-2 | 971 | CB 971 | Tier-2---3 | 5--5 | 100% | 5.1717 | 5.1717 | 1052.4948 | 94.77% | 4.863% | 0.3691% | 453.7015 | 73.9625 | 26.0237 | 353.7153 | 282.9376 | 7910.3389 | 9628.3954 | 0.82156 | 8426.0221 | 9628.3954 | 0.87512 | 28983.5373 | 23563.6452 | 1.23 | 43.11% | 0.12528 | 0.073751 | 8401.3813 | 1359.4082 | 538.7088 | 6503.2643 | 8119.1436 | 1323.5845 | 465.7025 | 6329.8565 | 0.09523%

## SUG
SUG - Risk & Cost Benefit
back to index
|  |  | Note: The feeder segments listed below have been selected for detailed scoping and feasibility engineering studies. The total mileage presented here exceeds SDG&E targets because some segments may not be feasible for selected mitigation due to permitting issues, difficult terrain, customer resistance, and other factors not accounted for in the current WiNGS-Planning model. | [5 empty] | Assumptions | Value | Units | Last Update | Comments
[9 empty] | Capital Cost only in Year 0 | 2 | M$/mile | 2025-05-07 | Includes Primary, Secondary for BCR
[9 empty] | Service Drop factor | 1.26% | % | 2025-05-07 | Factor to account for Service drop miles
[9 empty] | OH to UG conversion factor | 20% | % | 2025-05-07 | Factor to account for OH to UG extra miles
[9 empty] | Long-term Ongoing costs | 0.003337 | M$/mile-year | 2025-05-07 | Includes ongoing foundational costs expected over the entire lifespan.
[9 empty] | Lifetime | 55 | Years | 2025-05-07 | SB 884 end of the expected lifetime (defined as 55 years) of the infrastructure
[9 empty] | Mitigation Effectiveness Estimate (%) | 98.9% | % | 2025-05-07
[9 empty] | Additional Installation Cost (O&M) only in Year 0 | 0.022 | M$/mile | 2025-05-07 | This cost does not represent annual O&M activities; it is incurred during the installation that cannot be capitalized.
[7 empty] | OH miles | SUG miles | Baseline 2025 | Baseline 2025 | Baseline 2025 | Baseline 2025 | Baseline 2025 | Baseline 2025 | Baseline 2025 | Baseline 2025 | Baseline 2025 | WACC | WACC | WACC | H.D.R | H.D.R | H.D.R | S.D.R | S.D.R | S.D.R |  |  |  | Pre - Mitigation CoRE |  |  |  | Post - Mitigation CoRE
Year | HFTD Tier | Feeder | Feeder Segment | Tranche ID HTM | Tranche ID Quintile | Total miles in scope | Units (OH Primary + Secondary miles + Service Drop) | SUG miles (Miles + OH to UG Conversion) | WF + PSPS + PEDS Risk Baseline (K$/year) | Baseline Wildfire (%) | Baseline PSPS (%) | Baseline PEDS (%) | Risk Reduction (K$/year) | Safety Risk Reduction (K$/year) | Reliability Risk Reduction (K$/year) | Financial Risk Reduction (K$/year) | Mitigation Annual Cost (K$/year) | PV Risk Reduced (K$) Year 55 | PV Total Cost Capital + O&M (K$) Year 55 | BCR WACC | PV Risk Reduced (K$) Year 55 | PV Total Cost Capital + O&M (K$) Year 55 | BCR HDR | PV Risk Reduced (K$) Year 55 | PV Total Cost Capital + O&M (K$) Year 55 | BCR SDR | Risk Reduction % | Pre-Mitigation LoRE | Post-Mitigation LoRE | Pre-Mitigated CoRE [K$] | Pre-Mitigated CoRE Safety [K$] | Pre-Mitigated CoRE Reliability [K$] | Pre-Mitigated CoRE Financial [K$] | Post-Mitigated CoRE [K$] | Post-Mitigated CoRE Safety [K$] | Post-Mitigated CoRE Reliability [K$] | Post-Mitigated CoRE Financial [K$] | Service Territory Risk Reduction (%)
2028 | Tier-3 | 1022 | 1022-17F | Tier-3---4 | 5--5 | 100% | 4.6079 | 5.5295 | 887.1334 | 95.91% | 3.733% | 0.3607% | 872.235 | 150.9444 | 27.4361 | 693.8546 | 59.9549 | 15207.5213 | 10750.8284 | 1.4145 | 16127.5265 | 10750.8284 | 1.5001 | 55720.4644 | 15175.9102 | 3.6716 | 98.32% | 0.10945 | 0.013851 | 8105.3609 | 1393.5381 | 301.1063 | 6410.7165 | 1075.645 | 186.1454 | 33.8344 | 855.6652 | 0.1831%
2028 | Tier-3 | 1030 | 1030-18R | Tier-3---7 | 5--5 | 100% | 3.5215 | 4.2258 | 693.6608 | 87.49% | 12.21% | 0.2965% | 674.4539 | 102.1266 | 69.9262 | 502.4011 | 45.6631 | 11759.1837 | 8213.3201 | 1.4317 | 12646.5535 | 8213.3201 | 1.5398 | 43085.7314 | 11587.8352 | 3.7182 | 97.23% | 0.23843 | 0.025626 | 2909.3141 | 434.9069 | 331.8024 | 2142.6047 | 749.5129 | 113.4921 | 77.7082 | 558.3126 | 0.1416%
2028 | Tier-3 | 1166 | 1166-18R | Tier-3---5 | 5--5 | 100% | 7.6873 | 9.2248 | 1129.6851 | 97.99% | 1.718% | 0.2919% | 1105.9918 | 196.0081 | 17.1991 | 892.7846 | 98.1185 | 19283.0983 | 17902.3093 | 1.0771 | 20382.7238 | 17902.3093 | 1.1386 | 70653.4072 | 25196.2138 | 2.8041 | 97.9% | 0.21365 | 0.022719 | 5287.5602 | 933.108 | 102.1782 | 4252.2741 | 1042.8672 | 184.8209 | 16.2175 | 841.8288 | 0.2321%
2028 | Tier-3 | 176 | 176-161R | Tier-3---5 | 5--5 | 100% | 9.9016 | 11.8819 | 1442.7596 | 90.39% | 9.157% | 0.4576% | 1403.4407 | 211.3426 | 118.6328 | 1073.4654 | 128.2831 | 24469.1552 | 23092.1429 | 1.0596 | 26171.0176 | 23092.1429 | 1.1333 | 89655.156 | 32575.362 | 2.7522 | 97.27% | 0.22417 | 0.028123 | 6436.0353 | 957.8537 | 605.899 | 4872.2826 | 1398.1237 | 210.5419 | 118.1833 | 1069.3985 | 0.2946%
2028 | Tier-2 | 211 | 211-312R | Tier-2---8 | 5--3 | 100% | 18.3875 | 22.065 | 754.0624 | 63.09% | 35.39% | 1.526% | 711.5806 | 62.581 | 217.8043 | 431.1954 | 238.0911 | 12406.4928 | 42880.2735 | 0.28933 | 13852.5922 | 42880.2735 | 0.32305 | 45457.4766 | 60484.6223 | 0.75155 | 94.37% | 0.39031 | 0.048109 | 1931.9795 | 162.2508 | 643.7527 | 1125.9761 | 883.0357 | 77.6599 | 270.2841 | 535.0917 | 0.1494%
2028 | Tier-2 | 215 | 215-1531R | Tier-2---2 | 5--5 | 100% | 8.5663 | 10.2795 | 1398.9852 | 84.15% | 15.42% | 0.4283% | 1352.7686 | 207.2407 | 179.6278 | 965.9001 | 112.047 | 23585.6805 | 19996.4185 | 1.1795 | 25580.9716 | 19996.4185 | 1.2793 | 86418.0985 | 28250.1463 | 3.059 | 96.7% | 0.20291 | 0.025844 | 6894.5825 | 1039.1679 | 1002.2008 | 4853.2138 | 1788.2663 | 273.9578 | 237.4555 | 1276.853 | 0.2839%
2028 | Tier-2 | 215 | 215-1534R | Tier-2---1 | 5--5 | 100% | 7.9364 | 9.5237 | 1734.1452 | 88.98% | 10.7% | 0.3246% | 1689.4431 | 281.5863 | 153.9546 | 1253.9022 | 103.8958 | 29455.6414 | 18527.7559 | 1.5898 | 31701.9628 | 18527.7559 | 1.7111 | 107925.6764 | 26178.6797 | 4.1227 | 97.42% | 0.1982 | 0.025191 | 8749.2684 | 1441.1188 | 882.1072 | 6426.0424 | 1774.5264 | 295.7675 | 161.708 | 1317.0509 | 0.3546%
2028 | Tier-3 | 215 | 215-38R | Tier-3---10 | 5--5 | 100% | 6.5117 | 7.8141 | 650.1784 | 91.15% | 8.25% | 0.6037% | 633.5379 | 102.3876 | 51.1711 | 479.9793 | 84.2232 | 11045.8088 | 15183.8789 | 0.72747 | 11837.7943 | 15183.8789 | 0.77963 | 40471.9206 | 21413.8813 | 1.89 | 97.44% | 0.12528 | 0.015883 | 5189.8024 | 828.3476 | 472.2938 | 3889.161 | 1047.7071 | 169.3225 | 84.6236 | 793.761 | 0.133%
2028 | Tier-3 | 217 | 217-835R | Tier-3---5 | 5--5 | 100% | 18.5484 | 22.2581 | 1459.42 | 90.56% | 8.764% | 0.6769% | 1410.2409 | 216.8546 | 99.6378 | 1093.7485 | 238.4586 | 24587.7176 | 43225.5869 | 0.56882 | 26220.041 | 43225.5869 | 0.60659 | 90089.5694 | 60904.2813 | 1.4792 | 96.63% | 0.28412 | 0.036357 | 5136.5819 | 779.5394 | 417.5644 | 3939.4781 | 1352.6875 | 208.0045 | 95.5715 | 1049.1115 | 0.296%
2028 | Tier-2 | 351 | 351-819R | Tier-2---1 | 5--5 | 100% | 10.6216 | 12.7459 | 2090.3176 | 91.75% | 7.875% | 0.3732% | 2043.6758 | 444.9818 | 138.4219 | 1460.2721 | 138.2352 | 35631.7302 | 24782.0567 | 1.4378 | 38640.6607 | 24782.0567 | 1.5592 | 130554.9089 | 34983.8135 | 3.7319 | 97.77% | 0.14376 | 0.021398 | 14540.4698 | 3135.0555 | 1103.9508 | 10301.4635 | 2179.7255 | 474.6047 | 147.6368 | 1557.4839 | 0.429%
2028 | Tier-3 | 351 | 351-871R | Tier-3---6 | 5--5 | 100% | 4.1929 | 5.0315 | 781.5367 | 96.92% | 2.713% | 0.3715% | 767.5481 | 122.3181 | 17.4063 | 627.8237 | 54.3135 | 13382.2923 | 9778.3399 | 1.3686 | 14102.927 | 9778.3399 | 1.4423 | 49032.8126 | 13793.6558 | 3.5547 | 98.21% | 0.11468 | 0.014063 | 6814.8869 | 1079.7555 | 189.4866 | 5545.6448 | 994.7219 | 158.521 | 22.5581 | 813.6428 | 0.1611%
2028 | Tier-3 | 357 | 357-2049F | Tier-3---8 | 5--5 | 100% | 5.6917 | 6.83 | 1568.933 | 87.25% | 12.44% | 0.3075% | 1523.2176 | 258.5926 | 162.2178 | 1102.4072 | 74.6523 | 26557.479 | 13289.7541 | 1.9983 | 28727.8273 | 13289.7541 | 2.1617 | 97306.7891 | 18783.2882 | 5.1805 | 97.09% | 0.18286 | 0.022819 | 8579.8277 | 1438.1344 | 1001.8193 | 6139.874 | 2003.4291 | 340.1169 | 213.3588 | 1449.9535 | 0.3197%
2028 | Tier-3 | 358 | 358-682F | Tier-3---3 | 5--5 | 100% | 10.5849 | 12.7019 | 3753.9781 | 86.22% | 13.57% | 0.2039% | 3650.6617 | 570.7808 | 415.4109 | 2664.47 | 138.0054 | 63649.7191 | 24700.8973 | 2.5768 | 68736.0462 | 24700.8973 | 2.7827 | 233213.0166 | 34878.9409 | 6.6864 | 97.25% | 0.54241 | 0.059963 | 6920.8673 | 1067.6333 | 861.2358 | 4991.9981 | 1723.0022 | 269.3913 | 196.0614 | 1257.5494 | 0.7663%
2028 | Tier-2 | 452 | 452-38AE | Tier-2---4 | 2--5 | 100% | 2.8002 | 3.3602 | 306.0513 | 99.41% | 0% | 0.595% | 298.4535 | 63.599 | 0.092854 | 234.7617 | 36.3786 | 5203.5719 | 6532.2184 | 0.7966 | 5532.0652 | 6532.2184 | 0.84689 | 19065.9239 | 9218.7261 | 2.0682 | 97.52% | 0.011395 | 0.0027584 | 26857.9154 | 5689.4503 | 153.4079 | 21015.0572 | 2754.4339 | 586.9561 | 0.85695 | 2166.6208 | 0.06265%
2028 | Tier-2 | 520 | 520-45 | Tier-2---8 | 5--5 | 100% | 8.8332 | 10.5999 | 455.0819 | 89.33% | 9.369% | 1.306% | 438.1755 | 54.3911 | 33.6871 | 350.0973 | 114.3812 | 7639.6421 | 20599.4019 | 0.37087 | 8093.9093 | 20599.4019 | 0.39292 | 27991.7023 | 29056.5785 | 0.96335 | 96.28% | 0.10446 | 0.015847 | 4356.4514 | 530.4104 | 403.5927 | 3422.4483 | 1066.8363 | 132.4273 | 82.0188 | 852.3902 | 0.09197%
2028 | Tier-3 | 79 | 79-679R | Tier-3---3 | 5--5 | 100% | 6.1617 | 7.3941 | 1892.052 | 89.49% | 10.28% | 0.2308% | 1845.1128 | 285.5034 | 160.4558 | 1399.1536 | 80.1609 | 32169.7597 | 14375.8596 | 2.2378 | 34469.814 | 14375.8596 | 2.3978 | 117870.225 | 20292.5877 | 5.8085 | 97.52% | 0.3939 | 0.043075 | 4803.3522 | 735.2081 | 460.7879 | 3607.3562 | 1089.6987 | 168.6145 | 94.763 | 826.3212 | 0.3873%
2028 | Tier-2 | 908 | 908-1172R | Tier-2---2 | 5--5 | 100% | 10.3047 | 12.3657 | 1737.7755 | 85.15% | 14.43% | 0.419% | 1683.9619 | 281.0124 | 209.3812 | 1193.5682 | 134.877 | 29360.075 | 24056.1943 | 1.2205 | 31889.3017 | 24056.1943 | 1.3256 | 107575.5202 | 33989.1885 | 3.165 | 96.9% | 0.20692 | 0.027582 | 8398.1993 | 1379.7509 | 1146.2529 | 5872.1954 | 1951.0289 | 325.5794 | 242.5879 | 1382.8615 | 0.3535%
2028 | Tier-3 | 908 | 908-2055F | Tier-3---2 | 5--5 | 100% | 11.6844 | 14.0213 | 2141.2623 | 90.56% | 9.061% | 0.3753% | 2091.0005 | 370.0504 | 169.464 | 1551.4861 | 152.3333 | 36456.8417 | 27266.5033 | 1.3371 | 39239.4107 | 27266.5033 | 1.4391 | 133578.1231 | 38501.4334 | 3.4694 | 97.65% | 0.20355 | 0.027982 | 10519.7129 | 1841.0843 | 947.7804 | 7730.8482 | 1796.2322 | 317.8844 | 145.5747 | 1332.7732 | 0.4389%
2028 | Tier-3 | 215 | CB 215 | Tier-3---20 | 1--5 | 100% | 0.15036 | 0.18043 | 14.3567 | 99.04% | 0% | 0.9603% | 14.1976 | 2.2619 | 0.31363 | 11.6221 | 1.9218 | 247.5366 | 350.1979 | 0.70685 | 260.8197 | 350.1979 | 0.74478 | 906.9757 | 492.9865 | 1.8398 | 98.89% | 0.0005546 | 0.0002014 | 25886.5156 | 4082.8416 | 802.2051 | 21001.4689 | 789.8595 | 125.8345 | 17.4482 | 646.5769 | 0.00298%
2028 | Tier-2 | 236 | CB 236 | Tier-2---1 | 5--5 | 100% | 6.4026 | 7.6831 | 1431.5889 | 79.32% | 20.27% | 0.409% | 1384.2354 | 198.1477 | 250.4131 | 935.6745 | 84.2855 | 24134.3074 | 14955.1235 | 1.6138 | 26447.7795 | 14955.1235 | 1.7685 | 88428.2713 | 21149.1766 | 4.1812 | 96.69% | 0.1419 | 0.019914 | 10088.9585 | 1415.4843 | 1966.6729 | 6706.8012 | 2377.9268 | 340.3906 | 430.1755 | 1607.3608 | 0.2906%
2028 | Tier-2 | 351 | CB 351 | Tier-2---3 | 5--5 | 100% | 6.5658 | 7.8789 | 1226.0332 | 96.06% | 3.555% | 0.3808% | 1196.1346 | 266.242 | 40.7109 | 889.1816 | 85.0651 | 20854.7478 | 15312.4705 | 1.3619 | 22437.871 | 15312.4705 | 1.4653 | 76411.9418 | 21600.8328 | 3.5375 | 97.56% | 0.12463 | 0.016736 | 9837.0052 | 2175.7089 | 389.2547 | 7272.0416 | 1786.4852 | 397.6454 | 60.8038 | 1328.0361 | 0.2511%
2028 | Tier-2 | 971 | CB 971 | Tier-2---3 | 5--5 | 100% | 5.1717 | 6.2061 | 1052.4948 | 94.77% | 4.863% | 0.3691% | 1025.4888 | 167.1283 | 59.5376 | 798.8228 | 67.2515 | 17879.5189 | 12065.6346 | 1.4819 | 19048.5587 | 12065.6346 | 1.5787 | 65510.6824 | 17030.3406 | 3.8467 | 97.43% | 0.12528 | 0.016334 | 8401.3813 | 1359.4082 | 538.7088 | 6503.2643 | 1653.361 | 269.4554 | 95.9905 | 1287.915 | 0.2153%
2028 | Tier-3 | TM1 | TM1-10R | Tier-3---12 | 5--5 | 100% | 3.4327 | 4.1192 | 437.3004 | 95.61% | 3.838% | 0.5568% | 429.6032 | 65.9953 | 13.7356 | 349.8723 | 44.6119 | 7490.1831 | 8007.9674 | 0.93534 | 7901.3988 | 8007.9674 | 0.98669 | 27444.0832 | 11302.048 | 2.4282 | 98.24% | 0.093421 | 0.011575 | 4680.975 | 712.9363 | 184.5612 | 3783.4774 | 664.9738 | 102.1528 | 21.2611 | 541.56 | 0.09017%

## CCC
CCC - Risk & Cost Benefit
back to index
|  |  | Note: The feeder segments listed below have been selected for detailed scoping and feasibility engineering studies. The total mileage presented here exceeds SDG&E targets because some segments may not be feasible for selected mitigation due to permitting issues, difficult terrain, customer resistance, and other factors not accounted for in the current WiNGS-Planning model. | [5 empty] | Assumptions | Value | Units | Last Update | Comments
[9 empty] | Capital Cost only in Year 0 | 1 | M$/mile | 2025-05-07 | Includes Primary, Secondary for BCR
[9 empty] | Service Drop factor | 1.26% | % | 2025-05-07 | Factor to account for Service drop miles
[9 empty] | OH to UG conversion factor | 0% | % | 2025-05-07 | Factor to account for OH to UG extra miles
[9 empty] | Long-term Ongoing costs | 0.0080298 | M$/mile | 2025-05-07 | Includes ongoing foundational costs expected over the entire lifespan.
[9 empty] | Lifetime | 55 | Years | 2025-05-07 | End of the expected lifetime (defined as 55 years) of the infrastructure
[9 empty] | Mitigation Effectiveness Estimate (%) | 58% | % | 2025-05-07
[9 empty] | Additional Installation Cost (O&M) only in Year 0 | 0.045872 | M$/mile | 2025-05-07 | This cost does not represent annual O&M activities; it is incurred during the installation that cannot be capitalized.
[7 empty] | OH miles | OH miles (OH to UG factor = 0%) | Baseline 2025 | Baseline 2025 | Baseline 2025 | Baseline 2025 | Baseline 2025 | Baseline 2025 | Baseline 2025 | Baseline 2025 | Baseline 2025 | WACC | WACC | WACC | H.D.R | H.D.R | H.D.R | S.D.R | S.D.R | S.D.R |  |  |  | Pre - Mitigation CoRE |  |  |  | Post - Mitigation CoRE
Year | HFTD Tier | Feeder | Feeder Segment | Tranche ID HTM | Tranche ID Quintile | Total miles in scope | Units (OH Primary + Secondary miles + Service Drop) | OH miles (Miles + OH to UG Conversion) | WF + PSPS + PEDS Risk Baseline (K$) | Baseline Wildfire (%) | Baseline PSPS (%) | Baseline PEDS (%) | Risk Reduction (K$/year) | Safety Risk Reduction (K$/year) | Reliability Risk Reduction (K$/year) | Financial Risk Reduction (K$/year) | Mitigation Annual Cost (K$/year) | PV Risk Reduced (K$) Year 55 | PV Total Cost Capital + O&M (K$) Year 55 | BCR WACC | PV Risk Reduced (K$) Year 55 | PV Total Cost Capital + O&M (K$) Year 55 | BCR HDR | PV Risk Reduced (K$) Year 55 | PV Total Cost Capital + O&M (K$) Year 55 | BCR SDR | Risk Reduction % | Pre-Mitigation LoRE | Post-Mitigation LoRE | Pre-Mitigated CoRE [K$] | Pre-Mitigated CoRE Safety [K$] | Pre-Mitigated CoRE Reliability [K$] | Pre-Mitigated CoRE Financial [K$] | Post-Mitigated CoRE [K$] | Post-Mitigated CoRE Safety [K$] | Post-Mitigated CoRE Reliability [K$] | Post-Mitigated CoRE Financial [K$] | Service Territory Risk Reduction (%)
2027 | Tier-3 | 973 | 973-1245R | Tier-3---6 | 5--5 | 100% | 3.3857 | 3.3857 | 792.6367 | 95.03% | 4.73% | 0.2408% | 263.0133 | 42.6518 | 16.7267 | 203.6348 | 149.6298 | 4807.1225 | 5957.0595 | 0.80696 | 5110.4904 | 5957.0595 | 0.85789 | 16719.96 | 13087.8817 | 1.2775 | 33.18% | 0.12039 | 0.070696 | 6584.1053 | 1077.527 | 369.5828 | 5136.9955 | 7491.519 | 1214.8696 | 476.4333 | 5800.2161 | 0.05521%
2027 | Tier-3 | 973 | 973-626R | Tier-3---7 | 5--5 | 100% | 11.0435 | 11.0435 | 933.998 | 86.55% | 12.73% | 0.7172% | 417.0683 | 64.9327 | 46.3776 | 305.758 | 459.7298 | 7622.8014 | 18912.9292 | 0.40305 | 8191.4917 | 18912.9292 | 0.43312 | 26513.353 | 40888.9541 | 0.64842 | 44.65% | 0.1523 | 0.0898 | 6132.6277 | 944.3399 | 738.3045 | 4449.9833 | 5756.4299 | 896.2092 | 640.1098 | 4220.1109 | 0.08754%
2027 | Tier-3 | 448 | 448-9R | Tier-3---9 | 5--4 | 100% | 16.6498 | 16.6498 | 1381.6742 | 73.74% | 25.5% | 0.7592% | 310.9844 | 23.0992 | 139.5526 | 148.3327 | 626.6472 | 5683.896 | 27299.3881 | 0.20821 | 6514.8926 | 27299.3881 | 0.23865 | 19769.5221 | 57421.1338 | 0.34429 | 22.51% | 0.54394 | 0.3311 | 2540.1235 | 273.4783 | 621.4078 | 1645.2374 | 3233.7589 | 240.1956 | 1451.1319 | 1542.4314 | 0.06528%
2027 | Tier-3 | 973 | 973-1226R | Tier-3---10 | 5--5 | 100% | 8.59 | 8.59 | 738.9301 | 81.66% | 17.71% | 0.6284% | 324.3926 | 43.0098 | 52.2898 | 229.093 | 364.9564 | 5928.9584 | 14845.7308 | 0.39937 | 6415.8492 | 14845.7308 | 0.43217 | 20621.8891 | 32272.9299 | 0.63898 | 43.9% | 0.13989 | 0.081019 | 5282.0414 | 696.4842 | 883.7073 | 3701.85 | 5116.5724 | 678.3848 | 824.7547 | 3613.4329 | 0.06809%
2027 | Tier-2 | 1243 | 1243-45R | Tier-2---7 | 4--5 | 100% | 4.279 | 4.279 | 254.5086 | 93.11% | 5.994% | 0.8952% | 83.1343 | 12.12 | 5.4797 | 65.5346 | 159.4801 | 1519.4553 | 6987.2852 | 0.21746 | 1609.3735 | 6987.2852 | 0.23033 | 5284.9147 | 14657.5424 | 0.36056 | 32.66% | 0.087615 | 0.052684 | 2904.8382 | 427.4889 | 168.1582 | 2309.191 | 3252.8578 | 474.2297 | 214.4095 | 2564.2186 | 0.01745%
2027 | Tier-2 | 1243 | 1243-319R | Tier-2---9 | 4--4 | 100% | 3.3629 | 3.3629 | 157.976 | 95.24% | 3.794% | 0.9624% | 68.7955 | 10.2051 | 2.2367 | 56.3537 | 130.5336 | 1257.3822 | 5586.3163 | 0.22508 | 1320.9477 | 5586.3163 | 0.23646 | 4373.3814 | 11849.8193 | 0.36907 | 43.55% | 0.081051 | 0.046566 | 1949.0936 | 286.756 | 79.621 | 1582.7166 | 1915.134 | 284.0893 | 62.2648 | 1568.7799 | 0.01444%
2027 | Tier-3 | 448 | 448-724R | Tier-3---18 | 5--2 | 100% | 8.0851 | 8.0851 | 255.0047 | 52.43% | 45.5% | 2.066% | 61.8203 | 1.3958 | 43.5861 | 16.8384 | 317.1197 | 1129.897 | 13490.8313 | 0.083753 | 1359.7119 | 13490.8313 | 0.10079 | 3929.9668 | 28698.6017 | 0.13694 | 24.24% | 0.55035 | 0.32426 | 463.3505 | 25.9997 | 195.8184 | 241.5324 | 595.7654 | 13.4517 | 420.0409 | 162.2728 | 0.01298%
2027 | Tier-3 | 973 | 973-530AE | Tier-3---17 | 5--3 | 100% | 0.034712 | 0.034712 | 357.6557 | 0.8429% | 99.15% | 0.008195% | 17.8716 | 0.10793 | 15.8455 | 1.9182 | 3.3022 | 326.6419 | 93.3916 | 3.4976 | 408.1491 | 93.3916 | 4.3703 | 1136.1142 | 246.5858 | 4.6074 | 4.997% | 0.10542 | 0.10539 | 3392.8097 | 9.5763 | 3070.1598 | 313.0736 | 3224.1435 | 19.4706 | 2858.6236 | 346.0493 | 0.003751%
2027 | Tier-2 | 1243 | 1243-38R | Tier-2---16 | 4--3 | 100% | 0.35057 | 0.35057 | 20.6467 | 96.08% | 2.766% | 1.159% | 11.5386 | 1.7981 | 0.19902 | 9.5415 | 18.4549 | 210.8914 | 670.9541 | 0.31432 | 221.0945 | 670.9541 | 0.32952 | 733.5148 | 1543.4519 | 0.47524 | 55.89% | 0.072591 | 0.041182 | 284.4264 | 43.4839 | 9.2234 | 231.7191 | 221.1688 | 34.4647 | 3.8147 | 182.8894 | 0.002422%
2026 | Tier-3 | 157 | 157-204R | Tier-3---11 | 5--4 | 100% | 13.3849 | 13.3849 | 728.9999 | 94.73% | 4.338% | 0.9356% | 265.1934 | 37.359 | 19.8336 | 208.0008 | 459.5835 | 5081.0409 | 22159.5201 | 0.22929 | 5369.7361 | 22159.5201 | 0.24232 | 16776.3118 | 43141.0951 | 0.38887 | 36.38% | 0.32777 | 0.19392 | 2224.1461 | 315.248 | 151.9679 | 1756.9302 | 2391.6849 | 336.928 | 178.8719 | 1875.885 | 0.05566%
2026 | Tier-3 | 157 | 157-257R | Tier-3---14 | 5--4 | 100% | 23.2973 | 23.2973 | 854.144 | 56.45% | 41.98% | 1.572% | 293.9832 | 18.0132 | 139.2088 | 136.7612 | 1003.1098 | 5632.6472 | 42462.8178 | 0.13265 | 6426.268 | 42462.8178 | 0.15134 | 18597.5764 | 87942.8076 | 0.21147 | 34.42% | 0.36686 | 0.22816 | 2328.2535 | 169.8306 | 913.7375 | 1244.6854 | 2455.1744 | 150.4359 | 1162.5897 | 1142.1488 | 0.06171%
2026 | Tier-3 | 157 | 157-273R | Tier-3---14 | 5--4 | 100% | 8.5826 | 8.5826 | 480.7998 | 81.05% | 17.89% | 1.052% | 147.1777 | 16.0234 | 35.2092 | 95.9451 | 367.2048 | 2819.8884 | 15598.2868 | 0.18078 | 3078.4988 | 15598.2868 | 0.19736 | 9310.5582 | 32249.8729 | 0.2887 | 30.61% | 0.32295 | 0.19196 | 1488.7712 | 174.3464 | 278.1483 | 1036.2764 | 1738.0102 | 189.2186 | 415.7832 | 1133.0083 | 0.03089%
2026 | Tier-3 | 73 | 73-23R | Tier-3---9 | 5--5 | 100% | 8.3244 | 8.3244 | 841.8786 | 89.4% | 10.02% | 0.5825% | 119.4095 | 14.0215 | 32.7961 | 72.5918 | 331.8236 | 2287.8563 | 14662.8511 | 0.15603 | 2524.181 | 14662.8511 | 0.17215 | 7553.9226 | 29740.3323 | 0.254 | 14.18% | 0.21349 | 0.1324 | 3943.3878 | 597.9657 | 380.5291 | 2964.893 | 5456.8063 | 640.76 | 1498.7252 | 3317.321 | 0.02506%
2028 | Tier-3 | TM1 | TM1-10R | Tier-3---12 | 5--5 | 100% | 3.4327 | 3.4327 | 437.3004 | 95.61% | 3.838% | 0.5568% | 206.1195 | 31.6679 | 6.6094 | 167.8422 | 229.7915 | 3593.7172 | 7122.9156 | 0.50453 | 3791.1339 | 7122.9156 | 0.53224 | 13167.4052 | 18322.8227 | 0.71863 | 47.13% | 0.093421 | 0.054037 | 4680.975 | 712.9363 | 184.5612 | 3783.4774 | 4278.1818 | 657.2928 | 137.1838 | 3483.7052 | 0.04326%
2028 | Tier-3 | 1233 | 1233-585R | Tier-3---12 | 5--5 | 100% | 6.3138 | 6.3138 | 496.1989 | 88.91% | 10.23% | 0.8642% | 227.4918 | 34.4174 | 20.2865 | 172.7878 | 343.3479 | 3966.3461 | 11718.5072 | 0.33847 | 4248.484 | 11718.5072 | 0.36254 | 14532.7199 | 28634.8895 | 0.50752 | 45.85% | 0.12988 | 0.075393 | 3820.3589 | 569.6038 | 386.1666 | 2864.5885 | 3564.1049 | 539.2165 | 317.8278 | 2707.0605 | 0.04775%
2028 | Tier-2 | 452 | 452-38AE | Tier-2---4 | 2--5 | 100% | 2.8002 | 2.8002 | 306.0513 | 99.41% | 0% | 0.595% | 149.6298 | 31.8957 | 0.049812 | 117.6843 | 155.4217 | 2608.8129 | 5252.0412 | 0.49672 | 2773.5732 | 5252.0412 | 0.52809 | 9558.7089 | 12900.6258 | 0.74095 | 48.89% | 0.011395 | 0.0070718 | 26857.9154 | 5689.4503 | 153.4079 | 21015.0572 | 22119.0556 | 4714.9864 | 7.3635 | 17396.7056 | 0.03141%
2028 | Tier-3 | 1458 | 1458-1058F | Tier-3---13 | 5--5 | 100% | 1.4878 | 1.4878 | 533.9366 | 37.36% | 62.45% | 0.1834% | 217.5916 | 13.3312 | 131.5136 | 72.7467 | 59.9037 | 3793.7351 | 2395.2086 | 1.5839 | 4540.7787 | 2395.2086 | 1.8958 | 13900.272 | 5405.8713 | 2.5713 | 40.75% | 0.13833 | 0.079335 | 3859.7922 | 265.8584 | 2184.7015 | 1409.2323 | 3987.4689 | 244.3013 | 2410.049 | 1333.1186 | 0.04567%
2028 | Tier-3 | 79 | 79-660R | Tier-3---14 | 5--3 | 100% | 7.3375 | 7.3375 | 410.2866 | 87.38% | 11.28% | 1.342% | 196.782 | 23.2735 | 19.1229 | 154.3855 | 375.9971 | 3430.9171 | 13217.1727 | 0.25958 | 3649.5786 | 13217.1727 | 0.27612 | 12570.9044 | 31807.1044 | 0.39522 | 47.96% | 0.45747 | 0.26332 | 896.8574 | 100.1714 | 108.3483 | 688.3376 | 810.8138 | 95.8954 | 78.7935 | 636.1249 | 0.0413%
2028 | Tier-2 | 520 | 520-45 | Tier-2---8 | 5--5 | 100% | 8.8332 | 8.8332 | 455.0819 | 89.33% | 9.369% | 1.306% | 129.6164 | 15.096 | 16.0531 | 98.4673 | 414.1743 | 2259.8771 | 15240.7146 | 0.14828 | 2420.5298 | 15240.7146 | 0.15882 | 8280.2057 | 35833.3752 | 0.23108 | 28.48% | 0.10446 | 0.067588 | 4356.4514 | 530.4104 | 403.5927 | 3422.4483 | 4815.4474 | 560.838 | 596.3973 | 3658.2121 | 0.02721%

## SPRP
Strategic Pole Replacement - Risk & Cost Benefit | [29 empty] | Summary Table |  | Baseline 2024 | Baseline 2024 | Baseline 2024 | WACC | WACC | WACC | H.D.R | H.D.R | H.D.R | S.D.R | S.D.R | S.D.R
[30 empty] | Year | Total Units | WF + PSPS + PEDS Risk Baseline (K$) | Baseline Risk Reduction (K$) | Baseline Risk Reduction (%) | PV Risk Reduced (K$) Year 40 | PV Total Cost Capital + O&M (K$) Year 40 | BCR WACC | PV Risk Reduced (K$) Year 40 | PV Total Cost Capital + O&M (K$) Year 40 | BCR HDR | PV Risk Reduced (K$) Year 40 | PV Total Cost Capital + O&M (K$) Year 40 | BCR SDR | Service Territory Risk Reduction (%)
back to index | [29 empty] | 2026 | 200 | 14631.9029 | 167.9714 | 1.148% | 2950.9034 | 5259.5998 | 0.56105 | 2950.9034 | 5259.5998 | 0.56105 | 7439.1412 | 5540.6275 | 1.3427 | 0.03526%
[9 empty] | Assumptions | Value | Units | Last Update | Comments |  |  |  | Notes | [12 empty] | 2027 | 200 | 15033.7791 | 165.3676 | 1.1% | 2771.3247 | 5017.3009 | 0.55235 | 2771.3247 | 5017.3009 | 0.55235 | 7359.723 | 5567.7874 | 1.3218 | 0.03471%
[9 empty] | Capital Cost only in Year 0 | 25 | K$/unit | 2025-05-07 |  |  |  |  | [1] SDG&E does not calculate the risk reduction for the safety and reliability attributes for this program. All risk reduction is considered to fall within the financial attribute. | [12 empty] | 2028 | 200 | 13637.2265 | 138.0717 | 1.012% | 2207.2883 | 4786.1642 | 0.46118 | 2207.2883 | 4786.1642 | 0.46118 | 6175.0341 | 5595.0805 | 1.1037 | 0.02898%
[9 empty] | Service Drop factor | 0% | % | 2025-05-07 | Factor to account for Service drop miles |  |  |  | [2] To avoid double counting of foundational cost SDG&E assumes no foundational cost for this program. | [12 empty] | Total 2026-2028 | 600 | 43302.9084 | 471.4107 | 1.089% | 7929.5164 | 15063.0649 | 0.52642 | 7929.5164 | 15063.0649 | 0.52642 | 20973.8982 | 16703.4953 | 1.2557 | 0.09895%
[9 empty] | OH to UG conversion factor | 0% | % | 2025-05-07 | Factor to account for OH to UG extra miles
[9 empty] | Long-term Ongoing costs | 0 | $/unit | 2025-05-07 | Includes ongoing foundational costs expected over the entire lifespan.
[9 empty] | Lifetime | 40 | Years | 2025-05-07 | Expected lifetime (defined as 40 years) of the infrastructure
[9 empty] | Inflation Assumption to adjust Baseline | 2.5% |  | 2025-05-07
[9 empty] | Mitigation Effectiveness Estimate (%) | 39% | % | 2025-05-07
[9 empty] | Additional Installation Cost (O&M) only in Year 0 | 2.568 | K$/unit | 2025-05-07 | This cost does not represent annual O&M activities; it is incurred during the installation that cannot be capitalized.
[13 empty] | [1] | [1] | [1] | [2]
[8 empty] | Baseline 2025 | Baseline 2025 | Baseline 2025 | Baseline 2025 | Baseline 2025 | Baseline 2025 | Baseline 2025 | Baseline 2025 | Baseline 2025 | WACC | WACC | WACC | H.D.R | H.D.R | H.D.R | S.D.R | S.D.R | S.D.R |  |  |  | Pre - Mitigation CoRE |  |  |  | Post - Mitigation CoRE
Year | Feeder | Feeder Segment | HFTD Tier | Tranche ID HTM | Tranche ID Quintile | Total Units | Units (Poles) | WF + PSPS + PEDS Risk Baseline (K$/year) | Baseline Wildfire (%) | Baseline PSPS (%) | Baseline PEDS (%) | Risk Reduction (K$/year) | Safety Risk Reduction (K$/year) | Reliability Risk Reduction (K$/year) | Financial Risk Reduction (K$/year) | Mitigation Annual Cost (K$/year) | PV Risk Reduced (K$) Year 55 | PV Total Cost Capital + O&M (K$) Year 55 | BCR WACC | PV Risk Reduced (K$) Year 55 | PV Total Cost Capital + O&M (K$) Year 55 | BCR HDR | PV Risk Reduced (K$) Year 55 | PV Total Cost Capital + O&M (K$) Year 55 | BCR SDR | Risk Reduction % | Pre-Mitigation LoRE | Post-Mitigation LoRE | Pre-Mitigated CoRE [K$] | Pre-Mitigated CoRE Safety [K$] | Pre-Mitigated CoRE Reliability [K$] | Pre-Mitigated CoRE Financial [K$] | Post-Mitigated CoRE [K$] | Post-Mitigated CoRE Safety [K$] | Post-Mitigated CoRE Reliability [K$] | Post-Mitigated CoRE Financial [K$] | Service Territory Risk Reduction (%)
2026 | 239 | 239-2207R | Tier-3 | Tier-3---16 | 4--4 | 127 | 4 | 165.8683 | 90.26% | 7.593% | 2.142% | 1.8391 | 0 | 0 | 1.8391 | 0 | 32.3089 | 105.192 | 0.30714 | 32.3089 | 105.192 | 0.30714 | 81.4499 | 110.8125 | 0.73502 | 1.109% | 0.078224 | 0.077263 | 2120.4383 | 333.2176 | 179.7389 | 1607.4818 | 2123.0055 | 0 | 0 | 2123.0055 | 0.000386%
2026 | 239 | 239-2211R | Tier-3 | Tier-3---16 | 5--4 | 55 | 2 | 226.1764 | 90.88% | 8.368% | 0.7485% | 2.9152 | 0 | 0 | 2.9152 | 0 | 51.2134 | 52.596 | 0.97371 | 51.2134 | 52.596 | 0.97371 | 129.1075 | 55.4063 | 2.3302 | 1.289% | 0.11902 | 0.11733 | 1900.3448 | 281.2109 | 151.0924 | 1468.0415 | 1902.8371 | 0 | 0 | 1902.8371 | 0.0006119%
2026 | 1023 | 1023-46AE | Tier-2 | Tier-2---2 | 5--5 | 469 | 34 | 1480.046 | 74.84% | 24.29% | 0.8655% | 31.3179 | 0 | 0 | 31.3179 | 0 | 550.1896 | 894.132 | 0.61533 | 550.1896 | 894.132 | 0.61533 | 1387.0119 | 941.9067 | 1.4726 | 2.116% | 0.13914 | 0.1352 | 10637.4667 | 1301.0798 | 2440.2216 | 6896.1652 | 10715.3306 | 0 | 0 | 10715.3306 | 0.006574%
2026 | 1023 | 1023-48R | Tier-2 | Tier-2---5 | 5--5 | 380 | 12 | 664.4014 | 85.5% | 12.99% | 1.509% | 6.9965 | 0 | 0 | 6.9965 | 0 | 122.9142 | 315.576 | 0.38949 | 122.9142 | 315.576 | 0.38949 | 309.863 | 332.4376 | 0.93209 | 1.053% | 0.12816 | 0.12658 | 5184.0424 | 718.5028 | 688.8951 | 3776.6445 | 5193.4124 | 0 | 0 | 5193.4124 | 0.001469%
2026 | 1023 | 1023-89R | Tier-2 | Tier-2---11 | 4--4 | 119 | 2 | 171.3673 | 58.84% | 39.57% | 1.585% | 0.66095 | 0 | 0 | 0.66095 | 0 | 11.6116 | 52.596 | 0.22077 | 11.6116 | 52.596 | 0.22077 | 29.2724 | 55.4063 | 0.52832 | 0.3857% | 0.083403 | 0.082857 | 2054.6806 | 198.0279 | 761.6338 | 1095.0189 | 2060.26 | 0 | 0 | 2060.26 | 0.0001387%
2026 | 175 | 175-2024R | Tier-2 | Tier-2---5 | 5--5 | 103 | 8 | 563.0882 | 93.71% | 5.71% | 0.5784% | 15.984 | 0 | 0 | 15.984 | 0 | 280.8059 | 210.384 | 1.3347 | 280.8059 | 210.384 | 1.3347 | 707.9036 | 221.6251 | 3.1941 | 2.839% | 0.19114 | 0.18535 | 2945.925 | 621.2029 | 162.2415 | 2162.4806 | 2951.7119 | 0 | 0 | 2951.7119 | 0.003355%
2026 | 175 | 175-64R | Tier-3 | Tier-3---11 | 5--5 | 239 | 22 | 731.7191 | 85.48% | 13.53% | 0.984% | 22.455 | 0 | 0 | 22.455 | 0 | 394.4863 | 578.556 | 0.68185 | 394.4863 | 578.556 | 0.68185 | 994.4884 | 609.469 | 1.6317 | 3.069% | 0.20232 | 0.19506 | 3616.5854 | 555.855 | 463.329 | 2597.4013 | 3636.1355 | 0 | 0 | 3636.1355 | 0.004713%
2026 | 175 | 175-90R | Tier-3 | Tier-3---9 | 5--5 | 300 | 7 | 894.6693 | 80.29% | 18.79% | 0.921% | 6.537 | 0 | 0 | 6.537 | 0 | 114.8418 | 184.086 | 0.62385 | 114.8418 | 184.086 | 0.62385 | 289.5128 | 193.922 | 1.4929 | 0.7307% | 0.20491 | 0.20305 | 4366.1148 | 584.0624 | 757.6208 | 3024.4316 | 4374.0167 | 0 | 0 | 4374.0167 | 0.001372%
2026 | 175 | 175-94R | Tier-2 | Tier-2---10 | 5--4 | 52 | 1 | 275.6722 | 39.95% | 59.59% | 0.4576% | 0.82604 | 0 | 0 | 0.82604 | 0 | 14.5118 | 26.298 | 0.55182 | 14.5118 | 26.298 | 0.55182 | 36.5837 | 27.7031 | 1.3206 | 0.2996% | 0.16555 | 0.16431 | 1665.1861 | 117.2564 | 895.8047 | 652.125 | 1672.742 | 0 | 0 | 1672.742 | 0.0001734%
2026 | 411 | 411-1873R | Tier-2 | Tier-2---7 | 4--5 | 342 | 7 | 340.3229 | 88.45% | 9.585% | 1.967% | 2.4028 | 0 | 0 | 2.4028 | 0 | 42.2119 | 184.086 | 0.22931 | 42.2119 | 184.086 | 0.22931 | 106.4149 | 193.922 | 0.54875 | 0.706% | 0.04682 | 0.046446 | 7268.7189 | 1142.008 | 975.4979 | 5151.213 | 7275.4757 | 0 | 0 | 7275.4757 | 0.0005043%
2026 | 411 | 411-30R | Tier-3 | Tier-3---6 | 5--5 | 856 | 14 | 1028.3805 | 90.72% | 7.641% | 1.643% | 5.9505 | 0 | 0 | 5.9505 | 0 | 104.5385 | 368.172 | 0.28394 | 104.5385 | 368.172 | 0.28394 | 263.5384 | 387.8439 | 0.6795 | 0.5786% | 0.10309 | 0.10244 | 9975.2889 | 1901.318 | 929.458 | 7144.5129 | 9981.234 | 0 | 0 | 9981.234 | 0.001249%
2026 | 411 | 411-47R | Tier-2 | Tier-2---9 | 4--5 | 459 | 12 | 334.7019 | 84.13% | 13.18% | 2.693% | 2.8711 | 0 | 0 | 2.8711 | 0 | 50.4385 | 315.576 | 0.15983 | 50.4385 | 315.576 | 0.15983 | 127.1539 | 332.4376 | 0.38249 | 0.8578% | 0.063274 | 0.062629 | 5289.7062 | 845.5012 | 1035.5091 | 3408.6958 | 5298.3537 | 0 | 0 | 5298.3537 | 0.0006026%
2026 | 597 | 597-595 | Tier-2 | Tier-2---1 | 5--5 | 398 | 5 | 2598.8794 | 68.57% | 30.98% | 0.4453% | 8.7314 | 0 | 0 | 8.7314 | 0 | 153.392 | 131.49 | 1.1666 | 153.392 | 131.49 | 1.1666 | 386.6968 | 138.5157 | 2.7917 | 0.336% | 0.15307 | 0.15232 | 16978.8381 | 2723.3618 | 4869.9544 | 9385.5219 | 17005.1113 | 0 | 0 | 17005.1113 | 0.001833%
2026 | 599 | 599-19R | Tier-2 | Tier-2---1 | 5--5 | 753 | 26 | 2814.0812 | 94.6% | 4.701% | 0.7012% | 35.8476 | 0 | 0 | 35.8476 | 0 | 629.7667 | 683.748 | 0.92105 | 629.7667 | 683.748 | 0.92105 | 1587.6235 | 720.2816 | 2.2042 | 1.274% | 0.15161 | 0.14957 | 18560.9002 | 2880.2053 | 906.7756 | 14773.9194 | 18574.5872 | 0 | 0 | 18574.5872 | 0.007524%
2026 | 599 | CB 599 | Tier-2 | Tier-2---4 | 4--5 | 369 | 20 | 599.9379 | 98.66% | 0% | 1.337% | 12.512 | 0 | 0 | 12.512 | 0 | 219.8097 | 525.96 | 0.41792 | 219.8097 | 525.96 | 0.41792 | 554.1337 | 554.0627 | 1.0001 | 2.086% | 0.043095 | 0.042184 | 13921.4169 | 2931.9396 | 582.1864 | 10407.2909 | 13925.4374 | 0 | 0 | 13925.4374 | 0.002626%
2027 | 1138 | 1138-6R | Tier-2 | Tier-2---5 | 5--5 | 804 | 24 | 1117.3657 | 63.79% | 34.95% | 1.264% | 8.2976 | 0 | 0 | 8.2976 | 0 | 139.0565 | 602.0761 | 0.23096 | 139.0565 | 602.0761 | 0.23096 | 369.2882 | 668.1345 | 0.55272 | 0.7426% | 0.17153 | 0.16953 | 6514.2797 | 790.3405 | 2180.8634 | 3543.0757 | 6542.0655 | 0 | 0 | 6542.0655 | 0.001742%
2027 | 209 | 209-1769F | Tier-2 | Tier-2---6 | 5--5 | 1069 | 23 | 1246.6839 | 98.28% | 0% | 1.716% | 10.2814 | 0 | 0 | 10.2814 | 0 | 172.3018 | 576.9896 | 0.29862 | 172.3018 | 576.9896 | 0.29862 | 457.5767 | 640.2955 | 0.71463 | 0.8247% | 0.11169 | 0.11076 | 11161.7212 | 1795.9566 | 261.2581 | 9104.5065 | 11163.3422 | 0 | 0 | 11163.3422 | 0.002158%
2027 | 234 | 234-48R | Tier-2 | Tier-2---4 | 4--5 | 334 | 5 | 716.3442 | 96.34% | 2.639% | 1.021% | 4.0292 | 0 | 0 | 4.0292 | 0 | 67.5233 | 125.4325 | 0.53832 | 67.5233 | 125.4325 | 0.53832 | 179.3196 | 139.1947 | 1.2883 | 0.5625% | 0.047931 | 0.047652 | 14945.1963 | 2921.5226 | 549.3325 | 11474.3413 | 14948.4086 | 0 | 0 | 14948.4086 | 0.0008457%
2026 | 246 | 246-34R | Tier-3 | Tier-3---12 | 4--5 | 436 | 6 | 673.2377 | 73.17% | 25.57% | 1.264% | 2.6438 | 0 | 0 | 2.6438 | 0 | 46.4451 | 157.788 | 0.29435 | 46.4451 | 157.788 | 0.29435 | 117.0868 | 166.2188 | 0.70441 | 0.3927% | 0.070488 | 0.07011 | 9551.097 | 1283.5559 | 2416.0529 | 5851.4883 | 9564.9253 | 0 | 0 | 9564.9253 | 0.0005549%
2026 | 249 | 249-24R | Tier-3 | Tier-3---12 | 5--5 | 464 | 10 | 678.7483 | 77.57% | 20.95% | 1.472% | 4.4255 | 0 | 0 | 4.4255 | 0 | 77.7474 | 262.98 | 0.29564 | 77.7474 | 262.98 | 0.29564 | 195.9988 | 277.0314 | 0.7075 | 0.652% | 0.10094 | 0.10009 | 6724.4875 | 983.1026 | 1380.1319 | 4361.253 | 6737.2708 | 0 | 0 | 6737.2708 | 0.0009289%
2027 | 352 | 352-27R | Tier-3 | Tier-3---2 | 5--5 | 359 | 9 | 1835.8142 | 93.66% | 5.876% | 0.4611% | 16.8115 | 0 | 0 | 16.8115 | 0 | 281.7373 | 225.7785 | 1.2478 | 281.7373 | 225.7785 | 1.2478 | 748.2013 | 250.5504 | 2.9862 | 0.9158% | 0.11814 | 0.11698 | 15539.9427 | 3024.467 | 902.1857 | 11613.29 | 15549.6667 | 0 | 0 | 15549.6667 | 0.003529%
2027 | 354 | 354-1706R | Tier-2 | Tier-2---1 | 5--5 | 481 | 40 | 2161.9809 | 92.27% | 7.167% | 0.5599% | 64.7003 | 0 | 0 | 64.7003 | 0 | 1084.2847 | 1003.4602 | 1.0805 | 1084.2847 | 1003.4602 | 1.0805 | 2879.502 | 1113.5575 | 2.5859 | 2.993% | 0.13939 | 0.13487 | 15510.3907 | 2900.5229 | 1230.7208 | 11379.147 | 15550.5631 | 0 | 0 | 15550.5631 | 0.01358%
2027 | 354 | 354-24AE | Tier-2 | Tier-2---4 | 4--5 | 89 | 5 | 742.9911 | 44.89% | 54.76% | 0.3554% | 7.307 | 0 | 0 | 7.307 | 0 | 122.4541 | 125.4325 | 0.97626 | 122.4541 | 125.4325 | 0.97626 | 325.1978 | 139.1947 | 2.3363 | 0.9835% | 0.080555 | 0.07879 | 9223.4472 | 670.0529 | 4646.9314 | 3906.4629 | 9337.3208 | 0 | 0 | 9337.3208 | 0.001534%
2027 | 450 | 450-114F | Tier-1 | Non-HFTD---7 | 1--4 | 25 | 2 | 8.7615 | 94.64% | 0% | 5.364% | 0.2587 | 0 | 0 | 0.2587 | 0 | 4.3354 | 50.173 | 0.086409 | 4.3354 | 50.173 | 0.086409 | 11.5133 | 55.6779 | 0.20678 | 2.953% | 0.0023436 | 0.0022705 | 3738.4905 | 533.4332 | 500.3742 | 2704.6831 | 3744.9487 | 0 | 0 | 3744.9487 | 5.43e-05%
2027 | 450 | 450-1851F | Tier-2 | Tier-2---3 | 5--5 | 209 | 6 | 915.4961 | 93.2% | 6.334% | 0.4614% | 9.5535 | 0 | 0 | 9.5535 | 0 | 160.1028 | 150.519 | 1.0637 | 160.1028 | 150.519 | 1.0637 | 425.1803 | 167.0336 | 2.5455 | 1.044% | 0.099477 | 0.098363 | 9203.0933 | 2582.2914 | 565.9601 | 6054.8418 | 9210.1748 | 0 | 0 | 9210.1748 | 0.002005%
2027 | 450 | 450-1853F | Tier-2 | Tier-2---10 | 4--4 | 44 | 13 | 133.4424 | 58.04% | 41.41% | 0.5447% | 8.9247 | 0 | 0 | 8.9247 | 0 | 149.5649 | 326.1246 | 0.45861 | 149.5649 | 326.1246 | 0.45861 | 397.1949 | 361.9062 | 1.0975 | 6.688% | 0.075291 | 0.066616 | 1772.351 | 169.5911 | 681.6123 | 921.1476 | 1869.1982 | 0 | 0 | 1869.1982 | 0.001873%
2027 | 450 | 450-1854 | Tier-2 | Tier-2---9 | 4--4 | 70 | 18 | 167.8113 | 68.69% | 30.5% | 0.8174% | 11.5595 | 0 | 0 | 11.5595 | 0 | 193.7202 | 451.5571 | 0.429 | 193.7202 | 451.5571 | 0.429 | 514.4568 | 501.1009 | 1.0267 | 6.888% | 0.079085 | 0.071154 | 2121.91 | 277.0369 | 611.709 | 1233.1641 | 2195.9693 | 0 | 0 | 2195.9693 | 0.002426%
2027 | 450 | 450-88R | Tier-2 | Tier-2---10 | 4--4 | 143 | 2 | 571.6562 | 12.78% | 86.69% | 0.5223% | 0.39864 | 0 | 0 | 0.39864 | 0 | 6.6806 | 50.173 | 0.13315 | 6.6806 | 50.173 | 0.13315 | 17.7415 | 55.6779 | 0.31864 | 0.06973% | 0.082954 | 0.082502 | 6891.2101 | 225.8324 | 5542.7143 | 1122.6634 | 6924.1728 | 0 | 0 | 6924.1728 | 8.367e-05%
2027 | 522 | 522-36 | Tier-2 | Tier-2---16 | 4--3 | 93 | 1 | 95.5847 | 7.342% | 91.11% | 1.546% | 0.029429 | 0 | 0 | 0.029429 | 0 | 0.49319 | 25.0865 | 0.01966 | 0.49319 | 25.0865 | 0.01966 | 1.3097 | 27.8389 | 0.047047 | 0.03079% | 0.031092 | 0.030961 | 3074.2923 | 36.1538 | 2591.8703 | 446.2683 | 3086.2883 | 0 | 0 | 3086.2883 | 6.177e-06%
2027 | 522 | 522-38R | Tier-2 | Tier-2---6 | 4--5 | 606 | 6 | 1016.2869 | 80.7% | 18.11% | 1.19% | 3.167 | 0 | 0 | 3.167 | 0 | 53.0739 | 150.519 | 0.35261 | 53.0739 | 150.519 | 0.35261 | 140.9468 | 167.0336 | 0.84382 | 0.3116% | 0.088602 | 0.08826 | 11470.2225 | 2251.3608 | 2088.2887 | 7130.573 | 11478.8028 | 0 | 0 | 11478.8028 | 0.0006647%
2027 | 75 | 75-2259F | Tier-3 | Tier-3---12 | 3--5 | 140 | 2 | 362.3539 | 98.06% | 1.201% | 0.7355% | 1.9797 | 0 | 0 | 1.9797 | 0 | 33.1774 | 50.173 | 0.66126 | 33.1774 | 50.173 | 0.66126 | 88.1082 | 55.6779 | 1.5825 | 0.5464% | 0.020337 | 0.020224 | 17817.1226 | 3618.9618 | 323.8838 | 13874.277 | 17819.0561 | 0 | 0 | 17819.0561 | 0.0004155%
2027 | 75 | 75-32R | Tier-3 | Tier-3---13 | 3--5 | 84 | 2 | 196.1202 | 96.38% | 2.668% | 0.9512% | 1.7552 | 0 | 0 | 1.7552 | 0 | 29.4147 | 50.173 | 0.58626 | 29.4147 | 50.173 | 0.58626 | 78.1156 | 55.6779 | 1.403 | 0.895% | 0.014781 | 0.014644 | 13268.2222 | 2437.4241 | 453.4454 | 10377.3526 | 13272.7234 | 0 | 0 | 13272.7234 | 0.0003684%
2027 | 75 | 75-996R | Tier-2 | Tier-2---7 | 4--5 | 319 | 6 | 357.2986 | 95.33% | 2.61% | 2.061% | 2.4985 | 0 | 0 | 2.4985 | 0 | 41.8714 | 150.519 | 0.27818 | 41.8714 | 150.519 | 0.27818 | 111.1965 | 167.0336 | 0.66571 | 0.6993% | 0.043997 | 0.043674 | 8120.9384 | 1655.5756 | 489.8744 | 5975.4884 | 8123.7417 | 0 | 0 | 8123.7417 | 0.0005244%
2027 | 920 | 920-735AE | Tier-2 | Tier-2---7 | 4--5 | 295 | 1 | 627.5827 | 25.02% | 74.11% | 0.8722% | 0.20758 | 0 | 0 | 0.20758 | 0 | 3.4788 | 25.0865 | 0.13867 | 3.4788 | 25.0865 | 0.13867 | 9.2385 | 27.8389 | 0.33185 | 0.03308% | 0.068691 | 0.0686 | 9136.3433 | 511.7297 | 6274.1673 | 2350.4463 | 9145.4118 | 0 | 0 | 9145.4118 | 4.357e-05%
2027 | 920 | 920-823 | Tier-2 | Tier-2---11 | 4--4 | 127 | 5 | 195.1792 | 27.31% | 71.52% | 1.171% | 0.81847 | 0 | 0 | 0.81847 | 0 | 13.7163 | 125.4325 | 0.10935 | 13.7163 | 125.4325 | 0.10935 | 36.426 | 139.1947 | 0.26169 | 0.4193% | 0.054577 | 0.053739 | 3576.2298 | 163.0137 | 2288.0901 | 1125.126 | 3616.7663 | 0 | 0 | 3616.7663 | 0.0001718%
2027 | 1138 | CB 1138 | Tier-2 | Tier-2---10 | 5--4 | 291 | 6 | 305.5776 | 38.78% | 59.44% | 1.777% | 0.95289 | 0 | 0 | 0.95289 | 0 | 15.969 | 150.519 | 0.10609 | 15.969 | 150.519 | 0.10609 | 42.4084 | 167.0336 | 0.25389 | 0.3118% | 0.11418 | 0.11326 | 2676.3311 | 209.1802 | 1537.4835 | 929.6674 | 2689.6132 | 0 | 0 | 2689.6132 | 0.0002%
2027 | 1235 | CB 1235 | Tier-2 | Tier-2---6 | 4--5 | 622 | 12 | 1038.4291 | 94.32% | 4.296% | 1.381% | 7.3697 | 0 | 0 | 7.3697 | 0 | 123.5061 | 301.0381 | 0.41027 | 123.5061 | 301.0381 | 0.41027 | 327.9915 | 334.0672 | 0.98181 | 0.7097% | 0.082825 | 0.082202 | 12537.6589 | 2179.7945 | 762.6013 | 9595.263 | 12543.0546 | 0 | 0 | 12543.0546 | 0.001547%
2027 | 234 | CB 234 | Tier-2 | Tier-2---4 | 4--5 | 352 | 3 | 535.5214 | 93.25% | 5.438% | 1.313% | 1.6598 | 0 | 0 | 1.6598 | 0 | 27.8163 | 75.2595 | 0.36961 | 27.8163 | 75.2595 | 0.36961 | 73.871 | 83.5168 | 0.8845 | 0.3099% | 0.044658 | 0.04451 | 11991.611 | 2064.9333 | 958.1122 | 8968.5654 | 11994.3109 | 0 | 0 | 11994.3109 | 0.0003484%
2027 | 246 | CB 246 | Tier-2 | Tier-2---7 | 4--5 | 303 | 6 | 397.8494 | 64.68% | 33.47% | 1.858% | 1.9871 | 0 | 0 | 1.9871 | 0 | 33.3017 | 150.519 | 0.22125 | 33.3017 | 150.519 | 0.22125 | 88.4384 | 167.0336 | 0.52946 | 0.4995% | 0.066431 | 0.065918 | 5988.8765 | 880.2356 | 2229.0372 | 2879.6037 | 6005.3416 | 0 | 0 | 6005.3416 | 0.0004171%
2027 | 522 | CB 522 | Tier-2 | Tier-2---9 | 4--5 | 253 | 3 | 287.6477 | 61.65% | 36.8% | 1.551% | 0.82013 | 0 | 0 | 0.82013 | 0 | 13.7442 | 75.2595 | 0.18262 | 13.7442 | 75.2595 | 0.18262 | 36.5001 | 83.5168 | 0.43704 | 0.2851% | 0.049006 | 0.048779 | 5869.6662 | 552.6079 | 2337.7067 | 2979.3516 | 5880.1235 | 0 | 0 | 5880.1235 | 0.0001721%
2028 | 1001 | 1001-1130R | Tier-2 | Tier-2---5 | 5--5 | 104 | 2 | 399.0185 | 76.25% | 23.08% | 0.668% | 2.282 | 0 | 0 | 2.282 | 0 | 36.4807 | 47.8616 | 0.76221 | 36.4807 | 47.8616 | 0.76221 | 102.057 | 55.9508 | 1.824 | 0.5719% | 0.10617 | 0.10537 | 3758.4182 | 467.4105 | 847.019 | 2443.9887 | 3765.1627 | 0 | 0 | 3765.1627 | 0.000479%
2028 | 1001 | 1001-1140R | Tier-2 | Tier-2---10 | 5--4 | 31 | 3 | 174.4484 | 66.67% | 32.75% | 0.5858% | 4.3895 | 0 | 0 | 4.3895 | 0 | 70.1726 | 71.7925 | 0.97744 | 70.1726 | 71.7925 | 0.97744 | 196.3126 | 83.9262 | 2.3391 | 2.516% | 0.097832 | 0.09414 | 1783.139 | 192.1826 | 564.7269 | 1026.2295 | 1806.4505 | 0 | 0 | 1806.4505 | 0.0009214%
2028 | 1001 | 1001-1814AE | Tier-2 | Tier-2---11 | 5--3 | 10 | 2 | 47.9998 | 92.92% | 6.426% | 0.6525% | 3.479 | 0 | 0 | 3.479 | 0 | 55.6166 | 47.8616 | 1.162 | 55.6166 | 47.8616 | 1.162 | 155.5912 | 55.9508 | 2.7809 | 7.248% | 0.094213 | 0.086864 | 509.4829 | 78.1654 | 33.1388 | 398.1787 | 512.5338 | 0 | 0 | 512.5338 | 0.0007302%
2028 | 1001 | 1001-1820F | Tier-2 | Tier-2---5 | 5--5 | 146 | 17 | 829.5199 | 57.26% | 42.23% | 0.5113% | 21.5701 | 0 | 0 | 21.5701 | 0 | 344.8308 | 406.824 | 0.84762 | 344.8308 | 406.824 | 0.84762 | 964.6869 | 475.5818 | 2.0284 | 2.6% | 0.12846 | 0.12263 | 6457.4377 | 610.0184 | 2517.829 | 3329.5903 | 6588.7248 | 0 | 0 | 6588.7248 | 0.004528%
2028 | 1039 | 1039-13 | Tier-2 | Tier-2---3 | 5--5 | 534 | 20 | 2056.5259 | 80.69% | 18.74% | 0.569% | 24.2389 | 0 | 0 | 24.2389 | 0 | 387.4958 | 478.6164 | 0.80962 | 387.4958 | 478.6164 | 0.80962 | 1084.0449 | 559.508 | 1.9375 | 1.179% | 0.1351 | 0.13313 | 15222.1821 | 2652.795 | 2719.3692 | 9850.0179 | 15265.7514 | 0 | 0 | 15265.7514 | 0.005088%
2026 | 185 | 185-51F | Tier-2 | Tier-2---7 | 4--5 | 260 | 8 | 390.6047 | 65.18% | 33.32% | 1.503% | 3.055 | 0 | 0 | 3.055 | 0 | 53.6702 | 210.384 | 0.25511 | 53.6702 | 210.384 | 0.25511 | 135.3011 | 221.6251 | 0.6105 | 0.7821% | 0.048222 | 0.047643 | 8100.2023 | 1032.7815 | 2609.1587 | 4458.2621 | 8134.4621 | 0 | 0 | 8134.4621 | 0.0006413%
2028 | 206 | 206-1105 | Tier-2 | Tier-2---9 | 3--5 | 132 | 5 | 189.805 | 98.58% | 0% | 1.419% | 2.7642 | 0 | 0 | 2.7642 | 0 | 44.1894 | 119.6541 | 0.36931 | 44.1894 | 119.6541 | 0.36931 | 123.6228 | 139.877 | 0.8838 | 1.456% | 0.014019 | 0.013812 | 13539.1253 | 2187.5417 | 263.1851 | 11088.3985 | 13542.005 | 0 | 0 | 13542.005 | 0.0005802%
2028 | 206 | 206-1817 | Tier-2 | Tier-2---4 | 4--5 | 413 | 7 | 414.414 | 98.25% | 0% | 1.752% | 2.6913 | 0 | 0 | 2.6913 | 0 | 43.0253 | 167.5157 | 0.25684 | 43.0253 | 167.5157 | 0.25684 | 120.366 | 195.8278 | 0.61465 | 0.6494% | 0.038208 | 0.037955 | 10846.319 | 1742.1104 | 241.9911 | 8862.2175 | 10847.5837 | 0 | 0 | 10847.5837 | 0.0005649%
2028 | 206 | 206-953R | Tier-1 | Non-HFTD---1 | 3--5 | 302 | 1 | 269.1954 | 98.13% | 0% | 1.869% | 0.34114 | 0 | 0 | 0.34114 | 0 | 5.4536 | 23.9308 | 0.22789 | 5.4536 | 23.9308 | 0.22789 | 15.2569 | 27.9754 | 0.54537 | 0.1267% | 0.026002 | 0.025968 | 10352.8716 | 1652.1068 | 349.8107 | 8350.9542 | 10353.1219 | 0 | 0 | 10353.1219 | 7.161e-05%
2028 | 209 | 209-1769F | Tier-2 | Tier-2---6 | 5--5 | 1069 | 77 | 1246.6839 | 98.28% | 0% | 1.716% | 34.4204 | 0 | 0 | 34.4204 | 0 | 550.2629 | 1842.6732 | 0.29862 | 550.2629 | 1842.6732 | 0.29862 | 1539.3966 | 2154.106 | 0.71463 | 2.761% | 0.11169 | 0.10856 | 11161.7212 | 1795.9566 | 261.2581 | 9104.5065 | 11167.2581 | 0 | 0 | 11167.2581 | 0.007225%
2028 | 247 | 247-46 | Tier-3 | Tier-3---16 | 4--5 | 227 | 12 | 297.9922 | 66.6% | 32.06% | 1.34% | 4.0915 | 0 | 0 | 4.0915 | 0 | 65.4093 | 287.1699 | 0.22777 | 65.4093 | 287.1699 | 0.22777 | 182.9867 | 335.7048 | 0.54508 | 1.373% | 0.045228 | 0.044296 | 6588.6081 | 720.5327 | 2027.5414 | 3840.534 | 6634.9353 | 0 | 0 | 6634.9353 | 0.0008588%
2028 | 247 | 247-48 | Tier-2 | Tier-2---16 | 3--3 | 9 | 1 | 19.6012 | 90.45% | 8.053% | 1.494% | 0.7683 | 0 | 0 | 0.7683 | 0 | 12.2824 | 23.9308 | 0.51325 | 12.2824 | 23.9308 | 0.51325 | 34.3608 | 27.9754 | 1.2283 | 3.92% | 0.026216 | 0.02508 | 747.6923 | 111.2463 | 59.7602 | 576.6859 | 750.9256 | 0 | 0 | 750.9256 | 0.0001613%
2028 | 307 | 307-1538F | Tier-2 | Tier-2---7 | 5--5 | 53 | 6 | 433.4142 | 51.51% | 48.13% | 0.3587% | 9.8572 | 0 | 0 | 9.8572 | 0 | 157.5825 | 143.5849 | 1.0975 | 157.5825 | 143.5849 | 1.0975 | 440.8474 | 167.8524 | 2.6264 | 2.274% | 0.10098 | 0.09652 | 4292.1557 | 366.942 | 1865.6861 | 2059.5276 | 4388.2856 | 0 | 0 | 4388.2856 | 0.002069%
2028 | 307 | 307-234R | Tier-2 | Tier-2---4 | 5--5 | 109 | 2 | 684.1346 | 69.69% | 29.83% | 0.4763% | 3.4118 | 0 | 0 | 3.4118 | 0 | 54.5426 | 47.8616 | 1.1396 | 54.5426 | 47.8616 | 1.1396 | 152.5865 | 55.9508 | 2.7272 | 0.4987% | 0.11001 | 0.10922 | 6219.0213 | 711.7212 | 1737.152 | 3770.148 | 6232.6073 | 0 | 0 | 6232.6073 | 0.0007161%
2028 | 387 | 387-11 | Tier-2 | Tier-2---7 | 4--5 | 523 | 2 | 610.0839 | 61.74% | 36.84% | 1.416% | 0.56175 | 0 | 0 | 0.56175 | 0 | 8.9805 | 47.8616 | 0.18763 | 8.9805 | 47.8616 | 0.18763 | 25.1235 | 55.9508 | 0.44903 | 0.09208% | 0.091496 | 0.09136 | 6667.8756 | 932.9066 | 2401.593 | 3333.376 | 6671.6861 | 0 | 0 | 6671.6861 | 0.0001179%
2028 | 387 | 387-15 | Tier-3 | Tier-3---16 | 4--5 | 140 | 2 | 365.4778 | 57.25% | 41.73% | 1.017% | 1.1658 | 0 | 0 | 1.1658 | 0 | 18.6369 | 47.8616 | 0.38939 | 18.6369 | 47.8616 | 0.38939 | 52.138 | 55.9508 | 0.93185 | 0.319% | 0.072601 | 0.072197 | 5034.0466 | 537.3079 | 1996.9235 | 2499.8151 | 5046.1032 | 0 | 0 | 5046.1032 | 0.0002447%
2028 | 396 | 396-699R | Tier-2 | Tier-2---5 | 5--5 | 748 | 16 | 888.3486 | 59.21% | 39.34% | 1.447% | 4.3882 | 0 | 0 | 4.3882 | 0 | 70.1527 | 382.8931 | 0.18322 | 70.1527 | 382.8931 | 0.18322 | 196.2568 | 447.6064 | 0.43846 | 0.494% | 0.15664 | 0.15533 | 5671.3841 | 668.179 | 2146.3409 | 2856.8642 | 5690.8432 | 0 | 0 | 5690.8432 | 0.0009211%
2028 | 452 | 452-1404F | Tier-2 | Tier-2---12 | 1--5 | 20 | 1 | 78.1615 | 99.25% | 0% | 0.7504% | 1.5127 | 0 | 0 | 1.5127 | 0 | 24.183 | 23.9308 | 1.0105 | 24.183 | 23.9308 | 1.0105 | 67.6536 | 27.9754 | 2.4183 | 1.935% | 0.0036434 | 0.0035724 | 21452.8882 | 5121.8123 | 152.3056 | 16178.7703 | 21456.0898 | 0 | 0 | 21456.0898 | 0.0003175%
2028 | 452 | 452-38AE | Tier-2 | Tier-2---4 | 2--5 | 71 | 3 | 306.0513 | 99.41% | 0% | 0.595% | 5.0134 | 0 | 0 | 5.0134 | 0 | 80.1465 | 71.7925 | 1.1164 | 80.1465 | 71.7925 | 1.1164 | 224.2151 | 83.9262 | 2.6716 | 1.638% | 0.011395 | 0.011207 | 26857.9154 | 5689.4503 | 153.4079 | 21015.0572 | 26860.5928 | 0 | 0 | 26860.5928 | 0.001052%
2028 | 452 | 452-717 | Tier-2 | Tier-2---19 | 1--5 | 17 | 1 | 5.0628 | 95.41% | 0% | 4.59% | 0.11081 | 0 | 0 | 0.11081 | 0 | 1.7715 | 23.9308 | 0.074028 | 1.7715 | 23.9308 | 0.074028 | 4.956 | 27.9754 | 0.17716 | 2.189% | 0.000973 | 0.00095068 | 5203.2613 | 1801.3365 | 219.9657 | 3181.9591 | 5208.8689 | 0 | 0 | 5208.8689 | 2.326e-05%
2028 | 522 | 522-36 | Tier-2 | Tier-2---16 | 4--3 | 93 | 1 | 95.5847 | 7.342% | 91.11% | 1.546% | 0.029429 | 0 | 0 | 0.029429 | 0 | 0.47047 | 23.9308 | 0.01966 | 0.47047 | 23.9308 | 0.01966 | 1.3162 | 27.9754 | 0.047047 | 0.03079% | 0.031092 | 0.030961 | 3074.2923 | 36.1538 | 2591.8703 | 446.2683 | 3086.2883 | 0 | 0 | 3086.2883 | 6.177e-06%
2028 | 247 | CB 247 | Tier-2 | Tier-2---12 | 4--4 | 90 | 2 | 172.2064 | 35.95% | 62.53% | 1.527% | 0.5365 | 0 | 0 | 0.5365 | 0 | 8.5767 | 47.8616 | 0.1792 | 8.5767 | 47.8616 | 0.1792 | 23.994 | 55.9508 | 0.42884 | 0.3115% | 0.038566 | 0.038232 | 4465.2144 | 298.159 | 2868.7773 | 1298.2781 | 4490.2185 | 0 | 0 | 4490.2185 | 0.0001126%
2028 | 387 | CB 387 | Tier-1 | Non-HFTD---2 | 4--4 | 257 | 3 | 237.8282 | 35.87% | 62.17% | 1.958% | 0.38835 | 0 | 0 | 0.38835 | 0 | 6.2084 | 71.7925 | 0.086477 | 6.2084 | 71.7925 | 0.086477 | 17.3684 | 83.9262 | 0.20695 | 0.1633% | 0.067633 | 0.067325 | 3516.4313 | 205.6309 | 2191.6083 | 1119.1921 | 3526.7449 | 0 | 0 | 3526.7449 | 8.152e-05%
2028 | 396 | CB 396 | Tier-2 | Tier-2---11 | 5--4 | 145 | 1 | 591.9026 | 5.239% | 94.32% | 0.4451% | 0.083409 | 0 | 0 | 0.083409 | 0 | 1.3334 | 23.9308 | 0.05572 | 1.3334 | 23.9308 | 0.05572 | 3.7304 | 27.9754 | 0.13334 | 0.01409% | 0.10036 | 0.10009 | 5897.7936 | 58.5391 | 5103.2719 | 735.9827 | 5912.8661 | 0 | 0 | 5912.8661 | 1.751e-05%
2028 | 523 | CB 523 | Tier-2 | Tier-2---13 | 4--4 | 259 | 5 | 222.6972 | 15.76% | 82.25% | 1.985% | 0.26428 | 0 | 0 | 0.26428 | 0 | 4.2249 | 119.6541 | 0.035309 | 4.2249 | 119.6541 | 0.035309 | 11.8193 | 139.877 | 0.084498 | 0.1187% | 0.044603 | 0.044267 | 4992.8754 | 164.6768 | 3992.464 | 835.7347 | 5024.7817 | 0 | 0 | 5024.7817 | 5.547e-05%
2028 | 231 | 231-1136R | Tier-2 | Tier-2---7 | 4--5 | 357 | 3 | 532.5953 | 91.49% | 6.883% | 1.625% | 1.597 | 0 | 0 | 1.597 | 0 | 25.5302 | 71.7925 | 0.35561 | 25.5302 | 71.7925 | 0.35561 | 71.4225 | 83.9262 | 0.85102 | 0.2998% | 0.054655 | 0.054475 | 9744.7482 | 1528.1869 | 1244.2736 | 6972.2877 | 9747.4742 | 0 | 0 | 9747.4742 | 0.0003352%
2028 | 221 | 221-37AE | Tier-3 | Tier-3---11 | 5--5 | 244 | 1 | 769.7343 | 85.13% | 14.19% | 0.6769% | 1.0474 | 0 | 0 | 1.0474 | 0 | 16.7447 | 23.9308 | 0.69971 | 16.7447 | 23.9308 | 0.69971 | 46.8443 | 27.9754 | 1.6745 | 0.1361% | 0.19925 | 0.19893 | 3863.0999 | 511.5521 | 574.4994 | 2777.0485 | 3864.0193 | 0 | 0 | 3864.0193 | 0.0002199%
2028 | 971 | 971-1973R | Tier-3 | Tier-3---4 | 5--5 | 344 | 4 | 1698.739 | 91.74% | 7.818% | 0.44% | 7.0674 | 0 | 0 | 7.0674 | 0 | 112.9839 | 95.7233 | 1.1803 | 112.9839 | 95.7233 | 1.1803 | 316.08 | 111.9016 | 2.8246 | 0.416% | 0.14704 | 0.14637 | 11552.8886 | 2071.9815 | 875.2489 | 8605.6581 | 11557.2346 | 0 | 0 | 11557.2346 | 0.001483%

## Distribution_Underbuilt
Distribution Underbuilt - Risk & Cost Benefit | [29 empty] | Summary Table |  | Baseline 2024 | Baseline 2024 | Baseline 2024 | WACC | WACC | WACC | H.D.R | H.D.R | H.D.R | S.D.R | S.D.R | S.D.R
[30 empty] | Year | Total Units (miles) | WF + PSPS + PEDS Risk Baseline (K$) | Baseline Risk Reduction (K$) | Baseline Risk Reduction (%) | PV Risk Reduced (K$) Year 40 | PV Total Cost Capital + O&M (K$) Year 40 | BCR WACC | PV Risk Reduced (K$) Year 40 | PV Total Cost Capital + O&M (K$) Year 40 | BCR HDR | PV Risk Reduced (K$) Year 40 | PV Total Cost Capital + O&M (K$) Year 40 | BCR SDR | Service Territory Risk Reduction (%)
back to index | [29 empty] | 2026 | 0.66155 | 212.5806 | 2.0293 | 0.9546% | 35.6513 | 552.8786 | 0.064483 | 35.6513 | 552.8786 | 0.064483 | 89.8759 | 475538.8314 | 0.000189 | 0.000426%
[9 empty] | Assumptions | Value | Units | Last Update | Comments | [16 empty] | 2027 | 1.1004 | 206.4929 | 11.666 | 5.65% | 195.5051 | 877.2528 | 0.22286 | 195.5051 | 877.2528 | 0.22286 | 519.1971 | 794853.7483 | 0.0006532 | 0.002449%
[9 empty] | Capital Cost only in Year 0 | 714.81 | K$/unit | 2025-05-07 | [5 empty] | [1] SDG&E does not calculate the risk reduction for the safety and reliability attributes for this program. All risk reduction is considered to fall within the financial attribute. | [11 empty] | 2028 | 1.9777 | 1846.2237 | 13.9267 | 0.7543% | 222.6392 | 1504.0066 | 0.14803 | 222.6392 | 1504.0066 | 0.14803 | 622.8477 | 1435550.5063 | 0.00043387 | 0.002923%
[9 empty] | Service Drop factor | 0% | % | 2025-05-07 | Factor to account for Service drop miles | [16 empty] | Total 2026-2028 | 3.7396 | 2265.2972 | 27.622 | 1.219% | 453.7956 | 2934.1379 | 0.15466 | 453.7956 | 2934.1379 | 0.15466 | 1231.9207 | 2705943.0859 | 0.00045526 | 0.005798%
[9 empty] | OH to UG conversion factor | 0% | % | 2025-05-07 | Factor to account for OH to UG extra miles
[9 empty] | Long-term Ongoing costs | 8.0298 | K$/unit | 2025-05-07 | Includes ongoing foundational costs expected over the entire lifespan.
[9 empty] | Lifetime | 40 | Years | 2025-05-07 | Expected lifetime (defined as 40 years) of the infrastructure
[9 empty] | Inflation Assumption to adjust Baseline | 2.5% |  | 2025-05-07
[9 empty] | Mitigation Effectiveness Estimate (%) | 39% | % | 2025-05-07
[9 empty] | Additional Installation Cost (O&M) only in Year 0 | 0 | K$/unit | 2025-05-07 | This cost does not represent annual O&M activities; it is incurred during the installation that cannot be capitalized. | [24 empty] | `
[13 empty] | [1] | [1] | [1]
[6 empty] | OH miles | OH miles | Baseline 2025 | Baseline 2025 | Baseline 2025 | Baseline 2025 | Baseline 2025 | Baseline 2025 | Baseline 2025 | Baseline 2025 | Baseline 2025 | WACC | WACC | WACC | H.D.R | H.D.R | H.D.R | S.D.R | S.D.R | S.D.R |  |  |  | Pre - Mitigation CoRE |  |  |  | Post - Mitigation CoRE
Year | HFTD Tier | Feeder | Feeder Segment | Tranche ID HTM | Tranche ID Quintile | Units (OH Primary + Secondary miles + Service Drop) | OH miles in scope | WF + PSPS + PEDS Risk Baseline (K$/year) | Baseline Wildfire (%) | Baseline PSPS (%) | Baseline PEDS (%) | Risk Reduction (K$/year) | Safety Risk Reduction (K$/year) | Reliability Risk Reduction (K$/year) | Financial Risk Reduction (K$/year) | Mitigation Annual Cost (K$/year) | PV Risk Reduced (K$) Year 55 | PV Total Cost Capital + O&M (K$) Year 55 | BCR WACC | PV Risk Reduced (K$) Year 55 | PV Total Cost Capital + O&M (K$) Year 55 | BCR HDR | PV Risk Reduced (K$) Year 55 | PV Total Cost Capital + O&M (K$) Year 55 | BCR SDR | Risk Reduction % | Pre-Mitigation LoRE | Post-Mitigation LoRE | Pre-Mitigated CoRE [K$] | Pre-Mitigated CoRE Safety [K$] | Pre-Mitigated CoRE Reliability [K$] | Pre-Mitigated CoRE Financial [K$] | Post-Mitigated CoRE [K$] | Post-Mitigated CoRE Safety [K$] | Post-Mitigated CoRE Reliability [K$] | Post-Mitigated CoRE Financial [K$] | Service Territory Risk Reduction (%)
2026 | Tier-1 | 963 | 963-35 | Non-HFTD---7 | 2--3 | 3.1555 | 0.15663 | 16.8685 | 89.66% | 0% | 10.34% | 0.29279 | 0 | 0 | 0.29279 | 1.2577 | 5.1436 | 130.8991 | 0.039295 | 5.1436 | 130.8991 | 0.039295 | 12.9669 | 112588.2089 | 0.00011517 | 1.736% | 0.012897 | 0.012648 | 1307.9228 | 157.4988 | 316.1994 | 834.2246 | 1310.5923 | 0 | 0 | 1310.5923 | 6.146e-05%
2026 | Tier-2 | 1162 | 1162-324R | Tier-2---13 | 4--3 | 2.7439 | 0.1642 | 67.3479 | 58.69% | 38.45% | 2.854% | 0.92255 | 0 | 0 | 0.92255 | 1.3185 | 16.2073 | 137.2304 | 0.1181 | 16.2073 | 137.2304 | 0.1181 | 40.8582 | 118033.8296 | 0.00034616 | 1.37% | 0.068658 | 0.067056 | 980.9191 | 90.4084 | 338.5141 | 551.9967 | 990.6015 | 0 | 0 | 990.6015 | 0.0001936%
2026 | Tier-2 | 536 | CB 536 | Tier-2---18 | 4--2 | 1.5705 | 0.27102 | 21.8677 | 42.26% | 53.34% | 4.392% | 0.62205 | 0 | 0 | 0.62205 | 2.1762 | 10.9282 | 226.5014 | 0.048248 | 10.9282 | 226.5014 | 0.048248 | 27.5496 | 194817.0821 | 0.00014141 | 2.845% | 0.063476 | 0.059204 | 344.504 | 23.2544 | 160.0251 | 161.2245 | 358.8569 | 0 | 0 | 358.8569 | 0.0001306%
2026 | Tier-2 | 535 | CB 535 | Tier-2---16 | 4--3 | 0.31174 | 0.069697 | 106.4965 | 2.067% | 97.63% | 0.3001% | 0.19195 | 0 | 0 | 0.19195 | 0.55965 | 3.3722 | 58.2477 | 0.057894 | 3.3722 | 58.2477 | 0.057894 | 8.5012 | 50099.7108 | 0.00016969 | 0.1802% | 0.059698 | 0.054493 | 1783.9201 | 7.5184 | 1394.7698 | 381.6318 | 1950.8013 | 0 | 0 | 1950.8013 | 4.029e-05%
2027 | Tier-2 | 91 | CB 91 | Tier-2---12 | 3--5 | 2.5282 | 0.83295 | 89.8564 | 75.83% | 22.36% | 1.818% | 8.7547 | 0 | 0 | 8.7547 | 6.6884 | 146.7156 | 664.0547 | 0.22094 | 146.7156 | 664.0547 | 0.22094 | 389.6282 | 601681.0301 | 0.00064757 | 9.743% | 0.015476 | 0.013487 | 5806.255 | 775.6182 | 1813.9846 | 3216.6522 | 6013.1934 | 0 | 0 | 6013.1934 | 0.001838%
2027 | Tier-3 | 524 | CB 524 | Tier-3---17 | 3--5 | 3.2093 | 0.26742 | 116.6365 | 76.81% | 21.38% | 1.816% | 2.9113 | 0 | 0 | 2.9113 | 2.1474 | 48.7895 | 213.1981 | 0.22885 | 48.7895 | 213.1981 | 0.22885 | 129.5689 | 193172.7182 | 0.00067074 | 2.496% | 0.018139 | 0.017549 | 6430.2901 | 828.1118 | 2267.5068 | 3334.6715 | 6480.3862 | 0 | 0 | 6480.3862 | 0.0006111%
2028 | Tier-2 | 300 | 300-484F | Tier-2---9 | 4--5 | 10.4775 | 0.035038 | 230.1484 | 75.7% | 22.04% | 2.261% | 0.22721 | 0 | 0 | 0.22721 | 0.28135 | 3.6323 | 26.6464 | 0.13631 | 3.6323 | 26.6464 | 0.13631 | 10.1615 | 25433.5227 | 0.00039953 | 0.09872% | 0.039922 | 0.03987 | 5764.9522 | 606.5801 | 1692.4173 | 3465.9548 | 5766.782 | 0 | 0 | 5766.782 | 4.769e-05%
2028 | Tier-2 | 522 | 522-34 | Tier-2---16 | 4--3 | 1.233 | 0.068939 | 77.0016 | 18.51% | 79.83% | 1.663% | 0.31074 | 0 | 0 | 0.31074 | 0.55357 | 4.9676 | 52.4285 | 0.094751 | 4.9676 | 52.4285 | 0.094751 | 13.8973 | 50042.1743 | 0.00027771 | 0.4035% | 0.030009 | 0.029355 | 2565.9512 | 64.6552 | 2012.714 | 488.582 | 2612.5671 | 0 | 0 | 2612.5671 | 6.522e-05%
2028 | Tier-2 | 231 | 231-1136R | Tier-2---7 | 4--5 | 11.6807 | 0.52121 | 532.5953 | 91.49% | 6.883% | 1.625% | 8.48 | 0 | 0 | 8.48 | 4.1852 | 135.5651 | 396.3825 | 0.34201 | 135.5651 | 396.3825 | 0.34201 | 379.2523 | 378340.8344 | 0.0010024 | 1.592% | 0.054655 | 0.053703 | 9744.7482 | 1528.1869 | 1244.2736 | 6972.2877 | 9759.4311 | 0 | 0 | 9759.4311 | 0.00178%
2028 | Tier-2 | FB1 | CB FB1 | Tier-2---11 | 4--4 | 4.1775 | 0.22595 | 245.022 | 12.75% | 85.01% | 2.236% | 0.6591 | 0 | 0 | 0.6591 | 1.8143 | 10.5367 | 171.833 | 0.061319 | 10.5367 | 171.833 | 0.061319 | 29.4771 | 164011.8516 | 0.00017973 | 0.269% | 0.04664 | 0.045656 | 5253.4738 | 206.1005 | 4090.6925 | 956.6808 | 5352.2423 | 0 | 0 | 5352.2423 | 0.0001383%
2028 | Tier-2 | 522 | 522-36 | Tier-2---16 | 4--3 | 1.3595 | 0.24981 | 95.5847 | 7.342% | 91.11% | 1.546% | 0.50292 | 0 | 0 | 0.50292 | 2.0059 | 8.04 | 189.9813 | 0.04232 | 8.04 | 189.9813 | 0.04232 | 22.4924 | 181334.1427 | 0.00012404 | 0.5262% | 0.031092 | 0.028863 | 3074.2923 | 36.1538 | 2591.8703 | 446.2683 | 3294.1947 | 0 | 0 | 3294.1947 | 0.0001056%
2028 | Tier-2 | 212 | 212-1204R | Tier-2---8 | 5--4 | 10.0072 | 0.067992 | 431.7599 | 82.12% | 16.51% | 1.365% | 0.93952 | 0 | 0 | 0.93952 | 0.54596 | 15.0196 | 51.7083 | 0.29047 | 15.0196 | 51.7083 | 0.29047 | 42.0184 | 49354.7818 | 0.00085136 | 0.2176% | 0.19221 | 0.1917 | 2246.3396 | 244.3912 | 383.4547 | 1618.4937 | 2247.4067 | 0 | 0 | 2247.4067 | 0.0001972%
2028 | Tier-2 | 523 | CB 523 | Tier-2---13 | 4--4 | 3.7699 | 0.75606 | 222.6972 | 15.76% | 82.25% | 1.985% | 2.7455 | 0 | 0 | 2.7455 | 6.071 | 43.8904 | 574.9851 | 0.076333 | 43.8904 | 574.9851 | 0.076333 | 122.7863 | 548814.1755 | 0.00022373 | 1.233% | 0.044603 | 0.041114 | 4992.8754 | 164.6768 | 3992.464 | 835.7347 | 5349.7561 | 0 | 0 | 5349.7561 | 0.0005763%
2028 | Tier-2 | 521 | CB 521 | Tier-2---20 | 3--1 | 0.47462 | 0.052652 | 11.4145 | 12.51% | 85.49% | 2% | 0.061766 | 0 | 0 | 0.061766 | 0.42278 | 0.98742 | 40.0415 | 0.02466 | 0.98742 | 40.0415 | 0.02466 | 2.7624 | 38219.0232 | 7.2278e-05 | 0.5411% | 0.025917 | 0.024795 | 440.4321 | 3.6709 | 389.1723 | 47.5888 | 457.8577 | 0 | 0 | 457.8577 | 1.296e-05%

## OH Hardening
OH Hardening - Risk & Cost Benefit | [29 empty] | Summary Table |  | Baseline 2024 | Baseline 2024 | Baseline 2024 | WACC | WACC | WACC | H.D.R | H.D.R | H.D.R | S.D.R | S.D.R | S.D.R
[30 empty] | Year | Total Units (miles) | WF + PSPS + PEDS Risk Baseline (K$) | Baseline Risk Reduction (K$) | Baseline Risk Reduction (%) | PV Risk Reduced (K$) Year 40 | PV Total Cost Capital + O&M (K$) Year 40 | BCR WACC | PV Risk Reduced (K$) Year 40 | PV Total Cost Capital + O&M (K$) Year 40 | BCR HDR | PV Risk Reduced (K$) Year 40 | PV Total Cost Capital + O&M (K$) Year 40 | BCR SDR | Service Territory Risk Reduction (%)
back to index | [29 empty] | 2026 | 7.2752 | 5898.9625 | 159.4247 | 2.703% | 2800.7551 | 7227.7171 | 0.3875 | 2800.7551 | 7227.7171 | 0.3875 | 7060.6216 | 7616.4205 | 0.92703 | 0.03346%
[9 empty] | Assumptions | Value | Units | Last Update | Comments | [16 empty] | 2027 | 0 | 0 | 0 | --- | 0 | 0 | --- | 0 | 0 | --- | 0 | 0 | --- | 0%
[9 empty] | Capital Cost only in Year 0 | 1 | M$/unit | 2025-05-07 | [5 empty] | [1] SDG&E does not calculate the risk reduction for the safety and reliability attributes for this program. All risk reduction is considered to fall within the financial attribute. | [11 empty] | 2028 | 0 | 0 | 0 | --- | 0 | 0 | --- | 0 | 0 | --- | 0 | 0 | --- | 0%
[9 empty] | Service Drop factor | 0% | % | 2025-05-07 | Factor to account for Service drop miles | [16 empty] | Total 2026-2028 | 7.2752 | 5898.9625 | 159.4247 | 2.703% | 2800.7551 | 7227.7171 | 0.3875 | 2800.7551 | 7227.7171 | 0.3875 | 7060.6216 | 7616.4205 | 0.92703 | 0.03346%
[9 empty] | OH to UG conversion factor | 0% | % | 2025-05-07 | Factor to account for OH to UG extra miles
[9 empty] | Long-term Ongoing costs | 0.0080298 | $/unit | 2025-05-07 | Includes ongoing foundational costs expected over the entire lifespan.
[9 empty] | Lifetime | 40 | Years | 2025-05-07 | Expected lifetime (defined as 40 years) of the infrastructure
[9 empty] | Inflation Assumption to adjust Baseline | 2.5% |  | 2025-05-07
[9 empty] | Mitigation Effectiveness Estimate (%) | 39% | % | 2025-05-07
[9 empty] | Additional Installation Cost (O&M) only in Year 0 | 0.041292 | M$/unit | 2025-05-07 | This cost does not represent annual O&M activities; it is incurred during the installation that cannot be capitalized. | [24 empty] | `
[13 empty] | [1] | [1] | [1]
[6 empty] | OH miles | OH miles | Baseline 2025 | Baseline 2025 | Baseline 2025 | Baseline 2025 | Baseline 2025 | Baseline 2025 | Baseline 2025 | Baseline 2025 | Baseline 2025 | WACC | WACC | WACC | H.D.R | H.D.R | H.D.R | S.D.R | S.D.R | S.D.R |  |  |  | Pre - Mitigation CoRE |  |  |  | Post - Mitigation CoRE
Year | Feeder | Feeder Segment | HFTD Tier | Tranche ID HTM | Tranche ID Quintile | Units (OH Primary + Secondary miles + Service Drop) | OH miles in scope | WF + PSPS + PEDS Risk Baseline (K$/year) | Baseline Wildfire (%) | Baseline PSPS (%) | Baseline PEDS (%) | Risk Reduction (K$/year) | Safety Risk Reduction (K$/year) | Reliability Risk Reduction (K$/year) | Financial Risk Reduction (K$/year) | Mitigation Annual Cost (K$/year) | PV Risk Reduced (K$) Year 55 | PV Total Cost Capital + O&M (K$) Year 55 | BCR WACC | PV Risk Reduced (K$) Year 55 | PV Total Cost Capital + O&M (K$) Year 55 | BCR HDR | PV Risk Reduced (K$) Year 55 | PV Total Cost Capital + O&M (K$) Year 55 | BCR SDR | Risk Reduction % | Pre-Mitigation LoRE | Post-Mitigation LoRE | Pre-Mitigated CoRE [K$] | Pre-Mitigated CoRE Safety [K$] | Pre-Mitigated CoRE Reliability [K$] | Pre-Mitigated CoRE Financial [K$] | Post-Mitigated CoRE [K$] | Post-Mitigated CoRE Safety [K$] | Post-Mitigated CoRE Reliability [K$] | Post-Mitigated CoRE Financial [K$] | Service Territory Risk Reduction (%)
2026 | 211 | 211-312R | Tier-2 | Tier-2---8 | 5--3 | 18.1587 | 0.46231 | 754.0624 | 63.09% | 35.39% | 1.526% | 4.7234 | 0 | 0 | 4.7234 | 0.0037122 | 82.9805 | 459.2937 | 0.18067 | 82.9805 | 459.2937 | 0.18067 | 209.1915 | 483.9943 | 0.43222 | 0.6264% | 0.39031 | 0.38643 | 1931.9795 | 162.2508 | 643.7527 | 1125.9761 | 1939.1316 | 0 | 0 | 1939.1316 | 0.0009915%
2026 | 444 | 444-15R | Tier-2 | Tier-2---13 | 5--3 | 8.3509 | 3.0742 | 151.5646 | 92.72% | 4.981% | 2.303% | 20.1753 | 0 | 0 | 20.1753 | 0.024685 | 354.4378 | 3054.1831 | 0.11605 | 354.4378 | 3054.1831 | 0.11605 | 893.5272 | 3218.4357 | 0.27763 | 13.31% | 0.14886 | 0.12749 | 1018.1622 | 115.1146 | 67.1446 | 835.903 | 1030.5944 | 0 | 0 | 1030.5944 | 0.004235%
2026 | 445 | 445-1311R | Tier-3 | Tier-3---5 | 5--5 | 13.2994 | 0.20758 | 2047.0117 | 76.8% | 22.84% | 0.359% | 9.5695 | 0 | 0 | 9.5695 | 0.0016668 | 168.1156 | 206.2217 | 0.81522 | 168.1156 | 206.2217 | 0.81522 | 423.8145 | 217.3122 | 1.9503 | 0.4675% | 0.53792 | 0.53465 | 3805.4061 | 462.3517 | 801.0027 | 2542.0517 | 3810.8131 | 0 | 0 | 3810.8131 | 0.002009%
2026 | 449 | 449-693R | Tier-3 | Tier-3---9 | 5--5 | 8.4553 | 0.97197 | 869.7515 | 92.74% | 6.815% | 0.4405% | 36.1635 | 0 | 0 | 36.1635 | 0.0078047 | 635.316 | 965.6274 | 0.65793 | 635.316 | 965.6274 | 0.65793 | 1601.6131 | 1017.5584 | 1.574 | 4.158% | 0.26107 | 0.24937 | 3331.4725 | 480.9166 | 218.7859 | 2631.7699 | 3342.818 | 0 | 0 | 3342.818 | 0.007591%
2026 | 449 | 449-6R | Tier-3 | Tier-3---14 | 5--4 | 5.3305 | 1.0949 | 487.7509 | 79.3% | 20.07% | 0.6273% | 30.9849 | 0 | 0 | 30.9849 | 0.0087917 | 544.3391 | 1087.7434 | 0.50043 | 544.3391 | 1087.7434 | 0.50043 | 1372.263 | 1146.2418 | 1.1972 | 6.353% | 0.24779 | 0.22794 | 1968.4202 | 236.5464 | 397.0448 | 1334.829 | 2003.8992 | 0 | 0 | 2003.8992 | 0.006504%
2026 | 1166 | 1166-342R | Tier-3 | Tier-3---5 | 5--5 | 11.5801 | 0.98996 | 1306.4494 | 92.9% | 6.658% | 0.4418% | 40.4647 | 0 | 0 | 40.4647 | 0.0079491 | 710.8791 | 983.5 | 0.72281 | 710.8791 | 983.5 | 0.72281 | 1792.1055 | 1036.3922 | 1.7292 | 3.097% | 0.21878 | 0.21148 | 5971.6251 | 888.1999 | 386.1133 | 4697.3119 | 5986.2489 | 0 | 0 | 5986.2489 | 0.008494%
2026 | JU1 | CB JU1 | Tier-3 | Tier-3---15 | 5--4 | 2.6672 | 0.47424 | 282.3719 | 88.57% | 10.71% | 0.7177% | 17.3434 | 0 | 0 | 17.3434 | 0.003808 | 304.6869 | 471.1478 | 0.64669 | 304.6869 | 471.1478 | 0.64669 | 768.1069 | 496.4859 | 1.5471 | 6.142% | 0.1808 | 0.16827 | 1561.7518 | 212.6103 | 161.3522 | 1187.7892 | 1575.047 | 0 | 0 | 1575.047 | 0.00364%
#N/A
#N/A
#N/A
#N/A
#N/A
#N/A
#N/A
#N/A
#N/A
#N/A

## Veg--->
back to index

## Pole_Clearing
Pole Brushing - Risk & Cost Benefit | [29 empty] | Summary Table |  | Baseline 2024 | Baseline 2024 | Baseline 2024 | WACC | WACC | WACC | H.D.R | H.D.R | H.D.R | S.D.R | S.D.R | S.D.R
[30 empty] | Year | Total Units (miles) | WF + PSPS + PEDS Risk Baseline (K$) | Baseline Risk Reduction (K$) | Baseline Risk Reduction (%) | PV Risk Reduced (K$) Year 40 | PV Total Cost Capital + O&M (K$) Year 40 | BCR WACC | PV Risk Reduced (K$) Year 40 | PV Total Cost Capital + O&M (K$) Year 40 | BCR HDR | PV Risk Reduced (K$) Year 40 | PV Total Cost Capital + O&M (K$) Year 40 | BCR SDR | Service Territory Risk Reduction (%)
back to index | [29 empty] | 2026 | 22000 | 379313.4924 | 15395.3285 | 4.059% | 14686.0974 | 8604.4672 | 1.7068 | 14686.0974 | 8604.4672 | 1.7068 | 15470.7958 | 9064.2157 | 1.7068 | 3.231%
[9 empty] | Assumptions | Value | Units | Last Update | Comments |  |  |  | Notes | [12 empty] | 2027 | 22000 | 379313.4924 | 15395.3285 | 4.059% | 14009.5392 | 8208.0771 | 1.7068 | 14009.5392 | 8208.0771 | 1.7068 | 15546.633 | 9108.6481 | 1.7068 | 3.231%
[9 empty] | Capital Cost only in Year 0 | 0.41 | k$/structure | 2025-05-07 |  |  |  |  | [1] SDG&E does not calculate the risk reduction for the safety and reliability attributes for this program. All risk reduction is considered to fall within the financial attribute. | [12 empty] | 2028 | 22000 | 379313.4924 | 15395.3285 | 4.059% | 13364.1486 | 7829.9479 | 1.7068 | 13364.1486 | 7829.9479 | 1.7068 | 15622.842 | 9153.2984 | 1.7068 | 3.231%
[9 empty] | Service Drop factor | 0% | % | 2025-05-07 |  |  |  |  | [2] To avoid double counting of foundational cost SDG&E assumes no foundational cost for this program. | [12 empty] | Total 2026-2028 | 66000 | 1137940.4772 | 46185.9855 | 4.059% | 42059.7853 | 24642.4923 | 1.7068 | 42059.7853 | 24642.4923 | 1.7068 | 46640.2708 | 27326.1622 | 1.7068 | 9.694%
[9 empty] | OH to UG conversion factor | 0% | % | 2025-05-07
[9 empty] | Long-term Ongoing costs | 0 | $/unit | 2025-05-07
[9 empty] | Lifetime | 1 | Years | 2025-05-07
[9 empty] | Inflation Assumption to adjust Baseline | 2.5% |  | 2025-05-07
[9 empty] | Mitigation Effectiveness Estimate (%) | 4.95% | % | 2025-05-07
[9 empty] | Additional Installation Cost (O&M) only in Year 0 | 0 | M$/mile | 2025-05-07
[13 empty] | [1] | [1] | [1] | [2]
[8 empty] | Baseline 2025 | Baseline 2025 | Baseline 2025 | Baseline 2025 | Baseline 2025 | Baseline 2025 | Baseline 2025 | Baseline 2025 | Baseline 2025 | WACC | WACC | WACC | H.D.R | H.D.R | H.D.R | S.D.R | S.D.R | S.D.R |  |  |  | Pre - Mitigation CoRE |  |  |  | Post - Mitigation CoRE
Year | Feeder | Feeder Segment | HFTD Tier | Tranche ID HTM | Tranche ID Quintile | Total HFTD Poles | Poles in the Scope | WF + PSPS + PEDS Risk Baseline (K$/year) | Baseline Wildfire (%) | Baseline PSPS (%) | Baseline PEDS (%) | Risk Reduction (K$/year) | Safety Risk Reduction (K$/year) | Reliability Risk Reduction (K$/year) | Financial Risk Reduction (K$/year) | Mitigation Annual Cost (K$/year) | PV Risk Reduced (K$) Year 55 | PV Total Cost Capital + O&M (K$) Year 55 | BCR WACC | PV Risk Reduced (K$) Year 55 | PV Total Cost Capital + O&M (K$) Year 55 | BCR HDR | PV Risk Reduced (K$) Year 55 | PV Total Cost Capital + O&M (K$) Year 55 | BCR SDR | Risk Reduction % | Pre-Mitigation LoRE | Post-Mitigation LoRE | Pre-Mitigated CoRE [K$] | Pre-Mitigated CoRE Safety [K$] | Pre-Mitigated CoRE Reliability [K$] | Pre-Mitigated CoRE Financial [K$] | Post-Mitigated CoRE [K$] | Post-Mitigated CoRE Safety [K$] | Post-Mitigated CoRE Reliability [K$] | Post-Mitigated CoRE Financial [K$] | Service Territory Risk Reduction (%)
2026 | 1001 | 1001-1820F | Tier-2 | Tier-2---5 | 5--5 | 11 | 100% | 829.5199 | 57.26% | 42.23% | 0.5113% | 23.5124 | 0 | 0 | 23.5124 | 0 | 22.4292 | 4.3022 | 5.2134 | 22.4292 | 4.3022 | 5.2134 | 23.6276 | 4.5321 | 5.2134 | 2.834% | 0.12846 | 0.1221 | 6457.4377 | 610.0184 | 2517.829 | 3329.5903 | 6601.1622 | 0 | 0 | 6601.1622 | 0.004935%
2026 | 1006 | 1006-829F | Tier-2 | Tier-2---15 | 1--5 | 2 | 100% | 17.7536 | 98.49% | 0% | 1.506% | 0.86556 | 0 | 0 | 0.86556 | 0 | 0.82569 | 0.78222 | 1.0556 | 0.82569 | 0.78222 | 1.0556 | 0.86981 | 0.82402 | 1.0556 | 4.875% | 0.0022112 | 0.0021017 | 8028.9403 | 1624.4298 | 111.3505 | 6293.1601 | 8035.239 | 0 | 0 | 8035.239 | 0.0001817%
2026 | 1021 | 1021-1748F | Tier-3 | Tier-3---2 | 5--5 | 95 | 100% | 3232.7645 | 89.58% | 10.03% | 0.3884% | 143.3482 | 0 | 0 | 143.3482 | 0 | 136.7444 | 37.1557 | 3.6803 | 136.7444 | 37.1557 | 3.6803 | 144.0509 | 39.1409 | 3.6803 | 4.434% | 0.16564 | 0.15744 | 19517.3055 | 3280.9667 | 1890.5731 | 14345.7657 | 19623.2124 | 0 | 0 | 19623.2124 | 0.03009%
2026 | 1021 | 1021-1760R | Tier-3 | Tier-3---6 | 5--5 | 17 | 100% | 678.7974 | 81.46% | 18.22% | 0.3148% | 27.3725 | 0 | 0 | 27.3725 | 0 | 26.1115 | 6.6489 | 3.9272 | 26.1115 | 6.6489 | 3.9272 | 27.5067 | 7.0042 | 3.9272 | 4.032% | 0.10829 | 0.10293 | 6268.2599 | 949.9835 | 1058.3856 | 4259.8908 | 6328.7664 | 0 | 0 | 6328.7664 | 0.005746%
2026 | 1021 | 1021-25R | Tier-3 | Tier-3---2 | 5--5 | 43 | 100% | 1498.4695 | 96.3% | 3.418% | 0.2826% | 71.4297 | 0 | 0 | 71.4297 | 0 | 68.1391 | 16.8178 | 4.0516 | 68.1391 | 16.8178 | 4.0516 | 71.7798 | 17.7164 | 4.0516 | 4.767% | 0.12361 | 0.11749 | 12122.637 | 2220.1266 | 404.4712 | 9498.0392 | 12145.9969 | 0 | 0 | 12145.9969 | 0.01499%
2026 | 1021 | 1021-855 | Tier-3 | Tier-3---10 | 5--5 | 11 | 100% | 466.7529 | 94.79% | 4.788% | 0.426% | 21.8995 | 0 | 0 | 21.8995 | 0 | 20.8906 | 4.3022 | 4.8558 | 20.8906 | 4.3022 | 4.8558 | 22.0068 | 4.5321 | 4.8558 | 4.692% | 0.10909 | 0.10369 | 4278.6432 | 663.1014 | 202.1105 | 3413.4312 | 4290.2623 | 0 | 0 | 4290.2623 | 0.004597%
2026 | 1021 | 1021-883R | Tier-3 | Tier-3---16 | 5--4 | 3 | 100% | 128.5827 | 95.57% | 4.014% | 0.4192% | 6.0827 | 0 | 0 | 6.0827 | 0 | 5.8024 | 1.1733 | 4.9453 | 5.8024 | 1.1733 | 4.9453 | 6.1125 | 1.236 | 4.9453 | 4.731% | 0.10042 | 0.095448 | 1280.464 | 200.1169 | 52.1937 | 1028.1534 | 1283.4204 | 0 | 0 | 1283.4204 | 0.001277%
2026 | 1022 | 1022-17F | Tier-3 | Tier-3---4 | 5--5 | 33 | 100% | 887.1334 | 95.91% | 3.733% | 0.3607% | 42.1153 | 0 | 0 | 42.1153 | 0 | 40.1752 | 12.9067 | 3.1127 | 40.1752 | 12.9067 | 3.1127 | 42.3218 | 13.5963 | 3.1127 | 4.747% | 0.10945 | 0.10403 | 8105.3609 | 1393.5381 | 301.1063 | 6410.7165 | 8122.6419 | 0 | 0 | 8122.6419 | 0.00884%
2026 | 1022 | 1022-26R | Tier-3 | Tier-3---15 | 4--4 | 1 | 100% | 67.2303 | 92.09% | 7.549% | 0.3574% | 3.0648 | 0 | 0 | 3.0648 | 0 | 2.9236 | 0.39111 | 7.4751 | 2.9236 | 0.39111 | 7.4751 | 3.0798 | 0.41201 | 7.4751 | 4.559% | 0.092662 | 0.088075 | 725.545 | 109.1423 | 50.7298 | 565.6729 | 728.5325 | 0 | 0 | 728.5325 | 0.0006433%
2026 | 1022 | 1022-322R | Tier-3 | Tier-3---10 | 5--5 | 32 | 100% | 526.8683 | 92.1% | 7.447% | 0.4577% | 24.0185 | 0 | 0 | 24.0185 | 0 | 22.912 | 12.5156 | 1.8307 | 22.912 | 12.5156 | 1.8307 | 24.1362 | 13.1843 | 1.8307 | 4.559% | 0.10587 | 0.10063 | 4976.7569 | 830.1937 | 356.0985 | 3790.4647 | 4997.2437 | 0 | 0 | 4997.2437 | 0.005041%
2026 | 1023 | 1023-200R | Tier-2 | Tier-2---5 | 4--5 | 18 | 100% | 340.3967 | 93.71% | 5.554% | 0.7407% | 15.7891 | 0 | 0 | 15.7891 | 0 | 15.0617 | 7.04 | 2.1394 | 15.0617 | 7.04 | 2.1394 | 15.8665 | 7.4162 | 2.1394 | 4.638% | 0.083115 | 0.079 | 4095.5104 | 628.6418 | 234.4876 | 3232.381 | 4108.9353 | 0 | 0 | 4108.9353 | 0.003314%
2026 | 1023 | 1023-46AE | Tier-2 | Tier-2---2 | 5--5 | 80 | 100% | 1480.046 | 74.84% | 24.29% | 0.8655% | 54.8311 | 0 | 0 | 54.8311 | 0 | 52.3052 | 31.289 | 1.6717 | 52.3052 | 31.289 | 1.6717 | 55.0999 | 32.9608 | 1.6717 | 3.705% | 0.13914 | 0.13225 | 10637.4667 | 1301.0798 | 2440.2216 | 6896.1652 | 10776.8346 | 0 | 0 | 10776.8346 | 0.01151%
2026 | 1023 | 1023-48R | Tier-2 | Tier-2---5 | 5--5 | 64 | 100% | 664.4014 | 85.5% | 12.99% | 1.509% | 28.1206 | 0 | 0 | 28.1206 | 0 | 26.8252 | 25.0312 | 1.0717 | 26.8252 | 25.0312 | 1.0717 | 28.2585 | 26.3686 | 1.0717 | 4.232% | 0.12816 | 0.12182 | 5184.0424 | 718.5028 | 688.8951 | 3776.6445 | 5223.1761 | 0 | 0 | 5223.1761 | 0.005903%
2026 | 1023 | 1023-89R | Tier-2 | Tier-2---11 | 4--4 | 19 | 100% | 171.3673 | 58.84% | 39.57% | 1.585% | 4.9915 | 0 | 0 | 4.9915 | 0 | 4.7615 | 7.4311 | 0.64075 | 4.7615 | 7.4311 | 0.64075 | 5.0159 | 7.8282 | 0.64075 | 2.913% | 0.083403 | 0.079275 | 2054.6806 | 198.0279 | 761.6338 | 1095.0189 | 2098.7199 | 0 | 0 | 2098.7199 | 0.001048%
2026 | 1030 | 1030-1728R | Tier-3 | Tier-3---9 | 5--5 | 21 | 100% | 527.0422 | 83.47% | 16.25% | 0.2733% | 21.7771 | 0 | 0 | 21.7771 | 0 | 20.7739 | 8.2134 | 2.5293 | 20.7739 | 8.2134 | 2.5293 | 21.8838 | 8.6522 | 2.5293 | 4.132% | 0.23544 | 0.22379 | 2238.5434 | 326.4296 | 340.3101 | 1571.8036 | 2257.8096 | 0 | 0 | 2257.8096 | 0.004571%
2026 | 1030 | 1030-1777 | Tier-3 | Tier-3---5 | 5--5 | 46 | 100% | 1156.6044 | 85.87% | 13.79% | 0.3401% | 49.1606 | 0 | 0 | 49.1606 | 0 | 46.8959 | 17.9912 | 2.6066 | 46.8959 | 17.9912 | 2.6066 | 49.4016 | 18.9525 | 2.6066 | 4.25% | 0.24629 | 0.2341 | 4696.0317 | 680.3464 | 620.6467 | 3395.0386 | 4730.5949 | 0 | 0 | 4730.5949 | 0.01032%
2026 | 1030 | 1030-1823F | Tier-3 | Tier-3---13 | 5--5 | 22 | 100% | 202.5757 | 94.25% | 5.49% | 0.2586% | 9.4511 | 0 | 0 | 9.4511 | 0 | 9.0157 | 8.6045 | 1.0478 | 9.0157 | 8.6045 | 1.0478 | 9.4974 | 9.0642 | 1.0478 | 4.665% | 0.10605 | 0.1008 | 1910.1293 | 293.8795 | 98.2865 | 1517.9633 | 1915.8474 | 0 | 0 | 1915.8474 | 0.001984%
2026 | 1030 | 1030-18R | Tier-3 | Tier-3---7 | 5--5 | 85 | 100% | 693.6608 | 87.49% | 12.21% | 0.2965% | 30.0406 | 0 | 0 | 30.0406 | 0 | 28.6567 | 33.2445 | 0.862 | 28.6567 | 33.2445 | 0.862 | 30.1878 | 35.0208 | 0.862 | 4.331% | 0.23843 | 0.22663 | 2909.3141 | 434.9069 | 331.8024 | 2142.6047 | 2928.2688 | 0 | 0 | 2928.2688 | 0.006306%
2026 | 1030 | 1030-20R | Tier-3 | Tier-3---3 | 5--5 | 124 | 100% | 2610.2797 | 91.86% | 7.744% | 0.3915% | 118.6968 | 0 | 0 | 118.6968 | 0 | 113.2286 | 48.4979 | 2.3347 | 113.2286 | 48.4979 | 2.3347 | 119.2786 | 51.0892 | 2.3347 | 4.547% | 0.28668 | 0.27249 | 9105.2413 | 1516.1831 | 664.7389 | 6924.3193 | 9143.8195 | 0 | 0 | 9143.8195 | 0.02491%
2026 | 1030 | 1030-42R | Tier-3 | Tier-3---3 | 5--5 | 119 | 100% | 2942.2545 | 85.79% | 13.83% | 0.3713% | 124.9524 | 0 | 0 | 124.9524 | 0 | 119.1961 | 46.5423 | 2.561 | 119.1961 | 46.5423 | 2.561 | 125.5649 | 49.0292 | 2.561 | 4.247% | 0.28228 | 0.2683 | 10423.3029 | 1628.0334 | 1345.6404 | 7449.6291 | 10500.4141 | 0 | 0 | 10500.4141 | 0.02623%
2026 | 1030 | 1030-989R | Tier-3 | Tier-3---3 | 5--5 | 103 | 100% | 3020.5785 | 92.73% | 6.883% | 0.3901% | 138.6439 | 0 | 0 | 138.6439 | 0 | 132.2569 | 40.2846 | 3.2831 | 132.2569 | 40.2846 | 3.2831 | 139.3235 | 42.437 | 3.2831 | 4.59% | 0.30703 | 0.29183 | 9838.1975 | 1537.3198 | 631.4887 | 7669.389 | 9875.4617 | 0 | 0 | 9875.4617 | 0.0291%
2026 | 1039 | 1039-13 | Tier-2 | Tier-2---3 | 5--5 | 68 | 100% | 2056.5259 | 80.69% | 18.74% | 0.569% | 82.1418 | 0 | 0 | 82.1418 | 0 | 78.3577 | 26.5956 | 2.9463 | 78.3577 | 26.5956 | 2.9463 | 82.5445 | 28.0167 | 2.9463 | 3.994% | 0.1351 | 0.12841 | 15222.1821 | 2652.795 | 2719.3692 | 9850.0179 | 15375.2522 | 0 | 0 | 15375.2522 | 0.01724%
2026 | 1073 | 1073-872F | Tier-2 | Tier-2---20 | 3--2 | 1 | 100% | 7.9014 | 70.78% | 23.83% | 5.396% | 0.27682 | 0 | 0 | 0.27682 | 0 | 0.26407 | 0.39111 | 0.67517 | 0.26407 | 0.39111 | 0.67517 | 0.27817 | 0.41201 | 0.67517 | 3.503% | 0.018584 | 0.017664 | 425.1621 | 49.479 | 114.8811 | 260.802 | 431.6327 | 0 | 0 | 431.6327 | 5.81e-05%
2026 | 1090 | 1090-1734 | Tier-3 | Tier-3---16 | 2--5 | 10 | 100% | 102.6812 | 94.73% | 4.077% | 1.193% | 4.8148 | 0 | 0 | 4.8148 | 0 | 4.593 | 3.9111 | 1.1743 | 4.593 | 3.9111 | 1.1743 | 4.8384 | 4.1201 | 1.1743 | 4.689% | 0.01345 | 0.012784 | 7634.5181 | 1203.6871 | 422.3196 | 6008.5114 | 7655.4733 | 0 | 0 | 7655.4733 | 0.001011%
2026 | 1090 | 1090-636R | Tier-3 | Tier-3---15 | 5--3 | 24 | 100% | 202.402 | 73% | 25.01% | 1.988% | 7.3141 | 0 | 0 | 7.3141 | 0 | 6.9771 | 9.3867 | 0.7433 | 6.9771 | 9.3867 | 0.7433 | 7.3499 | 9.8882 | 0.7433 | 3.614% | 0.38465 | 0.36561 | 526.2047 | 57.0359 | 118.3494 | 350.8194 | 533.603 | 0 | 0 | 533.603 | 0.001535%
2026 | 1090 | 1090-639R | Tier-3 | Tier-3---18 | 5--2 | 11 | 100% | 130.2918 | 69.21% | 28.83% | 1.952% | 4.4639 | 0 | 0 | 4.4639 | 0 | 4.2583 | 4.3022 | 0.98978 | 4.2583 | 4.3022 | 0.98978 | 4.4858 | 4.5321 | 0.98978 | 3.426% | 0.37006 | 0.35174 | 352.0864 | 32.8232 | 86.7133 | 232.5499 | 357.7313 | 0 | 0 | 357.7313 | 0.000937%
2026 | 1090 | 1090-70F | Tier-2 | Tier-2---15 | 2--5 | 4 | 100% | 35.1863 | 53.14% | 45.71% | 1.154% | 0.92556 | 0 | 0 | 0.92556 | 0 | 0.88292 | 1.5644 | 0.56436 | 0.88292 | 1.5644 | 0.56436 | 0.93009 | 1.648 | 0.56436 | 2.63% | 0.0083 | 0.0078891 | 4239.3083 | 364.6844 | 1853.0615 | 2021.5624 | 4342.7622 | 0 | 0 | 4342.7622 | 0.0001943%
2026 | 1090 | 1090-73F | Tier-3 | Tier-3---10 | 4--5 | 81 | 100% | 724.1417 | 96.98% | 2.008% | 1.013% | 34.7621 | 0 | 0 | 34.7621 | 0 | 33.1607 | 31.6801 | 1.0467 | 33.1607 | 31.6801 | 1.0467 | 34.9325 | 33.3728 | 1.0467 | 4.8% | 0.046754 | 0.044439 | 15488.4699 | 2874.558 | 442.3847 | 12171.5272 | 15512.8378 | 0 | 0 | 15512.8378 | 0.007297%
2026 | 1090 | 1090-74F | Tier-3 | Tier-3---10 | 4--5 | 63 | 100% | 595.9278 | 96.92% | 1.794% | 1.287% | 28.5897 | 0 | 0 | 28.5897 | 0 | 27.2726 | 24.6401 | 1.1068 | 27.2726 | 24.6401 | 1.1068 | 28.7298 | 25.9566 | 1.1068 | 4.798% | 0.045737 | 0.043473 | 13029.5603 | 2451.0895 | 420.5295 | 10157.9412 | 13050.4642 | 0 | 0 | 13050.4642 | 0.006001%
2026 | 1094 | 1094-35F | Tier-2 | Tier-2---7 | 3--5 | 16 | 100% | 314.0502 | 98.71% | 0% | 1.287% | 15.3455 | 0 | 0 | 15.3455 | 0 | 14.6385 | 6.2578 | 2.3392 | 14.6385 | 6.2578 | 2.3392 | 15.4207 | 6.5922 | 2.3392 | 4.886% | 0.020398 | 0.019388 | 15396.4279 | 2493.2081 | 249.741 | 12653.4788 | 15406.7451 | 0 | 0 | 15406.7451 | 0.003221%
2026 | 1100 | 1100-1172R | Tier-2 | Tier-2---7 | 4--5 | 3 | 100% | 224.6699 | 96.97% | 2.526% | 0.5062% | 10.7839 | 0 | 0 | 10.7839 | 0 | 10.2871 | 1.1733 | 8.7674 | 10.2871 | 1.1733 | 8.7674 | 10.8368 | 1.236 | 8.7674 | 4.8% | 0.080798 | 0.076798 | 2780.644 | 645.5698 | 68.3515 | 2066.7227 | 2785.0355 | 0 | 0 | 2785.0355 | 0.002264%
2026 | 1105 | 1105-1479 | Tier-2 | Tier-2---4 | 5--5 | 1 | 100% | 388.9465 | 99.2% | 0.3457% | 0.4512% | 19.0994 | 0 | 0 | 19.0994 | 0 | 18.2196 | 0.39111 | 46.584 | 18.2196 | 0.39111 | 46.584 | 19.1931 | 0.41201 | 46.584 | 4.911% | 0.10556 | 0.10034 | 3684.559 | 828.8019 | 25.956 | 2829.8012 | 3686.0881 | 0 | 0 | 3686.0881 | 0.004009%
2026 | 1105 | 1105-1483 | Tier-2 | Tier-2---11 | 4--4 | 1 | 100% | 59.1581 | 61.98% | 37.43% | 0.5957% | 1.8149 | 0 | 0 | 1.8149 | 0 | 1.7313 | 0.39111 | 4.4266 | 1.7313 | 0.39111 | 4.4266 | 1.8238 | 0.41201 | 4.4266 | 3.068% | 0.063819 | 0.06066 | 926.9702 | 95.1212 | 282.7416 | 549.1075 | 945.3255 | 0 | 0 | 945.3255 | 0.0003809%
2026 | 1118 | 1118-1718F | Tier-2 | Tier-2---10 | 5--4 | 3 | 100% | 86.4712 | 94.68% | 4.653% | 0.67% | 4.0525 | 0 | 0 | 4.0525 | 0 | 3.8658 | 1.1733 | 3.2947 | 3.8658 | 1.1733 | 3.2947 | 4.0723 | 1.236 | 3.2947 | 4.686% | 0.10781 | 0.10247 | 802.0788 | 148.072 | 34.1971 | 619.8097 | 804.3024 | 0 | 0 | 804.3024 | 0.0008506%
2026 | 1138 | 1138-6R | Tier-2 | Tier-2---5 | 5--5 | 93 | 100% | 1117.3657 | 63.79% | 34.95% | 1.264% | 35.2809 | 0 | 0 | 35.2809 | 0 | 33.6556 | 36.3734 | 0.92528 | 33.6556 | 36.3734 | 0.92528 | 35.4539 | 38.3169 | 0.92528 | 3.158% | 0.17153 | 0.16304 | 6514.2797 | 790.3405 | 2180.8634 | 3543.0757 | 6637.1286 | 0 | 0 | 6637.1286 | 0.007405%
2026 | 1162 | 1162-324R | Tier-2 | Tier-2---13 | 4--3 | 9 | 100% | 67.3479 | 58.69% | 38.45% | 2.854% | 1.9567 | 0 | 0 | 1.9567 | 0 | 1.8665 | 3.52 | 0.53027 | 1.8665 | 3.52 | 0.53027 | 1.9663 | 3.7081 | 0.53027 | 2.905% | 0.068658 | 0.065259 | 980.9191 | 90.4084 | 338.5141 | 551.9967 | 1002.0201 | 0 | 0 | 1002.0201 | 0.0004107%
2026 | 1162 | 1162-329R | Tier-2 | Tier-2---13 | 4--3 | 6 | 100% | 43.5602 | 84.31% | 12.05% | 3.642% | 1.8179 | 0 | 0 | 1.8179 | 0 | 1.7341 | 2.3467 | 0.73897 | 1.7341 | 2.3467 | 0.73897 | 1.8268 | 2.4721 | 0.73897 | 4.173% | 0.070019 | 0.066553 | 622.1156 | 81.8972 | 81.6762 | 458.5422 | 627.1997 | 0 | 0 | 627.1997 | 0.0003816%
2026 | 1162 | 1162-363 | Tier-2 | Tier-2---13 | 4--3 | 8 | 100% | 41.7736 | 86.9% | 10.44% | 2.668% | 1.7968 | 0 | 0 | 1.7968 | 0 | 1.7141 | 3.1289 | 0.54782 | 1.7141 | 3.1289 | 0.54782 | 1.8056 | 3.2961 | 0.54782 | 4.301% | 0.064829 | 0.06162 | 644.3653 | 89.5043 | 68.646 | 486.215 | 648.7625 | 0 | 0 | 648.7625 | 0.0003772%
2026 | 1166 | 1166-15R | Tier-3 | Tier-3---11 | 5--5 | 23 | 100% | 528.031 | 87.26% | 12.17% | 0.5736% | 22.8075 | 0 | 0 | 22.8075 | 0 | 21.7568 | 8.9956 | 2.4186 | 21.7568 | 8.9956 | 2.4186 | 22.9193 | 9.4762 | 2.4186 | 4.319% | 0.19397 | 0.18436 | 2722.2863 | 390.5327 | 317.9476 | 2013.8061 | 2740.3485 | 0 | 0 | 2740.3485 | 0.004787%
2026 | 1166 | 1166-18R | Tier-3 | Tier-3---5 | 5--5 | 16 | 100% | 1129.6851 | 97.99% | 1.718% | 0.2919% | 54.7956 | 0 | 0 | 54.7956 | 0 | 52.2713 | 6.2578 | 8.353 | 52.2713 | 6.2578 | 8.353 | 55.0642 | 6.5922 | 8.353 | 4.851% | 0.21365 | 0.20307 | 5287.5602 | 933.108 | 102.1782 | 4252.2741 | 5293.094 | 0 | 0 | 5293.094 | 0.0115%
2026 | 1166 | 1166-342R | Tier-3 | Tier-3---5 | 5--5 | 73 | 100% | 1306.4494 | 92.9% | 6.658% | 0.4418% | 60.0776 | 0 | 0 | 60.0776 | 0 | 57.3099 | 28.5512 | 2.0073 | 57.3099 | 28.5512 | 2.0073 | 60.3721 | 30.0767 | 2.0073 | 4.599% | 0.21878 | 0.20795 | 5971.6251 | 888.1999 | 386.1133 | 4697.3119 | 5993.7061 | 0 | 0 | 5993.7061 | 0.01261%
2026 | 1215 | 1215-10R | Tier-3 | Tier-3---18 | 5--1 | 2 | 100% | 54.6915 | 39.12% | 60.14% | 0.7473% | 1.059 | 0 | 0 | 1.059 | 0 | 1.0102 | 0.78222 | 1.2914 | 1.0102 | 0.78222 | 1.2914 | 1.0642 | 0.82402 | 1.2914 | 1.936% | 0.66566 | 0.63271 | 82.162 | 5.3755 | 39.0422 | 37.7442 | 84.7671 | 0 | 0 | 84.7671 | 0.0002223%
2026 | 1215 | 1215-12R | Tier-3 | Tier-3---9 | 5--4 | 43 | 100% | 1149.8777 | 88.93% | 10.69% | 0.3802% | 50.6191 | 0 | 0 | 50.6191 | 0 | 48.2871 | 16.8178 | 2.8712 | 48.2871 | 16.8178 | 2.8712 | 50.8672 | 17.7164 | 2.8712 | 4.402% | 0.69907 | 0.66447 | 1644.8687 | 214.1134 | 166.723 | 1264.0324 | 1654.3499 | 0 | 0 | 1654.3499 | 0.01062%
2026 | 1215 | 1215-28R | Tier-3 | Tier-3---14 | 5--3 | 15 | 100% | 466.2657 | 75.31% | 24.3% | 0.3892% | 17.3819 | 0 | 0 | 17.3819 | 0 | 16.5811 | 5.8667 | 2.8263 | 16.5811 | 5.8667 | 2.8263 | 17.4671 | 6.1801 | 2.8263 | 3.728% | 0.66756 | 0.63451 | 698.4647 | 77.4157 | 150.4059 | 470.6431 | 707.4453 | 0 | 0 | 707.4453 | 0.003648%
2026 | 1215 | 1215-32R | Tier-3 | Tier-3---7 | 5--4 | 64 | 100% | 1677.0531 | 82.12% | 17.49% | 0.3917% | 68.1738 | 0 | 0 | 68.1738 | 0 | 65.0332 | 25.0312 | 2.5981 | 65.0332 | 25.0312 | 2.5981 | 68.508 | 26.3686 | 2.5981 | 4.065% | 0.68132 | 0.6476 | 2461.4685 | 295.8109 | 389.7657 | 1775.8918 | 2484.3845 | 0 | 0 | 2484.3845 | 0.01431%
2026 | 1233 | 1233-259R | Tier-3 | Tier-3---16 | 5--4 | 24 | 100% | 252.1704 | 91.31% | 7.348% | 1.341% | 11.3978 | 0 | 0 | 11.3978 | 0 | 10.8727 | 9.3867 | 1.1583 | 10.8727 | 9.3867 | 1.1583 | 11.4536 | 9.8882 | 1.1583 | 4.52% | 0.12749 | 0.12118 | 1978.0181 | 293.7888 | 180.7034 | 1503.5259 | 1986.9694 | 0 | 0 | 1986.9694 | 0.002392%
2026 | 1233 | 1233-585R | Tier-3 | Tier-3---12 | 5--5 | 33 | 100% | 496.1989 | 88.91% | 10.23% | 0.8642% | 21.8376 | 0 | 0 | 21.8376 | 0 | 20.8316 | 12.9067 | 1.614 | 20.8316 | 12.9067 | 1.614 | 21.9446 | 13.5963 | 1.614 | 4.401% | 0.12988 | 0.12345 | 3820.3589 | 569.6038 | 386.1666 | 2864.5885 | 3842.4262 | 0 | 0 | 3842.4262 | 0.004584%
2026 | 1233 | 1233-587R | Tier-3 | Tier-3---13 | 5--5 | 39 | 100% | 468.3326 | 86.93% | 12.01% | 1.054% | 20.1536 | 0 | 0 | 20.1536 | 0 | 19.2252 | 15.2534 | 1.2604 | 19.2252 | 15.2534 | 1.2604 | 20.2524 | 16.0684 | 1.2604 | 4.303% | 0.13489 | 0.12821 | 3472.0209 | 495.7254 | 420.8281 | 2555.4674 | 3495.6448 | 0 | 0 | 3495.6448 | 0.00423%
2026 | 1233 | 1233-589R | Tier-3 | Tier-3---16 | 5--4 | 12 | 100% | 204.2414 | 92.81% | 6.245% | 0.9483% | 9.3828 | 0 | 0 | 9.3828 | 0 | 8.9505 | 4.6933 | 1.9071 | 8.9505 | 4.6933 | 1.9071 | 9.4288 | 4.9441 | 1.9071 | 4.594% | 0.11751 | 0.11169 | 1738.0856 | 257.6679 | 107.3811 | 1373.0366 | 1744.5963 | 0 | 0 | 1744.5963 | 0.001969%
2026 | 1233 | 1233-591R | Tier-3 | Tier-3---12 | 5--5 | 30 | 100% | 575.4654 | 90.21% | 8.957% | 0.8354% | 25.6963 | 0 | 0 | 25.6963 | 0 | 24.5125 | 11.7334 | 2.0891 | 24.5125 | 11.7334 | 2.0891 | 25.8222 | 12.3603 | 2.0891 | 4.465% | 0.13142 | 0.12491 | 4378.9662 | 686.8056 | 385.5684 | 3306.5923 | 4401.2964 | 0 | 0 | 4401.2964 | 0.005394%
2026 | 1242 | 1242-1079R | Tier-2 | Tier-2---12 | 2--5 | 10 | 100% | 62.7006 | 97.78% | 0% | 2.22% | 3.0348 | 0 | 0 | 3.0348 | 0 | 2.895 | 3.9111 | 0.74019 | 2.895 | 3.9111 | 0.74019 | 3.0497 | 4.1201 | 0.74019 | 4.84% | 0.0067316 | 0.0063984 | 9314.3707 | 3724.1415 | 317.0899 | 5273.1393 | 9325.1374 | 0 | 0 | 9325.1374 | 0.000637%
2026 | 1242 | 1242-1084 | Tier-2 | Tier-2---12 | 2--5 | 14 | 100% | 67.671 | 98.5% | 0% | 1.502% | 3.2994 | 0 | 0 | 3.2994 | 0 | 3.1474 | 5.4756 | 0.57481 | 3.1474 | 5.4756 | 0.57481 | 3.3156 | 5.7681 | 0.57481 | 4.876% | 0.005996 | 0.0056992 | 11286.0292 | 3154.1305 | 158.2746 | 7973.6241 | 11294.8588 | 0 | 0 | 11294.8588 | 0.0006925%
2026 | 1242 | 1242-127AE | Tier-2 | Tier-2---21 | 1--4 | 1 | 100% | 0.5888 | 94.38% | 0% | 5.622% | 0.027507 | 0 | 0 | 0.027507 | 0 | 0.02624 | 0.39111 | 0.06709 | 0.02624 | 0.39111 | 0.06709 | 0.027642 | 0.41201 | 0.06709 | 4.672% | 0.0001786 | 0.00016976 | 3296.756 | 510.8285 | 168.3633 | 2617.5642 | 3306.4084 | 0 | 0 | 3306.4084 | 5.774e-06%
2026 | 1243 | 1243-319R | Tier-2 | Tier-2---9 | 4--4 | 3 | 100% | 157.976 | 95.24% | 3.794% | 0.9624% | 7.4479 | 0 | 0 | 7.4479 | 0 | 7.1048 | 1.1733 | 6.0552 | 7.1048 | 1.1733 | 6.0552 | 7.4844 | 1.236 | 6.0552 | 4.715% | 0.081051 | 0.077039 | 1949.0936 | 286.756 | 79.621 | 1582.7166 | 1953.9216 | 0 | 0 | 1953.9216 | 0.001563%
2026 | 1243 | 1243-38R | Tier-2 | Tier-2---16 | 4--3 | 1 | 100% | 20.6467 | 96.08% | 2.766% | 1.159% | 0.9819 | 0 | 0 | 0.9819 | 0 | 0.93666 | 0.39111 | 2.3949 | 0.93666 | 0.39111 | 2.3949 | 0.98671 | 0.41201 | 2.3949 | 4.756% | 0.072591 | 0.068997 | 284.4264 | 43.4839 | 9.2234 | 231.7191 | 285.0078 | 0 | 0 | 285.0078 | 0.0002061%
2026 | 1243 | 1243-45R | Tier-2 | Tier-2---7 | 4--5 | 16 | 100% | 254.5086 | 93.11% | 5.994% | 0.8952% | 11.7303 | 0 | 0 | 11.7303 | 0 | 11.1899 | 6.2578 | 1.7882 | 11.1899 | 6.2578 | 1.7882 | 11.7878 | 6.5922 | 1.7882 | 4.609% | 0.087615 | 0.083278 | 2904.8382 | 427.4889 | 168.1582 | 2309.191 | 2915.2597 | 0 | 0 | 2915.2597 | 0.002462%
2026 | 1250 | 1250-671R | Tier-2 | Tier-2---6 | 4--5 | 4 | 100% | 929.0776 | 60.83% | 39% | 0.1645% | 27.9762 | 0 | 0 | 27.9762 | 0 | 26.6874 | 1.5644 | 17.0587 | 26.6874 | 1.5644 | 17.0587 | 28.1134 | 1.648 | 17.0587 | 3.011% | 0.09205 | 0.087494 | 10093.1841 | 1136.9369 | 3676.6867 | 5279.5604 | 10299.0635 | 0 | 0 | 10299.0635 | 0.005872%
2026 | 1250 | 1250-677R | Tier-2 | Tier-2---3 | 5--5 | 28 | 100% | 1140.8126 | 92.57% | 6.885% | 0.545% | 52.2747 | 0 | 0 | 52.2747 | 0 | 49.8666 | 10.9511 | 4.5535 | 49.8666 | 10.9511 | 4.5535 | 52.531 | 11.5363 | 4.5535 | 4.582% | 0.11659 | 0.11081 | 9785.2264 | 1563.6458 | 667.8739 | 7553.7067 | 9823.0868 | 0 | 0 | 9823.0868 | 0.01097%
2026 | 1250 | 1250-8R | Tier-2 | Tier-2---4 | 4--5 | 13 | 100% | 384.7428 | 82.72% | 16.59% | 0.6903% | 15.7538 | 0 | 0 | 15.7538 | 0 | 15.0281 | 5.0845 | 2.9557 | 15.0281 | 5.0845 | 2.9557 | 15.831 | 5.3561 | 2.9557 | 4.095% | 0.092289 | 0.08772 | 4168.9089 | 570.5627 | 668.7462 | 2929.6001 | 4206.4253 | 0 | 0 | 4206.4253 | 0.003307%
2026 | 1458 | 1458-1056 | Tier-2 | Tier-2---11 | 5--3 | 16 | 100% | 79.604 | 49.93% | 49.51% | 0.5563% | 1.9674 | 0 | 0 | 1.9674 | 0 | 1.8768 | 6.2578 | 0.29992 | 1.8768 | 6.2578 | 0.29992 | 1.9771 | 6.5922 | 0.29992 | 2.472% | 0.13508 | 0.12839 | 589.3284 | 48.7394 | 264.1575 | 276.4315 | 604.6953 | 0 | 0 | 604.6953 | 0.000413%
2026 | 1458 | 1458-1058F | Tier-3 | Tier-3---13 | 5--5 | 3 | 100% | 533.9366 | 37.36% | 62.45% | 0.1834% | 9.8751 | 0 | 0 | 9.8751 | 0 | 9.4201 | 1.1733 | 8.0285 | 9.4201 | 1.1733 | 8.0285 | 9.9235 | 1.236 | 8.0285 | 1.849% | 0.13833 | 0.13149 | 3859.7922 | 265.8584 | 2184.7015 | 1409.2323 | 3985.6981 | 0 | 0 | 3985.6981 | 0.002073%
2026 | 1458 | 1458-1061 | Tier-2 | Tier-2---5 | 5--5 | 33 | 100% | 412.6338 | 86.27% | 13.38% | 0.3514% | 17.621 | 0 | 0 | 17.621 | 0 | 16.8092 | 12.9067 | 1.3024 | 16.8092 | 12.9067 | 1.3024 | 17.7074 | 13.5963 | 1.3024 | 4.27% | 0.14228 | 0.13523 | 2900.2061 | 586.2064 | 364.6762 | 1949.3235 | 2920.9434 | 0 | 0 | 2920.9434 | 0.003699%
2026 | 1458 | 1458-1115F | Tier-2 | Tier-2---18 | 4--2 | 2 | 100% | 65.1969 | 0% | 100% | 0% | 0 | 0 | 0 | 0 | 0 | 0 | 0.78222 | 0 | 0 | 0.78222 | 0 | 0 | 0.82402 | 0 | 0% | 0.091242 | 0.086726 | 714.5495 | 1.4118 | 564.5507 | 148.587 | 751.7617 | 0 | 0 | 751.7617 | 0%
2026 | 1458 | 1458-1117F | Tier-2 | Tier-2---16 | 4--2 | 3 | 100% | 136.3317 | 0% | 100% | 0% | 0 | 0 | 0 | 0 | 0 | 0 | 1.1733 | 0 | 0 | 1.1733 | 0 | 0 | 1.236 | 0 | 0% | 0.091116 | 0.086606 | 1496.247 | 1.9882 | 1350.0391 | 144.2196 | 1574.1683 | 0 | 0 | 1574.1683 | 0%
2026 | 1458 | 1458-1131R | Tier-3 | Tier-3---4 | 5--5 | 51 | 100% | 1406.6624 | 89.91% | 9.875% | 0.2137% | 62.6052 | 0 | 0 | 62.6052 | 0 | 59.7211 | 19.9467 | 2.994 | 59.7211 | 19.9467 | 2.994 | 62.9121 | 21.0125 | 2.994 | 4.451% | 0.15941 | 0.15152 | 8824.2343 | 1339.2018 | 802.9411 | 6682.0914 | 8870.5956 | 0 | 0 | 8870.5956 | 0.01314%
2026 | 1458 | 1458-456F | Tier-2 | Tier-2---16 | 4--3 | 1 | 100% | 120.5031 | 4.551% | 95.42% | 0.02562% | 0.27144 | 0 | 0 | 0.27144 | 0 | 0.25894 | 0.39111 | 0.66206 | 0.25894 | 0.39111 | 0.66206 | 0.27277 | 0.41201 | 0.66206 | 0.2253% | 0.091761 | 0.087218 | 1313.2339 | 11.3935 | 1113.5701 | 188.2703 | 1378.5121 | 0 | 0 | 1378.5121 | 5.698e-05%
2026 | 1458 | 1458-519 | Tier-2 | Tier-2---17 | 1--5 | 1 | 100% | 7.6147 | 99.51% | 0% | 0.4892% | 0.37508 | 0 | 0 | 0.37508 | 0 | 0.3578 | 0.39111 | 0.91484 | 0.3578 | 0.39111 | 0.91484 | 0.37692 | 0.41201 | 0.91484 | 4.926% | 0.000217 | 0.00020626 | 35090.7714 | 5636.6246 | 740.6939 | 28713.4529 | 35099.7115 | 0 | 0 | 35099.7115 | 7.873e-05%
2026 | 1458 | 1458-565R | Tier-3 | Tier-3---6 | 5--5 | 38 | 100% | 865.4889 | 93.04% | 6.555% | 0.3997% | 39.862 | 0 | 0 | 39.862 | 0 | 38.0257 | 14.8623 | 2.5585 | 38.0257 | 14.8623 | 2.5585 | 40.0574 | 15.6564 | 2.5585 | 4.606% | 0.15819 | 0.15036 | 5471.15 | 831.2842 | 343.7471 | 4296.1187 | 5490.9667 | 0 | 0 | 5490.9667 | 0.008367%
2026 | 1458 | 1458-601R | Tier-3 | Tier-3---2 | 5--5 | 127 | 100% | 3446.9071 | 93.23% | 6.468% | 0.3015% | 159.0724 | 0 | 0 | 159.0724 | 0 | 151.7442 | 49.6712 | 3.055 | 151.7442 | 49.6712 | 3.055 | 159.8521 | 52.3252 | 3.055 | 4.615% | 0.20421 | 0.1941 | 16878.9798 | 3452.9233 | 1062.0214 | 12364.0351 | 16938.4814 | 0 | 0 | 16938.4814 | 0.03339%
2026 | 1525 | 1525-23R | Tier-2 | Tier-2---20 | 4--1 | 1 | 100% | 2.2492 | 62.24% | 25.04% | 12.72% | 0.069291 | 0 | 0 | 0.069291 | 0 | 0.066099 | 0.39111 | 0.169 | 0.066099 | 0.39111 | 0.169 | 0.069631 | 0.41201 | 0.169 | 3.081% | 0.032823 | 0.031198 | 68.526 | 7.5628 | 21.4776 | 39.4855 | 69.8736 | 0 | 0 | 69.8736 | 1.454e-05%
2026 | 157 | 157-165R | Tier-3 | Tier-3---18 | 5--2 | 20 | 100% | 161.4875 | 68.83% | 29.58% | 1.593% | 5.5019 | 0 | 0 | 5.5019 | 0 | 5.2485 | 7.8222 | 0.67097 | 5.2485 | 7.8222 | 0.67097 | 5.5289 | 8.2402 | 0.67097 | 3.407% | 0.28262 | 0.26863 | 571.4006 | 45.3664 | 164.9781 | 361.0561 | 580.6762 | 0 | 0 | 580.6762 | 0.001155%
2026 | 157 | 157-189R | Tier-3 | Tier-3---9 | 5--4 | 177 | 100% | 1466.7959 | 72.32% | 26.57% | 1.114% | 52.5064 | 0 | 0 | 52.5064 | 0 | 50.0876 | 69.2268 | 0.72353 | 50.0876 | 69.2268 | 0.72353 | 52.7638 | 72.9257 | 0.72353 | 3.58% | 0.3705 | 0.35216 | 3959.0061 | 404.1268 | 974.6501 | 2580.2292 | 4016.0828 | 0 | 0 | 4016.0828 | 0.01102%
2026 | 157 | 157-1928R | Tier-3 | Tier-3---11 | 5--4 | 10 | 100% | 379.4778 | 92.67% | 6.848% | 0.4867% | 17.4064 | 0 | 0 | 17.4064 | 0 | 16.6045 | 3.9111 | 4.2455 | 16.6045 | 3.9111 | 4.2455 | 17.4917 | 4.1201 | 4.2455 | 4.587% | 0.2812 | 0.26728 | 1349.4751 | 199.7127 | 87.7056 | 1062.0567 | 1354.6297 | 0 | 0 | 1354.6297 | 0.003654%
2026 | 157 | 157-204R | Tier-3 | Tier-3---11 | 5--4 | 20 | 100% | 728.9999 | 94.73% | 4.338% | 0.9356% | 34.1826 | 0 | 0 | 34.1826 | 0 | 32.6079 | 7.8222 | 4.1686 | 32.6079 | 7.8222 | 4.1686 | 34.3502 | 8.2402 | 4.1686 | 4.689% | 0.32777 | 0.31154 | 2224.1461 | 315.248 | 151.9679 | 1756.9302 | 2230.254 | 0 | 0 | 2230.254 | 0.007175%
2026 | 157 | 157-207R | Tier-3 | Tier-3---16 | 2--5 | 2 | 100% | 147.8265 | 99.47% | 0% | 0.5328% | 7.2784 | 0 | 0 | 7.2784 | 0 | 6.9431 | 0.78222 | 8.8761 | 6.9431 | 0.78222 | 8.8761 | 7.3141 | 0.82402 | 8.8761 | 4.924% | 0.0095404 | 0.0090682 | 15494.7917 | 2131.5652 | 1274.1533 | 12089.0732 | 15499.0908 | 0 | 0 | 15499.0908 | 0.001528%
2026 | 157 | 157-232R | Tier-3 | Tier-3---11 | 5--4 | 80 | 100% | 737.6356 | 80.19% | 18.85% | 0.9654% | 29.2782 | 0 | 0 | 29.2782 | 0 | 27.9294 | 31.289 | 0.89263 | 27.9294 | 31.289 | 0.89263 | 29.4217 | 32.9608 | 0.89263 | 3.969% | 0.32167 | 0.30575 | 2293.1426 | 264.1373 | 427.4504 | 1601.5549 | 2316.8052 | 0 | 0 | 2316.8052 | 0.006146%
2026 | 157 | 157-257R | Tier-3 | Tier-3---14 | 5--4 | 151 | 100% | 854.144 | 56.45% | 41.98% | 1.572% | 23.8658 | 0 | 0 | 23.8658 | 0 | 22.7664 | 59.0579 | 0.38549 | 22.7664 | 59.0579 | 0.38549 | 23.9828 | 62.2135 | 0.38549 | 2.794% | 0.36686 | 0.3487 | 2328.2535 | 169.8306 | 913.7375 | 1244.6854 | 2381.0619 | 0 | 0 | 2381.0619 | 0.005009%
2026 | 157 | 157-273R | Tier-3 | Tier-3---14 | 5--4 | 53 | 100% | 480.7998 | 81.05% | 17.89% | 1.052% | 19.2905 | 0 | 0 | 19.2905 | 0 | 18.4019 | 20.7289 | 0.88774 | 18.4019 | 20.7289 | 0.88774 | 19.3851 | 21.8365 | 0.88774 | 4.012% | 0.32295 | 0.30696 | 1488.7712 | 174.3464 | 278.1483 | 1036.2764 | 1503.4603 | 0 | 0 | 1503.4603 | 0.004049%
2026 | 157 | 157-81R | Tier-3 | Tier-3---3 | 5--5 | 205 | 100% | 2882.5826 | 80.96% | 18.44% | 0.5996% | 115.514 | 0 | 0 | 115.514 | 0 | 110.1925 | 80.178 | 1.3743 | 110.1925 | 80.178 | 1.3743 | 116.0803 | 84.462 | 1.3743 | 4.007% | 0.38414 | 0.36512 | 7504.0834 | 990.345 | 1294.8297 | 5218.9087 | 7578.5076 | 0 | 0 | 7578.5076 | 0.02425%
2026 | 175 | 175-2024R | Tier-2 | Tier-2---5 | 5--5 | 19 | 100% | 563.0882 | 93.71% | 5.71% | 0.5784% | 26.1201 | 0 | 0 | 26.1201 | 0 | 24.9168 | 7.4311 | 3.353 | 24.9168 | 7.4311 | 3.353 | 26.2481 | 7.8282 | 3.353 | 4.639% | 0.19114 | 0.18168 | 2945.925 | 621.2029 | 162.2415 | 2162.4806 | 2955.5726 | 0 | 0 | 2955.5726 | 0.005483%
2026 | 175 | 175-24R | Tier-2 | Tier-2---8 | 5--4 | 6 | 100% | 1055.746 | 27.96% | 71.78% | 0.2605% | 14.6103 | 0 | 0 | 14.6103 | 0 | 13.9373 | 2.3467 | 5.9392 | 13.9373 | 2.3467 | 5.9392 | 14.6819 | 2.4721 | 5.9392 | 1.384% | 0.17491 | 0.16625 | 6035.8973 | 385.7406 | 3993.7328 | 1656.4239 | 6262.3539 | 0 | 0 | 6262.3539 | 0.003067%
2026 | 175 | 175-64R | Tier-3 | Tier-3---11 | 5--5 | 63 | 100% | 731.7191 | 85.48% | 13.53% | 0.984% | 30.9619 | 0 | 0 | 30.9619 | 0 | 29.5356 | 24.6401 | 1.1987 | 29.5356 | 24.6401 | 1.1987 | 31.1137 | 25.9566 | 1.1987 | 4.231% | 0.20232 | 0.19231 | 3616.5854 | 555.855 | 463.329 | 2597.4013 | 3643.9277 | 0 | 0 | 3643.9277 | 0.006499%
2026 | 175 | 175-90R | Tier-3 | Tier-3---9 | 5--5 | 113 | 100% | 894.6693 | 80.29% | 18.79% | 0.921% | 35.5586 | 0 | 0 | 35.5586 | 0 | 33.9204 | 44.1957 | 0.76751 | 33.9204 | 44.1957 | 0.76751 | 35.7329 | 46.5571 | 0.76751 | 3.974% | 0.20491 | 0.19477 | 4366.1148 | 584.0624 | 757.6208 | 3024.4316 | 4410.9247 | 0 | 0 | 4410.9247 | 0.007464%
2026 | 175 | 175-94R | Tier-2 | Tier-2---10 | 5--4 | 9 | 100% | 275.6722 | 39.95% | 59.59% | 0.4576% | 5.4519 | 0 | 0 | 5.4519 | 0 | 5.2007 | 3.52 | 1.4775 | 5.2007 | 3.52 | 1.4775 | 5.4786 | 3.7081 | 1.4775 | 1.978% | 0.16555 | 0.15736 | 1665.1861 | 117.2564 | 895.8047 | 652.125 | 1717.2587 | 0 | 0 | 1717.2587 | 0.001144%
2026 | 176 | 176-161R | Tier-3 | Tier-3---5 | 5--5 | 62 | 100% | 1442.7596 | 90.39% | 9.157% | 0.4576% | 64.5504 | 0 | 0 | 64.5504 | 0 | 61.5767 | 24.249 | 2.5394 | 61.5767 | 24.249 | 2.5394 | 64.8669 | 25.5446 | 2.5394 | 4.474% | 0.22417 | 0.21307 | 6436.0353 | 957.8537 | 605.899 | 4872.2826 | 6468.2597 | 0 | 0 | 6468.2597 | 0.01355%
2026 | 176 | 176-164R | Tier-3 | Tier-3---11 | 5--5 | 55 | 100% | 613.402 | 87.29% | 12.01% | 0.6968% | 26.5055 | 0 | 0 | 26.5055 | 0 | 25.2844 | 21.5112 | 1.1754 | 25.2844 | 21.5112 | 1.1754 | 26.6354 | 22.6605 | 1.1754 | 4.321% | 0.20727 | 0.19701 | 2959.4233 | 422.7131 | 329.6607 | 2207.0495 | 2979.0056 | 0 | 0 | 2979.0056 | 0.005564%
2026 | 176 | 176-1834R | Tier-3 | Tier-3---5 | 5--5 | 32 | 100% | 1527.634 | 81.51% | 17.94% | 0.5573% | 61.6342 | 0 | 0 | 61.6342 | 0 | 58.7948 | 12.5156 | 4.6977 | 58.7948 | 12.5156 | 4.6977 | 61.9363 | 13.1843 | 4.6977 | 4.035% | 0.23205 | 0.22056 | 6583.3295 | 1087.0711 | 1168.7765 | 4327.4819 | 6646.7304 | 0 | 0 | 6646.7304 | 0.01294%
2026 | 176 | 176-1845R | Tier-3 | Tier-3---11 | 5--5 | 51 | 100% | 550.3123 | 86.34% | 12.77% | 0.8885% | 23.5203 | 0 | 0 | 23.5203 | 0 | 22.4368 | 19.9467 | 1.1248 | 22.4368 | 19.9467 | 1.1248 | 23.6356 | 21.0125 | 1.1248 | 4.274% | 0.20978 | 0.19939 | 2623.3078 | 370.7068 | 320.9781 | 1931.6229 | 2641.9652 | 0 | 0 | 2641.9652 | 0.004937%
2026 | 176 | 176-194R | Tier-3 | Tier-3---9 | 5--5 | 44 | 100% | 677.779 | 83.64% | 15.51% | 0.8494% | 28.061 | 0 | 0 | 28.061 | 0 | 26.7683 | 17.2089 | 1.5555 | 26.7683 | 17.2089 | 1.5555 | 28.1986 | 18.1284 | 1.5555 | 4.14% | 0.21542 | 0.20476 | 3146.314 | 445.8846 | 458.0112 | 2242.4182 | 3173.1215 | 0 | 0 | 3173.1215 | 0.00589%
2026 | 176 | 176-197F | Tier-3 | Tier-3---5 | 5--5 | 115 | 100% | 1901.6652 | 78.35% | 21.16% | 0.4918% | 73.7557 | 0 | 0 | 73.7557 | 0 | 70.358 | 44.9779 | 1.5643 | 70.358 | 44.9779 | 1.5643 | 74.1173 | 47.3811 | 1.5643 | 3.878% | 0.23242 | 0.22091 | 8182.1472 | 1427.4932 | 1620.6818 | 5133.9723 | 8274.3863 | 0 | 0 | 8274.3863 | 0.01548%
2026 | 176 | 176-200F | Tier-3 | Tier-3---15 | 5--4 | 5 | 100% | 342.7574 | 49.83% | 49.91% | 0.2576% | 8.4543 | 0 | 0 | 8.4543 | 0 | 8.0648 | 1.9556 | 4.1241 | 8.0648 | 1.9556 | 4.1241 | 8.4958 | 2.06 | 4.1241 | 2.467% | 0.18529 | 0.17612 | 1849.8169 | 153.4619 | 845.5193 | 850.8357 | 1898.1484 | 0 | 0 | 1898.1484 | 0.001775%
2026 | 177 | 177-955 | Tier-2 | Tier-2---5 | 5--5 | 3 | 100% | 950.0511 | 33.62% | 66.04% | 0.3363% | 15.8108 | 0 | 0 | 15.8108 | 0 | 15.0824 | 1.1733 | 12.8543 | 15.0824 | 1.1733 | 12.8543 | 15.8883 | 1.236 | 12.8543 | 1.664% | 0.11726 | 0.11145 | 8102.2285 | 665.4806 | 4864.4056 | 2572.3423 | 8382.3153 | 0 | 0 | 8382.3153 | 0.003319%
2026 | 182 | 182-2240F | Tier-2 | Tier-2---2 | 5--5 | 40 | 100% | 1849.4802 | 64.04% | 35.59% | 0.3658% | 58.6279 | 0 | 0 | 58.6279 | 0 | 55.9271 | 15.6445 | 3.5749 | 55.9271 | 15.6445 | 3.5749 | 58.9153 | 16.4804 | 3.5749 | 3.17% | 0.1455 | 0.1383 | 12710.8197 | 2473.4049 | 4337.8066 | 5899.6082 | 12948.8593 | 0 | 0 | 12948.8593 | 0.01231%
2026 | 182 | 182-2250 | Tier-2 | Tier-2---8 | 5--5 | 4 | 100% | 188.3209 | 97.39% | 2.141% | 0.4657% | 9.0789 | 0 | 0 | 9.0789 | 0 | 8.6607 | 1.5644 | 5.5359 | 8.6607 | 1.5644 | 5.5359 | 9.1234 | 1.648 | 5.5359 | 4.821% | 0.10496 | 0.099761 | 1794.2707 | 286.1267 | 42.0773 | 1466.0666 | 1796.7063 | 0 | 0 | 1796.7063 | 0.001906%
2026 | 182 | 182-2252R | Tier-2 | Tier-2---5 | 5--5 | 17 | 100% | 437.4034 | 92.58% | 6.861% | 0.5557% | 20.0457 | 0 | 0 | 20.0457 | 0 | 19.1223 | 6.6489 | 2.876 | 19.1223 | 6.6489 | 2.876 | 20.144 | 7.0042 | 2.876 | 4.583% | 0.11307 | 0.10747 | 3868.3889 | 593.9237 | 259.5961 | 3014.8691 | 3883.3295 | 0 | 0 | 3883.3295 | 0.004208%
2026 | 185 | 185-51F | Tier-2 | Tier-2---7 | 4--5 | 8 | 100% | 390.6047 | 65.18% | 33.32% | 1.503% | 12.602 | 0 | 0 | 12.602 | 0 | 12.0214 | 3.1289 | 3.8421 | 12.0214 | 3.1289 | 3.8421 | 12.6637 | 3.2961 | 3.8421 | 3.226% | 0.048222 | 0.045835 | 8100.2023 | 1032.7815 | 2609.1587 | 4458.2621 | 8247.0995 | 0 | 0 | 8247.0995 | 0.002645%
2026 | 197 | 197-1150F | Tier-2 | Tier-2---15 | 3--4 | 4 | 100% | 37.9092 | 96.86% | 0.4538% | 2.686% | 1.8176 | 0 | 0 | 1.8176 | 0 | 1.7339 | 1.5644 | 1.1083 | 1.7339 | 1.5644 | 1.1083 | 1.8265 | 1.648 | 1.1083 | 4.795% | 0.021777 | 0.020699 | 1740.8051 | 277.2878 | 48.7789 | 1414.7385 | 1743.6514 | 0 | 0 | 1743.6514 | 0.0003815%
2026 | 197 | 197-1155F | Tier-2 | Tier-2---21 | 1--4 | 1 | 100% | 2.6346 | 91.13% | 0% | 8.87% | 0.11884 | 0 | 0 | 0.11884 | 0 | 0.11337 | 0.39111 | 0.28986 | 0.11337 | 0.39111 | 0.28986 | 0.11943 | 0.41201 | 0.28986 | 4.511% | 0.0010316 | 0.00098054 | 2553.8632 | 379.4847 | 234.4628 | 1939.9157 | 2565.6607 | 0 | 0 | 2565.6607 | 2.495e-05%
2026 | 206 | 206-1817 | Tier-2 | Tier-2---4 | 4--5 | 8 | 100% | 414.414 | 98.25% | 0% | 1.752% | 20.154 | 0 | 0 | 20.154 | 0 | 19.2256 | 3.1289 | 6.1445 | 19.2256 | 3.1289 | 6.1445 | 20.2528 | 3.2961 | 6.1445 | 4.863% | 0.038208 | 0.036317 | 10846.319 | 1742.1104 | 241.9911 | 8862.2175 | 10856.2171 | 0 | 0 | 10856.2171 | 0.00423%
2026 | 209 | 209-1769F | Tier-2 | Tier-2---6 | 5--5 | 51 | 100% | 1246.6839 | 98.28% | 0% | 1.716% | 60.6517 | 0 | 0 | 60.6517 | 0 | 57.8576 | 19.9467 | 2.9006 | 57.8576 | 19.9467 | 2.9006 | 60.9491 | 21.0125 | 2.9006 | 4.865% | 0.11169 | 0.10616 | 11161.7212 | 1795.9566 | 261.2581 | 9104.5065 | 11171.6974 | 0 | 0 | 11171.6974 | 0.01273%
2026 | 210 | 210-172R | Tier-2 | Tier-2---11 | 5--2 | 19 | 100% | 187.8449 | 74.26% | 23.89% | 1.85% | 6.9052 | 0 | 0 | 6.9052 | 0 | 6.5871 | 7.4311 | 0.88641 | 6.5871 | 7.4311 | 0.88641 | 6.939 | 7.8282 | 0.88641 | 3.676% | 0.32588 | 0.30975 | 576.4292 | 39.7856 | 130.795 | 405.8486 | 584.1554 | 0 | 0 | 584.1554 | 0.001449%
2026 | 210 | 210-392R | Tier-2 | Tier-2---10 | 5--3 | 60 | 100% | 420.3387 | 65.56% | 32.94% | 1.504% | 13.641 | 0 | 0 | 13.641 | 0 | 13.0126 | 23.4667 | 0.55451 | 13.0126 | 23.4667 | 0.55451 | 13.7079 | 24.7206 | 0.55451 | 3.245% | 0.34771 | 0.33049 | 1208.8925 | 89.1732 | 378.0363 | 741.683 | 1230.5744 | 0 | 0 | 1230.5744 | 0.002863%
2026 | 210 | 210-394R | Tier-2 | Tier-2---16 | 5--2 | 18 | 100% | 90.8214 | 45.65% | 51.72% | 2.624% | 2.0524 | 0 | 0 | 2.0524 | 0 | 1.9579 | 7.04 | 0.2781 | 1.9579 | 7.04 | 0.2781 | 2.0625 | 7.4162 | 0.2781 | 2.26% | 0.31841 | 0.30265 | 285.2308 | 14.2948 | 124.8192 | 146.1168 | 293.3036 | 0 | 0 | 293.3036 | 0.0004308%
2026 | 210 | 210-9R | Tier-2 | Tier-2---13 | 5--2 | 38 | 100% | 204.3186 | 25.26% | 73.76% | 0.9801% | 2.5548 | 0 | 0 | 2.5548 | 0 | 2.4371 | 14.8623 | 0.16398 | 2.4371 | 14.8623 | 0.16398 | 2.5673 | 15.6564 | 0.16398 | 1.25% | 0.31397 | 0.29843 | 650.7604 | 21.6073 | 447.6112 | 181.5419 | 676.0897 | 0 | 0 | 676.0897 | 0.0005363%
2026 | 211 | 211-279R | Tier-2 | Tier-2---10 | 5--3 | 65 | 100% | 472.6727 | 73.92% | 24.32% | 1.766% | 17.295 | 0 | 0 | 17.295 | 0 | 16.4983 | 25.4223 | 0.64897 | 16.4983 | 25.4223 | 0.64897 | 17.3798 | 26.7806 | 0.64897 | 3.659% | 0.37314 | 0.35467 | 1266.7597 | 81.8701 | 334.8802 | 850.0094 | 1283.9654 | 0 | 0 | 1283.9654 | 0.00363%
2026 | 211 | 211-312R | Tier-2 | Tier-2---8 | 5--3 | 145 | 100% | 754.0624 | 63.09% | 35.39% | 1.526% | 23.5477 | 0 | 0 | 23.5477 | 0 | 22.4629 | 56.7113 | 0.39609 | 22.4629 | 56.7113 | 0.39609 | 23.6632 | 59.7414 | 0.39609 | 3.123% | 0.39031 | 0.37099 | 1931.9795 | 162.2508 | 643.7527 | 1125.9761 | 1969.1194 | 0 | 0 | 1969.1194 | 0.004943%
2026 | 211 | 211-771R | Tier-3 | Tier-3---14 | 5--4 | 66 | 100% | 617.3051 | 73.22% | 25.44% | 1.334% | 22.3748 | 0 | 0 | 22.3748 | 0 | 21.344 | 25.8134 | 0.82686 | 21.344 | 25.8134 | 0.82686 | 22.4845 | 27.1926 | 0.82686 | 3.625% | 0.3743 | 0.35578 | 1649.207 | 127.1804 | 388.1922 | 1133.8343 | 1672.204 | 0 | 0 | 1672.204 | 0.004696%
2026 | 212 | 212-1177R | Tier-2 | Tier-2---8 | 5--4 | 79 | 100% | 484.9484 | 83.96% | 14.37% | 1.67% | 20.155 | 0 | 0 | 20.155 | 0 | 19.2265 | 30.8979 | 0.62226 | 19.2265 | 30.8979 | 0.62226 | 20.2538 | 32.5488 | 0.62226 | 4.156% | 0.15054 | 0.14309 | 3221.4606 | 348.4219 | 528.8758 | 2344.1629 | 3248.3676 | 0 | 0 | 3248.3676 | 0.004231%
2026 | 212 | 212-1204R | Tier-2 | Tier-2---8 | 5--4 | 70 | 100% | 431.7599 | 82.12% | 16.51% | 1.365% | 17.5508 | 0 | 0 | 17.5508 | 0 | 16.7423 | 27.3779 | 0.61153 | 16.7423 | 27.3779 | 0.61153 | 17.6369 | 28.8407 | 0.61153 | 4.065% | 0.19221 | 0.18269 | 2246.3396 | 244.3912 | 383.4547 | 1618.4937 | 2267.2561 | 0 | 0 | 2267.2561 | 0.003684%
2026 | 212 | 212-638R | Tier-2 | Tier-2---11 | 5--4 | 4 | 100% | 157.455 | 96.47% | 1.863% | 1.664% | 7.5191 | 0 | 0 | 7.5191 | 0 | 7.1727 | 1.5644 | 4.5848 | 7.1727 | 1.5644 | 4.5848 | 7.556 | 1.648 | 4.5848 | 4.775% | 0.10708 | 0.10177 | 1470.5114 | 155.1186 | 63.8116 | 1251.5811 | 1473.2126 | 0 | 0 | 1473.2126 | 0.001578%
2026 | 212 | 212-725R | Tier-3 | Tier-3---10 | 5--5 | 46 | 100% | 749.6423 | 94.58% | 4.636% | 0.779% | 35.0978 | 0 | 0 | 35.0978 | 0 | 33.4809 | 17.9912 | 1.861 | 33.4809 | 17.9912 | 1.861 | 35.2698 | 18.9525 | 1.861 | 4.682% | 0.13941 | 0.13251 | 5377.288 | 738.7725 | 258.1994 | 4380.3161 | 5392.4534 | 0 | 0 | 5392.4534 | 0.007367%
2026 | 212 | 212-734R | Tier-2 | Tier-2---10 | 5--4 | 42 | 100% | 405.6391 | 93.64% | 4.241% | 2.118% | 18.8023 | 0 | 0 | 18.8023 | 0 | 17.9361 | 16.4267 | 1.0919 | 17.9361 | 16.4267 | 1.0919 | 18.8944 | 17.3044 | 1.0919 | 4.635% | 0.17753 | 0.16875 | 2284.84 | 188.9421 | 239.3419 | 1856.5561 | 2292.4067 | 0 | 0 | 2292.4067 | 0.003947%
2026 | 212 | 212-739R | Tier-3 | Tier-3---15 | 5--4 | 39 | 100% | 301.7157 | 89.07% | 9.028% | 1.906% | 13.302 | 0 | 0 | 13.302 | 0 | 12.6892 | 15.2534 | 0.83189 | 12.6892 | 15.2534 | 0.83189 | 13.3672 | 16.0684 | 0.83189 | 4.409% | 0.13097 | 0.12449 | 2303.7005 | 251.0522 | 237.9772 | 1814.6711 | 2316.8178 | 0 | 0 | 2316.8178 | 0.002792%
2026 | 212 | 212-743R | Tier-2 | Tier-2---13 | 5--3 | 6 | 100% | 81.923 | 90.82% | 6.613% | 2.567% | 3.6829 | 0 | 0 | 3.6829 | 0 | 3.5132 | 2.3467 | 1.4971 | 3.5132 | 2.3467 | 1.4971 | 3.701 | 2.4721 | 1.4971 | 4.496% | 0.11654 | 0.11078 | 702.9342 | 71.3752 | 58.8304 | 572.7286 | 706.2949 | 0 | 0 | 706.2949 | 0.000773%
2026 | 212 | 212-758R | Tier-2 | Tier-2---8 | 5--4 | 68 | 100% | 381.3507 | 89.63% | 8.808% | 1.561% | 16.9197 | 0 | 0 | 16.9197 | 0 | 16.1402 | 26.5956 | 0.60687 | 16.1402 | 26.5956 | 0.60687 | 17.0026 | 28.0167 | 0.60687 | 4.437% | 0.1427 | 0.13564 | 2672.3387 | 313.5648 | 256.9237 | 2101.8502 | 2686.7681 | 0 | 0 | 2686.7681 | 0.003551%
2026 | 212 | 212-773R | Tier-2 | Tier-2---5 | 5--4 | 103 | 100% | 677.1103 | 83.18% | 15.77% | 1.046% | 27.8801 | 0 | 0 | 27.8801 | 0 | 26.5957 | 40.2846 | 0.6602 | 26.5957 | 40.2846 | 0.6602 | 28.0168 | 42.437 | 0.6602 | 4.118% | 0.19881 | 0.18897 | 3405.7885 | 402.585 | 522.8709 | 2480.3327 | 3435.6179 | 0 | 0 | 3435.6179 | 0.005852%
2026 | 212 | 212-799R | Tier-2 | Tier-2---10 | 5--4 | 39 | 100% | 254.923 | 88.52% | 10.12% | 1.358% | 11.1702 | 0 | 0 | 11.1702 | 0 | 10.6557 | 15.2534 | 0.69858 | 10.6557 | 15.2534 | 0.69858 | 11.225 | 16.0684 | 0.69858 | 4.382% | 0.12493 | 0.11875 | 2040.5268 | 236.751 | 211.9535 | 1591.8223 | 2052.7246 | 0 | 0 | 2052.7246 | 0.002345%
2026 | 212 | 212-880R | Tier-2 | Tier-2---16 | 5--2 | 3 | 100% | 30.3116 | 92.5% | 4.382% | 3.114% | 1.3879 | 0 | 0 | 1.3879 | 0 | 1.324 | 1.1733 | 1.1284 | 1.324 | 1.1733 | 1.1284 | 1.3948 | 1.236 | 1.1284 | 4.579% | 0.10736 | 0.10205 | 282.3367 | 28.4993 | 19.5005 | 234.337 | 283.4389 | 0 | 0 | 283.4389 | 0.0002913%
2026 | 212 | 212-886R | Tier-2 | Tier-2---8 | 5--4 | 17 | 100% | 472.8052 | 94.27% | 4.633% | 1.099% | 22.0624 | 0 | 0 | 22.0624 | 0 | 21.0461 | 6.6489 | 3.1653 | 21.0461 | 6.6489 | 3.1653 | 22.1706 | 7.0042 | 3.1653 | 4.666% | 0.18767 | 0.17838 | 2519.3545 | 323.5371 | 126.2126 | 2069.6048 | 2526.8745 | 0 | 0 | 2526.8745 | 0.004631%
2026 | 212 | 212-888R | Tier-2 | Tier-2---8 | 5--4 | 45 | 100% | 346.5382 | 90.95% | 7.817% | 1.237% | 15.6005 | 0 | 0 | 15.6005 | 0 | 14.8818 | 17.6 | 0.84556 | 14.8818 | 17.6 | 0.84556 | 15.677 | 18.5404 | 0.84556 | 4.502% | 0.13116 | 0.12466 | 2642.179 | 334.1686 | 213.131 | 2094.8795 | 2654.6375 | 0 | 0 | 2654.6375 | 0.003275%
2026 | 214 | 214-1122R | Tier-3 | Tier-3---3 | 5--5 | 127 | 100% | 2893.3725 | 90.28% | 9.311% | 0.4067% | 129.3045 | 0 | 0 | 129.3045 | 0 | 123.3477 | 49.6712 | 2.4833 | 123.3477 | 49.6712 | 2.4833 | 129.9384 | 52.3252 | 2.4833 | 4.469% | 0.26918 | 0.25585 | 10749.0069 | 1574.7708 | 951.5348 | 8222.7013 | 10803.4034 | 0 | 0 | 10803.4034 | 0.02714%
2026 | 214 | 214-1135R | Tier-3 | Tier-3---6 | 4--5 | 75 | 100% | 805.3146 | 95.2% | 3.81% | 0.9931% | 37.9484 | 0 | 0 | 37.9484 | 0 | 36.2002 | 29.3334 | 1.2341 | 36.2002 | 29.3334 | 1.2341 | 38.1344 | 30.9007 | 1.2341 | 4.712% | 0.090777 | 0.086284 | 8871.3507 | 1468.4713 | 438.4999 | 6964.3795 | 8893.5417 | 0 | 0 | 8893.5417 | 0.007965%
2026 | 214 | 214-17AE | Tier-3 | Tier-3---17 | 4--4 | 30 | 100% | 127.491 | 90.35% | 5.503% | 4.145% | 5.7019 | 0 | 0 | 5.7019 | 0 | 5.4392 | 11.7334 | 0.46357 | 5.4392 | 11.7334 | 0.46357 | 5.7299 | 12.3603 | 0.46357 | 4.472% | 0.071957 | 0.068395 | 1771.7769 | 216.0551 | 150.3479 | 1405.374 | 1780.6795 | 0 | 0 | 1780.6795 | 0.001197%
2026 | 214 | 214-4R | Tier-3 | Tier-3---17 | 4--4 | 22 | 100% | 89.6399 | 90.66% | 5.945% | 3.4% | 4.0225 | 0 | 0 | 4.0225 | 0 | 3.8372 | 8.6045 | 0.44596 | 3.8372 | 8.6045 | 0.44596 | 4.0423 | 9.0642 | 0.44596 | 4.487% | 0.059676 | 0.056722 | 1502.1196 | 200.0517 | 124.6473 | 1177.4206 | 1509.4294 | 0 | 0 | 1509.4294 | 0.0008443%
2026 | 214 | 214-536R | Tier-3 | Tier-3---17 | 4--4 | 9 | 100% | 96.9267 | 93.35% | 4.585% | 2.069% | 4.4786 | 0 | 0 | 4.4786 | 0 | 4.2723 | 3.52 | 1.2137 | 4.2723 | 3.52 | 1.2137 | 4.5006 | 3.7081 | 1.2137 | 4.621% | 0.053744 | 0.051083 | 1803.5024 | 246.1785 | 178.6516 | 1378.6723 | 1809.7517 | 0 | 0 | 1809.7517 | 0.0009401%
2026 | 214 | 214-583R | Tier-3 | Tier-3---13 | 4--5 | 32 | 100% | 328.9866 | 94.06% | 4.474% | 1.469% | 15.3171 | 0 | 0 | 15.3171 | 0 | 14.6115 | 12.5156 | 1.1675 | 14.6115 | 12.5156 | 1.1675 | 15.3922 | 13.1843 | 1.1675 | 4.656% | 0.070413 | 0.066928 | 4672.2426 | 712.2083 | 352.9213 | 3607.1129 | 4686.7021 | 0 | 0 | 4686.7021 | 0.003215%
2026 | 214 | 214-613R | Tier-3 | Tier-3---14 | 5--3 | 50 | 100% | 480.8617 | 49.89% | 49.25% | 0.8586% | 11.8746 | 0 | 0 | 11.8746 | 0 | 11.3276 | 19.5556 | 0.57925 | 11.3276 | 19.5556 | 0.57925 | 11.9328 | 20.6005 | 0.57925 | 2.469% | 0.43289 | 0.41146 | 1110.8228 | 86.441 | 501.4412 | 522.9406 | 1139.8124 | 0 | 0 | 1139.8124 | 0.002492%
2026 | 214 | 214-647R | Tier-3 | Tier-3---8 | 5--5 | 73 | 100% | 2287.3818 | 92.77% | 6.976% | 0.2574% | 105.0353 | 0 | 0 | 105.0353 | 0 | 100.1965 | 28.5512 | 3.5094 | 100.1965 | 28.5512 | 3.5094 | 105.5502 | 30.0767 | 3.5094 | 4.592% | 0.23844 | 0.22663 | 9593.2735 | 1427.6996 | 628.6999 | 7536.874 | 9629.4117 | 0 | 0 | 9629.4117 | 0.02205%
2026 | 215 | 215-1531R | Tier-2 | Tier-2---2 | 5--5 | 72 | 100% | 1398.9852 | 84.15% | 15.42% | 0.4283% | 58.2745 | 0 | 0 | 58.2745 | 0 | 55.5899 | 28.1601 | 1.9741 | 55.5899 | 28.1601 | 1.9741 | 58.5601 | 29.6647 | 1.9741 | 4.165% | 0.20291 | 0.19287 | 6894.5825 | 1039.1679 | 1002.2008 | 4853.2138 | 6951.4886 | 0 | 0 | 6951.4886 | 0.01223%
2026 | 215 | 215-1534R | Tier-2 | Tier-2---1 | 5--5 | 58 | 100% | 1734.1452 | 88.98% | 10.7% | 0.3246% | 76.3804 | 0 | 0 | 76.3804 | 0 | 72.8617 | 22.6845 | 3.212 | 72.8617 | 22.6845 | 3.212 | 76.7548 | 23.8966 | 3.212 | 4.404% | 0.1982 | 0.18839 | 8749.2684 | 1441.1188 | 882.1072 | 6426.0424 | 8799.4812 | 0 | 0 | 8799.4812 | 0.01603%
2026 | 215 | 215-1544R | Tier-2 | Tier-2---8 | 5--4 | 16 | 100% | 205.9069 | 87.21% | 11.98% | 0.8132% | 8.8888 | 0 | 0 | 8.8888 | 0 | 8.4793 | 6.2578 | 1.355 | 8.4793 | 6.2578 | 1.355 | 8.9324 | 6.5922 | 1.355 | 4.317% | 0.10891 | 0.10352 | 1890.6466 | 333.0962 | 217.1495 | 1340.4009 | 1903.2393 | 0 | 0 | 1903.2393 | 0.001866%
2026 | 215 | 215-38R | Tier-3 | Tier-3---10 | 5--5 | 26 | 100% | 650.1784 | 91.15% | 8.25% | 0.6037% | 29.3345 | 0 | 0 | 29.3345 | 0 | 27.9831 | 10.1689 | 2.7518 | 27.9831 | 10.1689 | 2.7518 | 29.4783 | 10.7123 | 2.7518 | 4.512% | 0.12528 | 0.11908 | 5189.8024 | 828.3476 | 472.2938 | 3889.161 | 5213.7305 | 0 | 0 | 5213.7305 | 0.006157%
2026 | 216 | 216-1859F | Tier-3 | Tier-3---4 | 5--5 | 67 | 100% | 1336.0946 | 91.63% | 7.965% | 0.4046% | 60.6013 | 0 | 0 | 60.6013 | 0 | 57.8095 | 26.2045 | 2.2061 | 57.8095 | 26.2045 | 2.2061 | 60.8984 | 27.6047 | 2.2061 | 4.536% | 0.15704 | 0.14927 | 8507.7615 | 1421.0211 | 648.1937 | 6438.5467 | 8544.8444 | 0 | 0 | 8544.8444 | 0.01272%
2026 | 217 | 217-41AE | Tier-2 | Tier-2---8 | 5--4 | 126 | 100% | 548.1248 | 61.28% | 37.04% | 1.683% | 16.6264 | 0 | 0 | 16.6264 | 0 | 15.8605 | 49.2801 | 0.32184 | 15.8605 | 49.2801 | 0.32184 | 16.7079 | 51.9132 | 0.32184 | 3.033% | 0.19664 | 0.1869 | 2787.4845 | 272.106 | 973.6181 | 1541.7603 | 2843.6939 | 0 | 0 | 2843.6939 | 0.00349%
2026 | 217 | 217-48AE | Tier-2 | Tier-2---8 | 5--4 | 84 | 100% | 701.5771 | 53.79% | 44.81% | 1.4% | 18.6798 | 0 | 0 | 18.6798 | 0 | 17.8193 | 32.8534 | 0.54239 | 17.8193 | 32.8534 | 0.54239 | 18.7714 | 34.6088 | 0.54239 | 2.663% | 0.20236 | 0.19234 | 3466.9889 | 313.4539 | 1406.954 | 1746.581 | 3550.4247 | 0 | 0 | 3550.4247 | 0.003921%
2026 | 217 | 217-835R | Tier-3 | Tier-3---5 | 5--5 | 71 | 100% | 1459.42 | 90.56% | 8.764% | 0.6769% | 65.4212 | 0 | 0 | 65.4212 | 0 | 62.4073 | 27.769 | 2.2474 | 62.4073 | 27.769 | 2.2474 | 65.7419 | 29.2527 | 2.2474 | 4.483% | 0.28412 | 0.27006 | 5136.5819 | 779.5394 | 417.5644 | 3939.4781 | 5161.8362 | 0 | 0 | 5161.8362 | 0.01373%
2026 | 217 | 217-837R | Tier-3 | Tier-3---12 | 5--5 | 68 | 100% | 680.508 | 71.93% | 26.93% | 1.134% | 24.231 | 0 | 0 | 24.231 | 0 | 23.1147 | 26.5956 | 0.86912 | 23.1147 | 26.5956 | 0.86912 | 24.3498 | 28.0167 | 0.86912 | 3.561% | 0.14269 | 0.13563 | 4769.0891 | 589.9072 | 1292.048 | 2887.1339 | 4838.7956 | 0 | 0 | 4838.7956 | 0.005086%
2026 | 217 | 217-972R | Tier-2 | Tier-2---8 | 5--4 | 70 | 100% | 360.9866 | 64.42% | 33.78% | 1.803% | 11.5112 | 0 | 0 | 11.5112 | 0 | 10.9809 | 27.3779 | 0.40109 | 10.9809 | 27.3779 | 0.40109 | 11.5676 | 28.8407 | 0.40109 | 3.189% | 0.18227 | 0.17325 | 1980.496 | 214.776 | 614.2082 | 1151.5119 | 2017.1929 | 0 | 0 | 2017.1929 | 0.002416%
2026 | 217 | 217-983R | Tier-3 | Tier-3---5 | 5--5 | 48 | 100% | 1187.4841 | 92.09% | 7.578% | 0.3365% | 54.1281 | 0 | 0 | 54.1281 | 0 | 51.6345 | 18.7734 | 2.7504 | 51.6345 | 18.7734 | 2.7504 | 54.3934 | 19.7765 | 2.7504 | 4.558% | 0.2438 | 0.23173 | 4870.8263 | 716.2537 | 353.1181 | 3801.4544 | 4890.9032 | 0 | 0 | 4890.9032 | 0.01136%
2026 | 220 | 220-288R | Tier-3 | Tier-3---14 | 5--4 | 29 | 100% | 437.6752 | 81.99% | 17.08% | 0.9315% | 17.7636 | 0 | 0 | 17.7636 | 0 | 16.9452 | 11.3423 | 1.494 | 16.9452 | 11.3423 | 1.494 | 17.8506 | 11.9483 | 1.494 | 4.059% | 0.37523 | 0.35666 | 1166.4109 | 131.8052 | 200.8528 | 833.7529 | 1177.3495 | 0 | 0 | 1177.3495 | 0.003729%
2026 | 220 | 220-294R | Tier-3 | Tier-3---14 | 5--3 | 81 | 100% | 720.9399 | 58.97% | 39.92% | 1.12% | 21.0426 | 0 | 0 | 21.0426 | 0 | 20.0732 | 31.6801 | 0.63362 | 20.0732 | 31.6801 | 0.63362 | 21.1458 | 33.3728 | 0.63362 | 2.919% | 0.44397 | 0.422 | 1623.8364 | 124.0259 | 599.3861 | 900.4244 | 1658.5379 | 0 | 0 | 1658.5379 | 0.004417%
2026 | 220 | 220-298R | Tier-3 | Tier-3---11 | 5--4 | 155 | 100% | 1053.2838 | 64.6% | 33.51% | 1.887% | 33.6832 | 0 | 0 | 33.6832 | 0 | 32.1315 | 60.6224 | 0.53003 | 32.1315 | 60.6224 | 0.53003 | 33.8483 | 63.8615 | 0.53003 | 3.198% | 0.50177 | 0.47693 | 2099.1459 | 164.9638 | 658.2461 | 1275.9359 | 2137.8399 | 0 | 0 | 2137.8399 | 0.00707%
2026 | 221 | 221-1230F | Tier-3 | Tier-3---12 | 4--5 | 17 | 100% | 637.2245 | 99.48% | 0% | 0.5187% | 31.379 | 0 | 0 | 31.379 | 0 | 29.9334 | 6.6489 | 4.502 | 29.9334 | 6.6489 | 4.502 | 31.5328 | 7.0042 | 4.502 | 4.924% | 0.035843 | 0.034069 | 17778.1145 | 2647.4462 | 83.7682 | 15046.9001 | 17782.9169 | 0 | 0 | 17782.9169 | 0.006586%
2026 | 221 | 221-23R | Tier-3 | Tier-3---11 | 5--5 | 77 | 100% | 764.9858 | 67.26% | 31.99% | 0.7569% | 25.4678 | 0 | 0 | 25.4678 | 0 | 24.2946 | 30.1156 | 0.80671 | 24.2946 | 30.1156 | 0.80671 | 25.5926 | 31.7248 | 0.80671 | 3.329% | 0.19945 | 0.18957 | 3835.5267 | 452.4998 | 1178.7605 | 2204.2664 | 3900.9309 | 0 | 0 | 3900.9309 | 0.005346%
2026 | 221 | 221-344R | Tier-3 | Tier-3---13 | 5--4 | 93 | 100% | 642.3372 | 83.79% | 15.02% | 1.193% | 26.6423 | 0 | 0 | 26.6423 | 0 | 25.415 | 36.3734 | 0.69872 | 25.415 | 36.3734 | 0.69872 | 26.7729 | 38.3169 | 0.69872 | 4.148% | 0.2115 | 0.20103 | 3037.0437 | 366.2743 | 441.4951 | 2229.2742 | 3062.6782 | 0 | 0 | 3062.6782 | 0.005592%
2026 | 221 | 221-35 | Tier-2 | Tier-2---10 | 5--3 | 3 | 100% | 111.3988 | 96.62% | 2.989% | 0.3886% | 5.328 | 0 | 0 | 5.328 | 0 | 5.0825 | 1.1733 | 4.3317 | 5.0825 | 1.1733 | 4.3317 | 5.3541 | 1.236 | 4.3317 | 4.783% | 0.17281 | 0.16425 | 644.6479 | 94.7644 | 26.1294 | 523.7541 | 645.7818 | 0 | 0 | 645.7818 | 0.001118%
2026 | 221 | 221-37AE | Tier-3 | Tier-3---11 | 5--5 | 72 | 100% | 769.7343 | 85.13% | 14.19% | 0.6769% | 32.4379 | 0 | 0 | 32.4379 | 0 | 30.9435 | 28.1601 | 1.0988 | 30.9435 | 28.1601 | 1.0988 | 32.5969 | 29.6647 | 1.0988 | 4.214% | 0.19925 | 0.18939 | 3863.0999 | 511.5521 | 574.4994 | 2777.0485 | 3893.0064 | 0 | 0 | 3893.0064 | 0.006809%
2026 | 221 | 221-38AE | Tier-3 | Tier-3---17 | 5--3 | 9 | 100% | 225.9712 | 8.218% | 91.4% | 0.3782% | 0.91919 | 0 | 0 | 0.91919 | 0 | 0.87684 | 3.52 | 0.2491 | 0.87684 | 3.52 | 0.2491 | 0.92369 | 3.7081 | 0.2491 | 0.4068% | 0.16917 | 0.1608 | 1335.7574 | 19.3633 | 1034.9942 | 281.3999 | 1399.6044 | 0 | 0 | 1399.6044 | 0.0001929%
2026 | 221 | 221-675R | Tier-2 | Tier-2---8 | 5--4 | 4 | 100% | 383.5958 | 97.43% | 1.747% | 0.8215% | 18.5004 | 0 | 0 | 18.5004 | 0 | 17.6481 | 1.5644 | 11.2807 | 17.6481 | 1.5644 | 11.2807 | 18.5911 | 1.648 | 11.2807 | 4.823% | 0.22072 | 0.20979 | 1737.9263 | 228.1325 | 87.6764 | 1422.1174 | 1740.2506 | 0 | 0 | 1740.2506 | 0.003883%
2026 | 221 | 221-6R | Tier-2 | Tier-2---5 | 5--5 | 1 | 100% | 616.9841 | 99.25% | 0.1999% | 0.5529% | 30.3108 | 0 | 0 | 30.3108 | 0 | 28.9145 | 0.39111 | 73.9288 | 28.9145 | 0.39111 | 73.9288 | 30.4594 | 0.41201 | 73.9288 | 4.913% | 0.21604 | 0.20535 | 2855.887 | 420.5436 | 58.2104 | 2377.133 | 2857.0066 | 0 | 0 | 2857.0066 | 0.006362%
2026 | 221 | 221-782R | Tier-3 | Tier-3---17 | 5--3 | 5 | 100% | 156.081 | 94.9% | 3.083% | 2.022% | 7.3316 | 0 | 0 | 7.3316 | 0 | 6.9939 | 1.9556 | 3.5764 | 6.9939 | 1.9556 | 3.5764 | 7.3675 | 2.06 | 3.5764 | 4.697% | 0.2472 | 0.23496 | 631.3929 | 85.1107 | 27.1817 | 519.1005 | 633.0714 | 0 | 0 | 633.0714 | 0.001539%
2026 | 221 | 221-788 | Tier-3 | Tier-3---12 | 5--5 | 12 | 100% | 677.5152 | 96.42% | 3.298% | 0.2798% | 32.3372 | 0 | 0 | 32.3372 | 0 | 30.8475 | 4.6933 | 6.5726 | 30.8475 | 4.6933 | 6.5726 | 32.4957 | 4.9441 | 6.5726 | 4.773% | 0.18975 | 0.18036 | 3570.5978 | 586.4326 | 168.8515 | 2815.3137 | 3577.2505 | 0 | 0 | 3577.2505 | 0.006788%
2026 | 221 | 221-824 | Tier-3 | Tier-3---13 | 5--4 | 31 | 100% | 431.5232 | 83.48% | 15.96% | 0.5616% | 17.831 | 0 | 0 | 17.831 | 0 | 17.0095 | 12.1245 | 1.4029 | 17.0095 | 12.1245 | 1.4029 | 17.9184 | 12.7723 | 1.4029 | 4.132% | 0.18396 | 0.17486 | 2345.6862 | 321.7207 | 355.7349 | 1668.2306 | 2365.8706 | 0 | 0 | 2365.8706 | 0.003743%
2026 | 222 | 222-1433R | Tier-3 | Tier-3---5 | 5--5 | 18 | 100% | 1073.7524 | 96.43% | 3.224% | 0.3472% | 51.2525 | 0 | 0 | 51.2525 | 0 | 48.8914 | 7.04 | 6.9448 | 48.8914 | 7.04 | 6.9448 | 51.5038 | 7.4162 | 6.9448 | 4.773% | 0.37266 | 0.35421 | 2881.3332 | 440.8984 | 92.1003 | 2348.3345 | 2886.6922 | 0 | 0 | 2886.6922 | 0.01076%
2026 | 222 | 222-1503R | Tier-3 | Tier-3---15 | 5--4 | 23 | 100% | 289.1141 | 77.72% | 21.59% | 0.6888% | 11.1231 | 0 | 0 | 11.1231 | 0 | 10.6107 | 8.9956 | 1.1795 | 10.6107 | 8.9956 | 1.1795 | 11.1776 | 9.4762 | 1.1795 | 3.847% | 0.23465 | 0.22303 | 1232.1205 | 140.7183 | 258.7997 | 832.6024 | 1246.4147 | 0 | 0 | 1246.4147 | 0.002335%
2026 | 222 | 222-1523R | Tier-3 | Tier-3---7 | 5--5 | 137 | 100% | 1341.7279 | 81.78% | 17.54% | 0.6801% | 54.3129 | 0 | 0 | 54.3129 | 0 | 51.8108 | 53.5824 | 0.96694 | 51.8108 | 53.5824 | 0.96694 | 54.5792 | 56.4453 | 0.96694 | 4.048% | 0.26901 | 0.25569 | 4987.6805 | 618.9983 | 835.0785 | 3533.6036 | 5035.0131 | 0 | 0 | 5035.0131 | 0.0114%
2026 | 222 | 222-1986R | Tier-3 | Tier-3---1 | 5--5 | 212 | 100% | 6887.3845 | 91.59% | 8.216% | 0.1933% | 312.256 | 0 | 0 | 312.256 | 0 | 297.871 | 82.9158 | 3.5925 | 297.871 | 82.9158 | 3.5925 | 313.7866 | 87.3461 | 3.5925 | 4.534% | 0.41507 | 0.39452 | 16593.3004 | 2725.7619 | 1237.4149 | 12630.1236 | 16665.9691 | 0 | 0 | 16665.9691 | 0.06554%
2026 | 222 | 222-1988R | Tier-3 | Tier-3---11 | 5--4 | 13 | 100% | 316.0275 | 91.8% | 8.01% | 0.1868% | 14.3611 | 0 | 0 | 14.3611 | 0 | 13.6995 | 5.0845 | 2.6944 | 13.6995 | 5.0845 | 2.6944 | 14.4315 | 5.3561 | 2.6944 | 4.544% | 0.34461 | 0.32755 | 917.0546 | 137.1058 | 68.1895 | 711.7593 | 920.9692 | 0 | 0 | 920.9692 | 0.003014%
2026 | 222 | 222-1990R | Tier-3 | Tier-3---1 | 5--5 | 81 | 100% | 4318.7821 | 96.21% | 3.588% | 0.2018% | 205.6787 | 0 | 0 | 205.6787 | 0 | 196.2035 | 31.6801 | 6.1933 | 196.2035 | 31.6801 | 6.1933 | 206.687 | 33.3728 | 6.1933 | 4.762% | 0.41211 | 0.39171 | 10479.6421 | 1615.523 | 393.9401 | 8470.179 | 10500.323 | 0 | 0 | 10500.323 | 0.04317%
2026 | 222 | 222-1992R | Tier-3 | Tier-3---18 | 5--2 | 3 | 100% | 77.8798 | 51.19% | 47.85% | 0.9609% | 1.9735 | 0 | 0 | 1.9735 | 0 | 1.8826 | 1.1733 | 1.6045 | 1.8826 | 1.1733 | 1.6045 | 1.9832 | 1.236 | 1.6045 | 2.534% | 0.22115 | 0.2102 | 352.1575 | 26.3738 | 147.8812 | 177.9024 | 361.1086 | 0 | 0 | 361.1086 | 0.0004142%
2026 | 222 | 222-2013R | Tier-3 | Tier-3---7 | 5--5 | 132 | 100% | 1434.8215 | 80% | 19.3% | 0.6983% | 56.8219 | 0 | 0 | 56.8219 | 0 | 54.2042 | 51.6268 | 1.0499 | 54.2042 | 51.6268 | 1.0499 | 57.1005 | 54.3853 | 1.0499 | 3.96% | 0.27927 | 0.26545 | 5137.7317 | 647.5611 | 923.7481 | 3566.4225 | 5191.2329 | 0 | 0 | 5191.2329 | 0.01193%
2026 | 222 | 222-2063 | Tier-3 | Tier-3---9 | 5--5 | 1 | 100% | 621.1772 | 98.86% | 0.7243% | 0.4185% | 30.3969 | 0 | 0 | 30.3969 | 0 | 28.9966 | 0.39111 | 74.1388 | 28.9966 | 0.39111 | 74.1388 | 30.5459 | 0.41201 | 74.1388 | 4.893% | 0.23776 | 0.22599 | 2612.6138 | 401.8596 | 25.7342 | 2185.02 | 2614.1686 | 0 | 0 | 2614.1686 | 0.00638%
2026 | 222 | 222-2085 | Tier-3 | Tier-3---3 | 5--5 | 1220 | 100% | 3261.4227 | 83.38% | 16% | 0.6198% | 134.6122 | 0 | 0 | 134.6122 | 0 | 128.4109 | 477.1568 | 0.26912 | 128.4109 | 477.1568 | 0.26912 | 135.2721 | 502.652 | 0.26912 | 4.127% | 0.35117 | 0.33379 | 9287.3202 | 1207.9834 | 1459.1451 | 6620.1916 | 9367.6954 | 0 | 0 | 9367.6954 | 0.02826%
2026 | 230 | 230-1008R | Tier-2 | Tier-2---16 | 4--3 | 1 | 100% | 29.9584 | 96.46% | 2.54% | 0.9994% | 1.4305 | 0 | 0 | 1.4305 | 0 | 1.3646 | 0.39111 | 3.4889 | 1.3646 | 0.39111 | 3.4889 | 1.4375 | 0.41201 | 3.4889 | 4.775% | 0.055697 | 0.05294 | 537.8829 | 82.2553 | 33.2931 | 422.3344 | 538.8743 | 0 | 0 | 538.8743 | 0.0003003%
2026 | 230 | 230-127AE | Tier-2 | Tier-2---7 | 5--5 | 52 | 100% | 422.4651 | 76.79% | 21.48% | 1.73% | 16.0577 | 0 | 0 | 16.0577 | 0 | 15.318 | 20.3378 | 0.75318 | 15.318 | 20.3378 | 0.75318 | 16.1364 | 21.4245 | 0.75318 | 3.801% | 0.093988 | 0.089336 | 4494.8739 | 563.2432 | 960.6446 | 2970.9861 | 4549.2118 | 0 | 0 | 4549.2118 | 0.003371%
2026 | 230 | 230-133AE | Tier-2 | Tier-2---6 | 5--5 | 84 | 100% | 947.6516 | 88.55% | 10.64% | 0.8078% | 41.5386 | 0 | 0 | 41.5386 | 0 | 39.625 | 32.8534 | 1.2061 | 39.625 | 32.8534 | 1.2061 | 41.7422 | 34.6088 | 1.2061 | 4.383% | 0.095565 | 0.090834 | 9916.3461 | 1445.4329 | 1050.4793 | 7420.4339 | 9975.4668 | 0 | 0 | 9975.4668 | 0.008719%
2026 | 230 | 230-1586R | Tier-2 | Tier-2---7 | 4--5 | 57 | 100% | 476.4865 | 62.01% | 36.72% | 1.273% | 14.6255 | 0 | 0 | 14.6255 | 0 | 13.9518 | 22.2934 | 0.62583 | 13.9518 | 22.2934 | 0.62583 | 14.6972 | 23.4846 | 0.62583 | 3.069% | 0.084625 | 0.080436 | 5630.5637 | 561.1393 | 2038.0856 | 3031.3388 | 5741.9633 | 0 | 0 | 5741.9633 | 0.00307%
2026 | 230 | 230-1606R | Tier-2 | Tier-2---11 | 4--4 | 17 | 100% | 185.0767 | 40.42% | 58.67% | 0.9045% | 3.7033 | 0 | 0 | 3.7033 | 0 | 3.5327 | 6.6489 | 0.53132 | 3.5327 | 6.6489 | 0.53132 | 3.7214 | 7.0042 | 0.53132 | 2.001% | 0.062818 | 0.059709 | 2946.2367 | 194.5466 | 1610.7155 | 1140.9746 | 3037.6479 | 0 | 0 | 3037.6479 | 0.0007773%
2026 | 230 | 230-181 | Tier-2 | Tier-2---9 | 4--4 | 6 | 100% | 148.8171 | 90.62% | 8.321% | 1.055% | 6.6758 | 0 | 0 | 6.6758 | 0 | 6.3682 | 2.3467 | 2.7137 | 6.3682 | 2.3467 | 2.7137 | 6.7085 | 2.4721 | 2.7137 | 4.486% | 0.063241 | 0.060111 | 2353.1666 | 304.6061 | 482.4063 | 1566.1542 | 2364.6565 | 0 | 0 | 2364.6565 | 0.001401%
2026 | 230 | 230-2060R | Tier-2 | Tier-2---4 | 4--5 | 52 | 100% | 578.2503 | 86.36% | 12.53% | 1.105% | 24.7195 | 0 | 0 | 24.7195 | 0 | 23.5808 | 20.3378 | 1.1595 | 23.5808 | 20.3378 | 1.1595 | 24.8407 | 21.4245 | 1.1595 | 4.275% | 0.088414 | 0.084038 | 6540.2273 | 927.2098 | 823.7907 | 4789.2268 | 6586.6807 | 0 | 0 | 6586.6807 | 0.005189%
2026 | 230 | 230-2067 | Tier-2 | Tier-2---16 | 4--3 | 1 | 100% | 24.6544 | 66.14% | 33% | 0.8592% | 0.8072 | 0 | 0 | 0.8072 | 0 | 0.77001 | 0.39111 | 1.9688 | 0.77001 | 0.39111 | 1.9688 | 0.81116 | 0.41201 | 1.9688 | 3.274% | 0.054619 | 0.051915 | 451.389 | 49.4904 | 139.1284 | 262.7702 | 459.348 | 0 | 0 | 459.348 | 0.0001694%
2026 | 230 | 230-371AE | Tier-2 | Tier-2---13 | 4--3 | 8 | 100% | 66.0989 | 47.04% | 51.57% | 1.387% | 1.5392 | 0 | 0 | 1.5392 | 0 | 1.4683 | 3.1289 | 0.46927 | 1.4683 | 3.1289 | 0.46927 | 1.5468 | 3.2961 | 0.46927 | 2.329% | 0.059006 | 0.056085 | 1120.2069 | 86.6285 | 524.1056 | 509.4728 | 1151.1006 | 0 | 0 | 1151.1006 | 0.0003231%
2026 | 231 | 231-1136R | Tier-2 | Tier-2---7 | 4--5 | 24 | 100% | 532.5953 | 91.49% | 6.883% | 1.625% | 24.1206 | 0 | 0 | 24.1206 | 0 | 23.0094 | 9.3867 | 2.4513 | 23.0094 | 9.3867 | 2.4513 | 24.2388 | 9.8882 | 2.4513 | 4.529% | 0.054655 | 0.051949 | 9744.7482 | 1528.1869 | 1244.2736 | 6972.2877 | 9787.9229 | 0 | 0 | 9787.9229 | 0.005063%
2026 | 231 | 231-1635R | Tier-2 | Tier-2---4 | 5--5 | 151 | 100% | 1024.1696 | 93.53% | 4.422% | 2.048% | 47.4165 | 0 | 0 | 47.4165 | 0 | 45.2321 | 59.0579 | 0.76589 | 45.2321 | 59.0579 | 0.76589 | 47.649 | 62.2135 | 0.76589 | 4.63% | 0.11648 | 0.11071 | 8792.8912 | 1469.9696 | 598.2137 | 6724.7079 | 8822.5165 | 0 | 0 | 8822.5165 | 0.009953%
2026 | 233 | 233-123R | Tier-2 | Tier-2---4 | 4--5 | 57 | 100% | 528.7545 | 93.49% | 4.613% | 1.898% | 24.4691 | 0 | 0 | 24.4691 | 0 | 23.3419 | 22.2934 | 1.047 | 23.3419 | 22.2934 | 1.047 | 24.5891 | 23.4846 | 1.047 | 4.628% | 0.06125 | 0.058219 | 8632.6707 | 1309.838 | 600.1971 | 6722.6355 | 8661.9434 | 0 | 0 | 8661.9434 | 0.005136%
2026 | 233 | 233-41R | Tier-2 | Tier-2---9 | 4--5 | 47 | 100% | 183.353 | 90.69% | 5.205% | 4.101% | 8.2314 | 0 | 0 | 8.2314 | 0 | 7.8522 | 18.3823 | 0.42716 | 7.8522 | 18.3823 | 0.42716 | 8.2717 | 19.3645 | 0.42716 | 4.489% | 0.044487 | 0.042285 | 4121.4954 | 626.0879 | 496.8097 | 2998.5978 | 4141.4696 | 0 | 0 | 4141.4696 | 0.001728%
2026 | 233 | 233-81F | Tier-2 | Tier-2---12 | 3--5 | 32 | 100% | 110.7293 | 80.07% | 17.19% | 2.737% | 4.3887 | 0 | 0 | 4.3887 | 0 | 4.1866 | 12.5156 | 0.33451 | 4.1866 | 12.5156 | 0.33451 | 4.4103 | 13.1843 | 0.33451 | 3.963% | 0.02204 | 0.020949 | 5024.0598 | 647.7753 | 960.0108 | 3416.2738 | 5076.2039 | 0 | 0 | 5076.2039 | 0.0009212%
2026 | 233 | 233-86F | Tier-2 | Tier-2---8 | 5--5 | 79 | 100% | 706.2331 | 54.32% | 44.07% | 1.616% | 18.9878 | 0 | 0 | 18.9878 | 0 | 18.1131 | 30.8979 | 0.58623 | 18.1131 | 30.8979 | 0.58623 | 19.0809 | 32.5488 | 0.58623 | 2.689% | 0.1204 | 0.11444 | 5865.9084 | 518.326 | 2449.0121 | 2898.5703 | 6005.4678 | 0 | 0 | 6005.4678 | 0.003986%
2026 | 234 | 234-48R | Tier-2 | Tier-2---4 | 4--5 | 40 | 100% | 716.3442 | 96.34% | 2.639% | 1.021% | 34.1612 | 0 | 0 | 34.1612 | 0 | 32.5875 | 15.6445 | 2.083 | 32.5875 | 15.6445 | 2.083 | 34.3287 | 16.4804 | 2.083 | 4.769% | 0.047931 | 0.045559 | 14945.1963 | 2921.5226 | 549.3325 | 11474.3413 | 14973.6824 | 0 | 0 | 14973.6824 | 0.00717%
2026 | 235 | 235-897R | Tier-2 | Tier-2---5 | 5--5 | 14 | 100% | 866.8246 | 43.88% | 55.6% | 0.5206% | 18.8293 | 0 | 0 | 18.8293 | 0 | 17.9618 | 5.4756 | 3.2804 | 17.9618 | 5.4756 | 3.2804 | 18.9216 | 5.7681 | 3.2804 | 2.172% | 0.1179 | 0.11206 | 7352.2019 | 570.5761 | 3790.2833 | 2991.3426 | 7567.0664 | 0 | 0 | 7567.0664 | 0.003952%
2026 | 235 | 235-899R | Tier-2 | Tier-2---1 | 5--5 | 48 | 100% | 2436.3247 | 84.48% | 15.14% | 0.3828% | 101.8834 | 0 | 0 | 101.8834 | 0 | 97.1899 | 18.7734 | 5.177 | 97.1899 | 18.7734 | 5.177 | 102.3828 | 19.7765 | 5.177 | 4.182% | 0.15496 | 0.14729 | 15721.7941 | 2441.7508 | 2344.0438 | 10935.9995 | 15848.8506 | 0 | 0 | 15848.8506 | 0.02139%
2026 | 236 | 236-1535R | Tier-3 | Tier-3---4 | 5--5 | 48 | 100% | 1123.8498 | 89.29% | 10.22% | 0.4922% | 49.6715 | 0 | 0 | 49.6715 | 0 | 47.3832 | 18.7734 | 2.524 | 47.3832 | 18.7734 | 2.524 | 49.915 | 19.7765 | 2.524 | 4.42% | 0.12847 | 0.12211 | 8747.8328 | 1479.3496 | 871.8453 | 6396.6378 | 8796.6325 | 0 | 0 | 8796.6325 | 0.01043%
2026 | 236 | 236-1561R | Tier-3 | Tier-3---13 | 5--4 | 37 | 100% | 444.4117 | 83% | 16.25% | 0.7514% | 18.2577 | 0 | 0 | 18.2577 | 0 | 17.4166 | 14.4711 | 1.2035 | 17.4166 | 14.4711 | 1.2035 | 18.3472 | 15.2444 | 1.2035 | 4.108% | 0.17766 | 0.16886 | 2501.5323 | 344.8298 | 385.247 | 1771.4555 | 2523.6848 | 0 | 0 | 2523.6848 | 0.003832%
2026 | 236 | 236-1563R | Tier-3 | Tier-3---13 | 5--4 | 25 | 100% | 322.2295 | 90.43% | 8.853% | 0.72% | 14.4235 | 0 | 0 | 14.4235 | 0 | 13.759 | 9.7778 | 1.4072 | 13.759 | 9.7778 | 1.4072 | 14.4942 | 10.3002 | 1.4072 | 4.476% | 0.17215 | 0.16363 | 1871.7647 | 281.6479 | 145.5683 | 1444.5485 | 1881.0961 | 0 | 0 | 1881.0961 | 0.003027%
2026 | 236 | 236-1567R | Tier-3 | Tier-3---10 | 5--5 | 51 | 100% | 728.3381 | 86.22% | 13.17% | 0.6054% | 31.0853 | 0 | 0 | 31.0853 | 0 | 29.6532 | 19.9467 | 1.4866 | 29.6532 | 19.9467 | 1.4866 | 31.2376 | 21.0125 | 1.4866 | 4.268% | 0.18129 | 0.17232 | 4017.5481 | 642.8423 | 507.3315 | 2867.3744 | 4046.3759 | 0 | 0 | 4046.3759 | 0.006525%
2026 | 236 | 236-1569R | Tier-3 | Tier-3---8 | 5--5 | 124 | 100% | 2598.3213 | 86.94% | 12.66% | 0.4079% | 111.8136 | 0 | 0 | 111.8136 | 0 | 106.6626 | 48.4979 | 2.1993 | 106.6626 | 48.4979 | 2.1993 | 112.3617 | 51.0892 | 2.1993 | 4.303% | 0.21435 | 0.20374 | 12122.1344 | 1764.7125 | 1443.2517 | 8914.1702 | 12204.6105 | 0 | 0 | 12204.6105 | 0.02347%
2026 | 236 | 236-1573R | Tier-3 | Tier-3---7 | 5--5 | 56 | 100% | 969.4749 | 84.94% | 14.59% | 0.4654% | 40.7624 | 0 | 0 | 40.7624 | 0 | 38.8846 | 21.9023 | 1.7754 | 38.8846 | 21.9023 | 1.7754 | 40.9622 | 23.0725 | 1.7754 | 4.205% | 0.18488 | 0.17572 | 5243.9365 | 792.3542 | 712.8146 | 3738.7677 | 5285.0612 | 0 | 0 | 5285.0612 | 0.008556%
2026 | 237 | 237-1761R | Tier-3 | Tier-3---12 | 5--5 | 16 | 100% | 522.7762 | 95.9% | 3.361% | 0.7442% | 24.8152 | 0 | 0 | 24.8152 | 0 | 23.672 | 6.2578 | 3.7828 | 23.672 | 6.2578 | 3.7828 | 24.9369 | 6.5922 | 3.7828 | 4.747% | 0.14935 | 0.14196 | 3500.2866 | 538.7804 | 128.5026 | 2833.0037 | 3507.7692 | 0 | 0 | 3507.7692 | 0.005209%
2026 | 237 | 237-1765R | Tier-3 | Tier-3---1 | 5--5 | 62 | 100% | 2444.4351 | 92.59% | 7.183% | 0.2234% | 112.0377 | 0 | 0 | 112.0377 | 0 | 106.8763 | 24.249 | 4.4075 | 106.8763 | 24.249 | 4.4075 | 112.5869 | 25.5446 | 4.4075 | 4.583% | 0.25909 | 0.24626 | 9434.877 | 1790.0282 | 634.4518 | 7010.397 | 9471.2689 | 0 | 0 | 9471.2689 | 0.02352%
2026 | 237 | 237-17R | Tier-2 | Tier-2---1 | 5--5 | 71 | 100% | 2654.2774 | 88.95% | 10.68% | 0.3671% | 116.8717 | 0 | 0 | 116.8717 | 0 | 111.4876 | 27.769 | 4.0148 | 111.4876 | 27.769 | 4.0148 | 117.4446 | 29.2527 | 4.0148 | 4.403% | 0.15539 | 0.1477 | 17081.2815 | 2840.7254 | 1819.0583 | 12421.4979 | 17179.5559 | 0 | 0 | 17179.5559 | 0.02453%
2026 | 237 | 237-28F | Tier-2 | Tier-2---7 | 5--5 | 13 | 100% | 276.8464 | 89.51% | 9.983% | 0.5111% | 12.2658 | 0 | 0 | 12.2658 | 0 | 11.7007 | 5.0845 | 2.3013 | 11.7007 | 5.0845 | 2.3013 | 12.3259 | 5.3561 | 2.3013 | 4.431% | 0.10804 | 0.1027 | 2562.3441 | 370.7553 | 259.1168 | 1932.4719 | 2576.3477 | 0 | 0 | 2576.3477 | 0.002575%
2026 | 237 | 237-2R | Tier-3 | Tier-3---2 | 5--5 | 165 | 100% | 3287.5739 | 91.84% | 7.803% | 0.3572% | 149.4548 | 0 | 0 | 149.4548 | 0 | 142.5697 | 64.5335 | 2.2092 | 142.5697 | 64.5335 | 2.2092 | 150.1874 | 67.9816 | 2.2092 | 4.546% | 0.18156 | 0.17257 | 18107.5885 | 3632.5791 | 1358.7984 | 13116.211 | 18184.543 | 0 | 0 | 18184.543 | 0.03137%
2026 | 237 | 237-30R | Tier-3 | Tier-3---1 | 5--5 | 182 | 100% | 6959.5787 | 90.17% | 9.556% | 0.2771% | 310.6253 | 0 | 0 | 310.6253 | 0 | 296.3154 | 71.1824 | 4.1628 | 296.3154 | 71.1824 | 4.1628 | 312.1479 | 74.9858 | 4.1628 | 4.463% | 0.49249 | 0.46811 | 14131.5489 | 2201.6928 | 1248.2128 | 10681.6433 | 14203.9124 | 0 | 0 | 14203.9124 | 0.0652%
2026 | 239 | 239-2207R | Tier-3 | Tier-3---16 | 4--4 | 21 | 100% | 165.8683 | 90.26% | 7.593% | 2.142% | 7.4112 | 0 | 0 | 7.4112 | 0 | 7.0698 | 8.2134 | 0.86076 | 7.0698 | 8.2134 | 0.86076 | 7.4475 | 8.6522 | 0.86076 | 4.468% | 0.078224 | 0.074352 | 2120.4383 | 333.2176 | 179.7389 | 1607.4818 | 2131.1885 | 0 | 0 | 2131.1885 | 0.001556%
2026 | 239 | 239-2211R | Tier-3 | Tier-3---16 | 5--4 | 19 | 100% | 226.1764 | 90.88% | 8.368% | 0.7485% | 10.1751 | 0 | 0 | 10.1751 | 0 | 9.7063 | 7.4311 | 1.3062 | 9.7063 | 7.4311 | 1.3062 | 10.2249 | 7.8282 | 1.3062 | 4.499% | 0.11902 | 0.11313 | 1900.3448 | 281.2109 | 151.0924 | 1468.0415 | 1909.367 | 0 | 0 | 1909.367 | 0.002136%
2026 | 239 | 239-2213R | Tier-3 | Tier-3---15 | 5--4 | 23 | 100% | 215.3295 | 82.04% | 16.39% | 1.578% | 8.744 | 0 | 0 | 8.744 | 0 | 8.3412 | 8.9956 | 0.92725 | 8.3412 | 8.9956 | 0.92725 | 8.7869 | 9.4762 | 0.92725 | 4.061% | 0.1294 | 0.123 | 1664.0021 | 212.2821 | 299.3019 | 1152.4181 | 1679.5697 | 0 | 0 | 1679.5697 | 0.001835%
2026 | 239 | 239-2215R | Tier-3 | Tier-3---10 | 5--5 | 72 | 100% | 915.8385 | 88.22% | 10.91% | 0.8692% | 39.9934 | 0 | 0 | 39.9934 | 0 | 38.151 | 28.1601 | 1.3548 | 38.151 | 28.1601 | 1.3548 | 40.1895 | 29.6647 | 1.3548 | 4.367% | 0.15408 | 0.14645 | 5944.0776 | 898.9932 | 660.8714 | 4384.2129 | 5980.5448 | 0 | 0 | 5980.5448 | 0.008395%
2026 | 239 | 239-2217R | Tier-3 | Tier-3---16 | 4--4 | 17 | 100% | 444.3449 | 30.41% | 68.9% | 0.6851% | 6.6893 | 0 | 0 | 6.6893 | 0 | 6.3811 | 6.6489 | 0.95973 | 6.3811 | 6.6489 | 0.95973 | 6.7221 | 7.0042 | 0.95973 | 1.505% | 0.073205 | 0.069582 | 6069.8378 | 288.4259 | 3924.7521 | 1856.6598 | 6289.8062 | 0 | 0 | 6289.8062 | 0.001404%
2026 | 239 | 239-89R | Tier-3 | Tier-3---17 | 4--4 | 18 | 100% | 82.0466 | 94.42% | 3.771% | 1.81% | 3.8346 | 0 | 0 | 3.8346 | 0 | 3.658 | 7.04 | 0.5196 | 3.658 | 7.04 | 0.5196 | 3.8534 | 7.4162 | 0.5196 | 4.674% | 0.064786 | 0.061579 | 1266.4282 | 154.9054 | 278.3508 | 833.172 | 1270.1091 | 0 | 0 | 1270.1091 | 0.0008049%
2026 | 240 | 240-1028R | Tier-2 | Tier-2---9 | 4--5 | 15 | 100% | 195.1953 | 90.44% | 7.788% | 1.769% | 8.7387 | 0 | 0 | 8.7387 | 0 | 8.3361 | 5.8667 | 1.4209 | 8.3361 | 5.8667 | 1.4209 | 8.7815 | 6.1801 | 1.4209 | 4.477% | 0.045174 | 0.042938 | 4320.9466 | 718.78 | 412.5342 | 3189.6324 | 4342.4545 | 0 | 0 | 4342.4545 | 0.001834%
2026 | 240 | 240-1044 | Tier-3 | Tier-3---16 | 4--4 | 6 | 100% | 119.2796 | 91.6% | 7.213% | 1.188% | 5.4083 | 0 | 0 | 5.4083 | 0 | 5.1592 | 2.3467 | 2.1985 | 5.1592 | 2.3467 | 2.1985 | 5.4348 | 2.4721 | 2.1985 | 4.534% | 0.076308 | 0.072531 | 1563.1261 | 243.3751 | 155.5211 | 1164.2298 | 1569.9649 | 0 | 0 | 1569.9649 | 0.001135%
2026 | 240 | 240-1148 | Tier-3 | Tier-3---17 | 4--4 | 17 | 100% | 81.4187 | 85.86% | 11.44% | 2.706% | 3.4602 | 0 | 0 | 3.4602 | 0 | 3.3008 | 6.6489 | 0.49644 | 3.3008 | 6.6489 | 0.49644 | 3.4771 | 7.0042 | 0.49644 | 4.25% | 0.037482 | 0.035627 | 2172.1964 | 294.7676 | 257.633 | 1619.7958 | 2188.1967 | 0 | 0 | 2188.1967 | 0.0007263%
2026 | 240 | 240-2004R | Tier-3 | Tier-3---12 | 5--5 | 73 | 100% | 772.9985 | 88.27% | 9.933% | 1.797% | 33.7751 | 0 | 0 | 33.7751 | 0 | 32.2191 | 28.5512 | 1.1285 | 32.2191 | 28.5512 | 1.1285 | 33.9406 | 30.0767 | 1.1285 | 4.369% | 0.095775 | 0.091035 | 8070.9504 | 1314.8813 | 873.0539 | 5883.0151 | 8120.2544 | 0 | 0 | 8120.2544 | 0.007089%
2026 | 240 | 240-2006R | Tier-3 | Tier-3---12 | 4--5 | 50 | 100% | 539.6343 | 93.67% | 5.127% | 1.207% | 25.02 | 0 | 0 | 25.02 | 0 | 23.8674 | 19.5556 | 1.2205 | 23.8674 | 19.5556 | 1.2205 | 25.1427 | 20.6005 | 1.2205 | 4.636% | 0.06999 | 0.066526 | 7710.1411 | 1171.5655 | 451.3222 | 6087.2534 | 7735.573 | 0 | 0 | 7735.573 | 0.005252%
2026 | 240 | 240-2032R | Tier-3 | Tier-3---12 | 5--5 | 104 | 100% | 650.049 | 82.45% | 16.15% | 1.395% | 26.5314 | 0 | 0 | 26.5314 | 0 | 25.3092 | 40.6757 | 0.62222 | 25.3092 | 40.6757 | 0.62222 | 26.6615 | 42.849 | 0.62222 | 4.081% | 0.12278 | 0.1167 | 5294.5591 | 720.5691 | 843.0129 | 3730.977 | 5342.9398 | 0 | 0 | 5342.9398 | 0.005569%
2026 | 242 | 242-1426F | Tier-2 | Tier-2---10 | 5--4 | 15 | 100% | 427.3794 | 25.24% | 74.25% | 0.5092% | 5.3405 | 0 | 0 | 5.3405 | 0 | 5.0944 | 5.8667 | 0.86837 | 5.0944 | 5.8667 | 0.86837 | 5.3666 | 6.1801 | 0.86837 | 1.25% | 0.10724 | 0.10194 | 3985.1049 | 204.0417 | 2738.8493 | 1042.2139 | 4140.2501 | 0 | 0 | 4140.2501 | 0.001121%
2026 | 246 | 246-34R | Tier-3 | Tier-3---12 | 4--5 | 71 | 100% | 673.2377 | 73.17% | 25.57% | 1.264% | 24.3835 | 0 | 0 | 24.3835 | 0 | 23.2602 | 27.769 | 0.83763 | 23.2602 | 27.769 | 0.83763 | 24.5031 | 29.2527 | 0.83763 | 3.622% | 0.070488 | 0.066999 | 9551.097 | 1283.5559 | 2416.0529 | 5851.4883 | 9684.5582 | 0 | 0 | 9684.5582 | 0.005118%
2026 | 247 | 247-46 | Tier-3 | Tier-3---16 | 4--5 | 33 | 100% | 297.9922 | 66.6% | 32.06% | 1.34% | 9.8236 | 0 | 0 | 9.8236 | 0 | 9.371 | 12.9067 | 0.72606 | 9.371 | 12.9067 | 0.72606 | 9.8717 | 13.5963 | 0.72606 | 3.297% | 0.045228 | 0.04299 | 6588.6081 | 720.5327 | 2027.5414 | 3840.534 | 6703.2179 | 0 | 0 | 6703.2179 | 0.002062%
2026 | 247 | 247-48 | Tier-2 | Tier-2---16 | 3--3 | 2 | 100% | 19.6012 | 90.45% | 8.053% | 1.494% | 0.87763 | 0 | 0 | 0.87763 | 0 | 0.8372 | 0.78222 | 1.0703 | 0.8372 | 0.78222 | 1.0703 | 0.88193 | 0.82402 | 1.0703 | 4.477% | 0.026216 | 0.024918 | 747.6923 | 111.2463 | 59.7602 | 576.6859 | 751.4096 | 0 | 0 | 751.4096 | 0.0001842%
2026 | 249 | 249-24R | Tier-3 | Tier-3---12 | 5--5 | 99 | 100% | 678.7483 | 77.57% | 20.95% | 1.472% | 26.063 | 0 | 0 | 26.063 | 0 | 24.8623 | 38.7201 | 0.6421 | 24.8623 | 38.7201 | 0.6421 | 26.1908 | 40.789 | 0.6421 | 3.84% | 0.10094 | 0.09594 | 6724.4875 | 983.1026 | 1380.1319 | 4361.253 | 6803.0261 | 0 | 0 | 6803.0261 | 0.005471%
2026 | 252 | 252-129 | Tier-2 | Tier-2---18 | 3--3 | 3 | 100% | 18.3528 | 64.84% | 17.74% | 17.42% | 0.58905 | 0 | 0 | 0.58905 | 0 | 0.56191 | 1.1733 | 0.4789 | 0.56191 | 1.1733 | 0.4789 | 0.59193 | 1.236 | 0.4789 | 3.21% | 0.02391 | 0.022726 | 767.5898 | 85.4984 | 240.0519 | 442.0395 | 781.6449 | 0 | 0 | 781.6449 | 0.0001236%
2026 | 283 | 283-55R | Tier-3 | Tier-3---9 | 5--5 | 29 | 100% | 691.0798 | 89.15% | 10.28% | 0.5685% | 30.4985 | 0 | 0 | 30.4985 | 0 | 29.0935 | 11.3423 | 2.5651 | 29.0935 | 11.3423 | 2.5651 | 30.648 | 11.9483 | 2.5651 | 4.413% | 0.20157 | 0.19159 | 3428.458 | 524.1491 | 347.4063 | 2556.9026 | 3447.8217 | 0 | 0 | 3447.8217 | 0.006402%
2026 | 283 | 283-71F | Tier-3 | Tier-3---13 | 5--4 | 40 | 100% | 488.2766 | 50.8% | 48.52% | 0.6792% | 12.2794 | 0 | 0 | 12.2794 | 0 | 11.7137 | 15.6445 | 0.74874 | 11.7137 | 15.6445 | 0.74874 | 12.3396 | 16.4804 | 0.74874 | 2.515% | 0.19011 | 0.1807 | 2568.3277 | 217.0861 | 1132.2268 | 1219.0148 | 2634.1276 | 0 | 0 | 2634.1276 | 0.002577%
2026 | 300 | 300-484F | Tier-2 | Tier-2---9 | 4--5 | 3 | 100% | 230.1484 | 75.7% | 22.04% | 2.261% | 8.6234 | 0 | 0 | 8.6234 | 0 | 8.2262 | 1.1733 | 7.0109 | 8.2262 | 1.1733 | 7.0109 | 8.6657 | 1.236 | 7.0109 | 3.747% | 0.039922 | 0.037946 | 5764.9522 | 606.5801 | 1692.4173 | 3465.9548 | 5837.922 | 0 | 0 | 5837.922 | 0.00181%
2026 | 307 | 307-1538F | Tier-2 | Tier-2---7 | 5--5 | 7 | 100% | 433.4142 | 51.51% | 48.13% | 0.3587% | 11.0514 | 0 | 0 | 11.0514 | 0 | 10.5423 | 2.7378 | 3.8507 | 10.5423 | 2.7378 | 3.8507 | 11.1056 | 2.8841 | 3.8507 | 2.55% | 0.10098 | 0.09598 | 4292.1557 | 366.942 | 1865.6861 | 2059.5276 | 4400.5386 | 0 | 0 | 4400.5386 | 0.00232%
2026 | 307 | 307-234R | Tier-2 | Tier-2---4 | 5--5 | 26 | 100% | 684.1346 | 69.69% | 29.83% | 0.4763% | 23.6004 | 0 | 0 | 23.6004 | 0 | 22.5131 | 10.1689 | 2.2139 | 22.5131 | 10.1689 | 2.2139 | 23.716 | 10.7123 | 2.2139 | 3.45% | 0.11001 | 0.10456 | 6219.0213 | 711.7212 | 1737.152 | 3770.148 | 6317.1866 | 0 | 0 | 6317.1866 | 0.004954%
2026 | 311 | 311-1163F | Tier-2 | Tier-2---18 | 3--3 | 2 | 100% | 23.154 | 70.13% | 28.81% | 1.065% | 0.80378 | 0 | 0 | 0.80378 | 0 | 0.76675 | 0.78222 | 0.98021 | 0.76675 | 0.78222 | 0.98021 | 0.80772 | 0.82402 | 0.98021 | 3.471% | 0.018623 | 0.017701 | 1243.3167 | 81.357 | 709.3756 | 452.5841 | 1262.6574 | 0 | 0 | 1262.6574 | 0.0001687%
2026 | 311 | 311-14R | Tier-2 | Tier-2---14 | 3--4 | 4 | 100% | 246.05 | 7.341% | 92.49% | 0.1658% | 0.89405 | 0 | 0 | 0.89405 | 0 | 0.85286 | 1.5644 | 0.54515 | 0.85286 | 1.5644 | 0.54515 | 0.89843 | 1.648 | 0.54515 | 0.3634% | 0.018935 | 0.017998 | 12994.1779 | 107.2013 | 11392.857 | 1494.1196 | 13621.2122 | 0 | 0 | 13621.2122 | 0.0001877%
2026 | 350 | 350-2182R | Tier-2 | Tier-2---13 | 4--3 | 1 | 100% | 36.1393 | 94.02% | 5.411% | 0.5649% | 1.682 | 0 | 0 | 1.682 | 0 | 1.6045 | 0.39111 | 4.1024 | 1.6045 | 0.39111 | 4.1024 | 1.6902 | 0.41201 | 4.1024 | 4.654% | 0.068991 | 0.065576 | 523.8262 | 80.2912 | 27.7458 | 415.7892 | 525.4565 | 0 | 0 | 525.4565 | 0.000353%
2026 | 350 | 350-2188R | Tier-2 | Tier-2---5 | 5--5 | 138 | 100% | 752.4795 | 78.87% | 19.12% | 2.014% | 29.3759 | 0 | 0 | 29.3759 | 0 | 28.0226 | 53.9735 | 0.51919 | 28.0226 | 53.9735 | 0.51919 | 29.5199 | 56.8574 | 0.51919 | 3.904% | 0.15121 | 0.14373 | 4976.3874 | 631.9786 | 954.5279 | 3389.8809 | 5031.1577 | 0 | 0 | 5031.1577 | 0.006166%
2026 | 350 | 350-2192R | Tier-2 | Tier-2---2 | 5--5 | 245 | 100% | 2025.3012 | 87.53% | 11.37% | 1.097% | 87.7486 | 0 | 0 | 87.7486 | 0 | 83.7062 | 95.8225 | 0.87356 | 83.7062 | 95.8225 | 0.87356 | 88.1788 | 100.9424 | 0.87356 | 4.333% | 0.18928 | 0.17991 | 10700.2197 | 1640.6573 | 1261.0201 | 7798.5423 | 10769.7208 | 0 | 0 | 10769.7208 | 0.01842%
2026 | 350 | 350-2196R | Tier-2 | Tier-2---5 | 5--5 | 229 | 100% | 1111.1446 | 85.23% | 12.69% | 2.072% | 46.8801 | 0 | 0 | 46.8801 | 0 | 44.7204 | 89.5647 | 0.49931 | 44.7204 | 89.5647 | 0.49931 | 47.1099 | 94.3502 | 0.49931 | 4.219% | 0.19915 | 0.18929 | 5579.5197 | 797.1006 | 755.2806 | 4027.1385 | 5622.4251 | 0 | 0 | 5622.4251 | 0.00984%
2026 | 350 | 350-2201R | Tier-3 | Tier-3---4 | 5--5 | 92 | 100% | 1600.0661 | 94.09% | 5.343% | 0.5699% | 74.5202 | 0 | 0 | 74.5202 | 0 | 71.0872 | 35.9823 | 1.9756 | 71.0872 | 35.9823 | 1.9756 | 74.8855 | 37.9049 | 1.9756 | 4.657% | 0.1241 | 0.11796 | 12893.008 | 2307.4254 | 698.8971 | 9886.6855 | 12932.7085 | 0 | 0 | 12932.7085 | 0.01564%
2026 | 350 | 350-41R | Tier-2 | Tier-2---3 | 5--5 | 107 | 100% | 1428.3995 | 91.38% | 7.839% | 0.7806% | 64.611 | 0 | 0 | 64.611 | 0 | 61.6345 | 41.849 | 1.4728 | 61.6345 | 41.849 | 1.4728 | 64.9277 | 44.085 | 1.4728 | 4.523% | 0.12896 | 0.12258 | 11076.0411 | 1996.9228 | 1010.9834 | 8068.135 | 11125.7625 | 0 | 0 | 11125.7625 | 0.01356%
2026 | 351 | 351-819R | Tier-2 | Tier-2---1 | 5--5 | 58 | 100% | 2090.3176 | 91.75% | 7.875% | 0.3732% | 94.9359 | 0 | 0 | 94.9359 | 0 | 90.5624 | 22.6845 | 3.9923 | 90.5624 | 22.6845 | 3.9923 | 95.4012 | 23.8966 | 3.9923 | 4.542% | 0.14376 | 0.13664 | 14540.4698 | 3135.0555 | 1103.9508 | 10301.4635 | 14602.9309 | 0 | 0 | 14602.9309 | 0.01993%
2026 | 351 | 351-871R | Tier-3 | Tier-3---6 | 5--5 | 22 | 100% | 781.5367 | 96.92% | 2.713% | 0.3715% | 37.493 | 0 | 0 | 37.493 | 0 | 35.7658 | 8.6045 | 4.1567 | 35.7658 | 8.6045 | 4.1567 | 37.6768 | 9.0642 | 4.1567 | 4.797% | 0.11468 | 0.109 | 6814.8869 | 1079.7555 | 189.4866 | 5545.6448 | 6825.8322 | 0 | 0 | 6825.8322 | 0.00787%
2026 | 352 | 352-27R | Tier-3 | Tier-3---2 | 5--5 | 76 | 100% | 1835.8142 | 93.66% | 5.876% | 0.4611% | 85.1138 | 0 | 0 | 85.1138 | 0 | 81.1928 | 29.7245 | 2.7315 | 81.1928 | 29.7245 | 2.7315 | 85.531 | 31.3127 | 2.7315 | 4.636% | 0.11814 | 0.11229 | 15539.9427 | 3024.467 | 902.1857 | 11613.29 | 15591.2308 | 0 | 0 | 15591.2308 | 0.01787%
2026 | 353 | 353-1429R | Tier-2 | Tier-2---6 | 5--5 | 40 | 100% | 1003.2846 | 77.44% | 22.07% | 0.495% | 38.4564 | 0 | 0 | 38.4564 | 0 | 36.6848 | 15.6445 | 2.3449 | 36.6848 | 15.6445 | 2.3449 | 38.6449 | 16.4804 | 2.3449 | 3.833% | 0.12141 | 0.1154 | 8263.4579 | 1440.9039 | 1734.7877 | 5087.7663 | 8360.5633 | 0 | 0 | 8360.5633 | 0.008072%
2026 | 353 | 353-593F | Tier-2 | Tier-2---7 | 5--5 | 7 | 100% | 254.848 | 92.09% | 7.347% | 0.5637% | 11.617 | 0 | 0 | 11.617 | 0 | 11.0819 | 2.7378 | 4.0477 | 11.0819 | 2.7378 | 4.0477 | 11.674 | 2.8841 | 4.0477 | 4.558% | 0.10537 | 0.10016 | 2418.5368 | 364.9212 | 170.4852 | 1883.1304 | 2428.5005 | 0 | 0 | 2428.5005 | 0.002438%
2026 | 353 | 353-594F | Tier-2 | Tier-2---7 | 5--5 | 1 | 100% | 200.2632 | 99.27% | 0.3225% | 0.4078% | 9.8406 | 0 | 0 | 9.8406 | 0 | 9.3873 | 0.39111 | 24.0015 | 9.3873 | 0.39111 | 24.0015 | 9.8889 | 0.41201 | 24.0015 | 4.914% | 0.10216 | 0.097099 | 1960.3623 | 318.7574 | 13.0779 | 1628.5269 | 1961.1078 | 0 | 0 | 1961.1078 | 0.002066%
2026 | 353 | 353-900F | Tier-2 | Tier-2---8 | 5--5 | 7 | 100% | 371.854 | 40.83% | 58.99% | 0.1797% | 7.5153 | 0 | 0 | 7.5153 | 0 | 7.1691 | 2.7378 | 2.6186 | 7.1691 | 2.7378 | 2.6186 | 7.5522 | 2.8841 | 2.6186 | 2.021% | 0.10085 | 0.09586 | 3687.104 | 250.2733 | 1989.9286 | 1446.9021 | 3800.7218 | 0 | 0 | 3800.7218 | 0.001577%
2026 | 353 | 353-901F | Tier-2 | Tier-2---4 | 5--5 | 23 | 100% | 613.1191 | 58.62% | 41.08% | 0.303% | 17.7913 | 0 | 0 | 17.7913 | 0 | 16.9717 | 8.9956 | 1.8867 | 16.9717 | 8.9956 | 1.8867 | 17.8785 | 9.4762 | 1.8867 | 2.902% | 0.10618 | 0.10093 | 5774.1958 | 681.1246 | 2172.7932 | 2920.278 | 5898.6241 | 0 | 0 | 5898.6241 | 0.003734%
2026 | 353 | 353-902F | Tier-2 | Tier-2---11 | 5--3 | 1 | 100% | 194.7859 | 13.28% | 86.55% | 0.1681% | 1.2803 | 0 | 0 | 1.2803 | 0 | 1.2213 | 0.39111 | 3.1226 | 1.2213 | 0.39111 | 3.1226 | 1.2866 | 0.41201 | 3.1226 | 0.6573% | 0.098854 | 0.093961 | 1970.4401 | 45.5501 | 1554.0368 | 370.8532 | 2059.4308 | 0 | 0 | 2059.4308 | 0.0002687%
2026 | 353 | 353-904R | Tier-2 | Tier-2---3 | 5--5 | 42 | 100% | 1250.3913 | 94% | 5.586% | 0.417% | 58.1788 | 0 | 0 | 58.1788 | 0 | 55.4987 | 16.4267 | 3.3786 | 55.4987 | 16.4267 | 3.3786 | 58.464 | 17.3044 | 3.3786 | 4.653% | 0.12577 | 0.11955 | 9941.809 | 1678.6898 | 757.2282 | 7505.891 | 9972.8894 | 0 | 0 | 9972.8894 | 0.01221%
2026 | 354 | 354-1706R | Tier-2 | Tier-2---1 | 5--5 | 121 | 100% | 2161.9809 | 92.27% | 7.167% | 0.5599% | 98.7488 | 0 | 0 | 98.7488 | 0 | 94.1997 | 47.3246 | 1.9905 | 94.1997 | 47.3246 | 1.9905 | 99.2329 | 49.8532 | 1.9905 | 4.568% | 0.13939 | 0.13249 | 15510.3907 | 2900.5229 | 1230.7208 | 11379.147 | 15572.8049 | 0 | 0 | 15572.8049 | 0.02073%
2026 | 354 | 354-24AE | Tier-2 | Tier-2---4 | 4--5 | 15 | 100% | 742.9911 | 44.89% | 54.76% | 0.3554% | 16.5081 | 0 | 0 | 16.5081 | 0 | 15.7476 | 5.8667 | 2.6842 | 15.7476 | 5.8667 | 2.6842 | 16.589 | 6.1801 | 2.6842 | 2.222% | 0.080555 | 0.076567 | 9223.4472 | 670.0529 | 4646.9314 | 3906.4629 | 9488.1816 | 0 | 0 | 9488.1816 | 0.003465%
2026 | 355 | 355-41R | Tier-2 | Tier-2---6 | 4--5 | 64 | 100% | 876.3288 | 87.46% | 12.04% | 0.4997% | 37.9373 | 0 | 0 | 37.9373 | 0 | 36.1896 | 25.0312 | 1.4458 | 36.1896 | 25.0312 | 1.4458 | 38.1233 | 26.3686 | 1.4458 | 4.329% | 0.092253 | 0.087687 | 9499.1702 | 1363.9545 | 1082.9983 | 7052.2174 | 9561.2206 | 0 | 0 | 9561.2206 | 0.007963%
2026 | 355 | 355-6R | Tier-2 | Tier-2---7 | 4--5 | 16 | 100% | 466.648 | 28.63% | 71.11% | 0.2566% | 6.6138 | 0 | 0 | 6.6138 | 0 | 6.3091 | 6.2578 | 1.0082 | 6.3091 | 6.2578 | 1.0082 | 6.6462 | 6.5922 | 1.0082 | 1.417% | 0.074333 | 0.070654 | 6277.8037 | 297.3578 | 4112.2061 | 1868.2398 | 6511.1291 | 0 | 0 | 6511.1291 | 0.001388%
2026 | 356 | 356-16R | Tier-2 | Tier-2---4 | 4--5 | 50 | 100% | 692.7279 | 85.74% | 13.66% | 0.5932% | 29.4011 | 0 | 0 | 29.4011 | 0 | 28.0467 | 19.5556 | 1.4342 | 28.0467 | 19.5556 | 1.4342 | 29.5452 | 20.6005 | 1.4342 | 4.244% | 0.090754 | 0.086262 | 7633.0284 | 1263.3568 | 1174.8968 | 5194.7749 | 7689.7037 | 0 | 0 | 7689.7037 | 0.006171%
2026 | 356 | 356-19R | Tier-3 | Tier-3---8 | 5--5 | 140 | 100% | 2142.9106 | 83.66% | 15.67% | 0.6694% | 88.7415 | 0 | 0 | 88.7415 | 0 | 84.6534 | 54.7557 | 1.546 | 84.6534 | 54.7557 | 1.546 | 89.1765 | 57.6814 | 1.546 | 4.141% | 0.16775 | 0.15945 | 12774.1099 | 1993.4622 | 1945.7185 | 8834.9292 | 12882.8117 | 0 | 0 | 12882.8117 | 0.01863%
2026 | 356 | 356-30AE | Tier-3 | Tier-3---6 | 5--5 | 92 | 100% | 1548.5525 | 73.09% | 26.03% | 0.8808% | 56.0222 | 0 | 0 | 56.0222 | 0 | 53.4413 | 35.9823 | 1.4852 | 53.4413 | 35.9823 | 1.4852 | 56.2968 | 37.9049 | 1.4852 | 3.618% | 0.14106 | 0.13408 | 10978.0949 | 1533.3184 | 2733.1665 | 6711.61 | 11131.9717 | 0 | 0 | 11131.9717 | 0.01176%
2026 | 357 | 357-1147R | Tier-2 | Tier-2---10 | 5--4 | 5 | 100% | 122.889 | 90.67% | 8.71% | 0.6166% | 5.5157 | 0 | 0 | 5.5157 | 0 | 5.2616 | 1.9556 | 2.6906 | 5.2616 | 1.9556 | 2.6906 | 5.5427 | 2.06 | 2.6906 | 4.488% | 0.14287 | 0.1358 | 860.1588 | 128.3592 | 73.5961 | 658.2035 | 864.3366 | 0 | 0 | 864.3366 | 0.001158%
2026 | 357 | 357-1299R | Tier-3 | Tier-3---9 | 5--5 | 11 | 100% | 500.7555 | 96.82% | 2.879% | 0.2981% | 24 | 0 | 0 | 24 | 0 | 22.8944 | 4.3022 | 5.3215 | 22.8944 | 4.3022 | 5.3215 | 24.1176 | 4.5321 | 5.3215 | 4.793% | 0.2409 | 0.22898 | 2078.6481 | 381.924 | 60.0907 | 1636.6334 | 2082.0868 | 0 | 0 | 2082.0868 | 0.005038%
2026 | 357 | 357-2047F | Tier-2 | Tier-2---10 | 5--4 | 3 | 100% | 117.0163 | 66.86% | 32.9% | 0.2354% | 3.8728 | 0 | 0 | 3.8728 | 0 | 3.6944 | 1.1733 | 3.1486 | 3.6944 | 1.1733 | 3.1486 | 3.8918 | 1.236 | 3.1486 | 3.31% | 0.14128 | 0.13429 | 828.2369 | 91.3768 | 250.8108 | 486.0494 | 842.5305 | 0 | 0 | 842.5305 | 0.0008129%
2026 | 357 | 357-2049F | Tier-3 | Tier-3---8 | 5--5 | 84 | 100% | 1568.933 | 87.25% | 12.44% | 0.3075% | 67.7587 | 0 | 0 | 67.7587 | 0 | 64.6372 | 32.8534 | 1.9674 | 64.6372 | 32.8534 | 1.9674 | 68.0909 | 34.6088 | 1.9674 | 4.319% | 0.18286 | 0.17381 | 8579.8277 | 1438.1344 | 1001.8193 | 6139.874 | 8636.8059 | 0 | 0 | 8636.8059 | 0.01422%
2026 | 357 | 357-45R | Tier-3 | Tier-3---8 | 5--5 | 116 | 100% | 2182.2622 | 79.98% | 19.64% | 0.3802% | 86.3975 | 0 | 0 | 86.3975 | 0 | 82.4174 | 45.369 | 1.8166 | 82.4174 | 45.369 | 1.8166 | 86.821 | 47.7931 | 1.8166 | 3.959% | 0.18538 | 0.1762 | 11771.8449 | 1935.5654 | 2204.1059 | 7632.1736 | 11894.5692 | 0 | 0 | 11894.5692 | 0.01813%
2026 | 357 | 357-50R | Tier-3 | Tier-3---4 | 5--5 | 116 | 100% | 1441.553 | 79.05% | 20.4% | 0.5522% | 56.4096 | 0 | 0 | 56.4096 | 0 | 53.8109 | 45.369 | 1.1861 | 53.8109 | 45.369 | 1.1861 | 56.6861 | 47.7931 | 1.1861 | 3.913% | 0.14913 | 0.14175 | 9666.6259 | 1487.063 | 1867.4945 | 6312.0683 | 9772.0779 | 0 | 0 | 9772.0779 | 0.01184%
2026 | 357 | 357-750R | Tier-2 | Tier-2---2 | 5--5 | 94 | 100% | 1439.7107 | 82.49% | 17.1% | 0.4096% | 58.7853 | 0 | 0 | 58.7853 | 0 | 56.0772 | 36.7645 | 1.5253 | 56.0772 | 36.7645 | 1.5253 | 59.0734 | 38.7289 | 1.5253 | 4.083% | 0.171 | 0.16254 | 8419.2134 | 1423.2143 | 1353.8833 | 5642.1158 | 8495.9978 | 0 | 0 | 8495.9978 | 0.01234%
2026 | 358 | 358-1175F | Tier-2 | Tier-2---11 | 5--3 | 4 | 100% | 71.8528 | 77.22% | 22.39% | 0.388% | 2.7465 | 0 | 0 | 2.7465 | 0 | 2.6199 | 1.5644 | 1.6747 | 2.6199 | 1.5644 | 1.6747 | 2.7599 | 1.648 | 1.6747 | 3.822% | 0.14195 | 0.13492 | 506.195 | 64.3327 | 105.8745 | 335.9879 | 512.2005 | 0 | 0 | 512.2005 | 0.0005765%
2026 | 358 | 358-33 | Tier-3 | Tier-3---15 | 5--4 | 3 | 100% | 117.3196 | 96.19% | 3.458% | 0.3548% | 5.5859 | 0 | 0 | 5.5859 | 0 | 5.3286 | 1.1733 | 4.5414 | 5.3286 | 1.1733 | 4.5414 | 5.6133 | 1.236 | 4.5414 | 4.761% | 0.14298 | 0.1359 | 820.5581 | 159.8188 | 30.1137 | 630.6255 | 822.1875 | 0 | 0 | 822.1875 | 0.001172%
2026 | 358 | 358-682F | Tier-3 | Tier-3---3 | 5--5 | 99 | 100% | 3753.9781 | 86.22% | 13.57% | 0.2039% | 160.2214 | 0 | 0 | 160.2214 | 0 | 152.8404 | 38.7201 | 3.9473 | 152.8404 | 38.7201 | 3.9473 | 161.0068 | 40.789 | 3.9473 | 4.268% | 0.54241 | 0.51556 | 6920.8673 | 1067.6333 | 861.2358 | 4991.9981 | 6970.5225 | 0 | 0 | 6970.5225 | 0.03363%
2026 | 387 | 387-15 | Tier-3 | Tier-3---16 | 4--5 | 4 | 100% | 365.4778 | 57.25% | 41.73% | 1.017% | 10.3576 | 0 | 0 | 10.3576 | 0 | 9.8804 | 1.5644 | 6.3156 | 9.8804 | 1.5644 | 6.3156 | 10.4083 | 1.648 | 6.3156 | 2.834% | 0.072601 | 0.069007 | 5034.0466 | 537.3079 | 1996.9235 | 2499.8151 | 5146.1153 | 0 | 0 | 5146.1153 | 0.002174%
2026 | 393 | 393-14R | Tier-2 | Tier-2---10 | 5--4 | 2 | 100% | 777.0926 | 5.544% | 94.24% | 0.2191% | 2.1327 | 0 | 0 | 2.1327 | 0 | 2.0344 | 0.78222 | 2.6008 | 2.0344 | 0.78222 | 2.6008 | 2.1431 | 0.82402 | 2.6008 | 0.2744% | 0.10079 | 0.095804 | 7709.7876 | 115.9827 | 6667.436 | 926.369 | 8089.036 | 0 | 0 | 8089.036 | 0.0004476%
2026 | 396 | 396-699R | Tier-2 | Tier-2---5 | 5--5 | 65 | 100% | 888.3486 | 59.21% | 39.34% | 1.447% | 26.0383 | 0 | 0 | 26.0383 | 0 | 24.8387 | 25.4223 | 0.97705 | 24.8387 | 25.4223 | 0.97705 | 26.1659 | 26.7806 | 0.97705 | 2.931% | 0.15664 | 0.14888 | 5671.3841 | 668.179 | 2146.3409 | 2856.8642 | 5791.8474 | 0 | 0 | 5791.8474 | 0.005465%
2026 | 411 | 411-1873R | Tier-2 | Tier-2---7 | 4--5 | 21 | 100% | 340.3229 | 88.45% | 9.585% | 1.967% | 14.8999 | 0 | 0 | 14.8999 | 0 | 14.2135 | 8.2134 | 1.7305 | 14.2135 | 8.2134 | 1.7305 | 14.973 | 8.6522 | 1.7305 | 4.378% | 0.04682 | 0.044503 | 7268.7189 | 1142.008 | 975.4979 | 5151.213 | 7312.4483 | 0 | 0 | 7312.4483 | 0.003128%
2026 | 411 | 411-30R | Tier-3 | Tier-3---6 | 5--5 | 90 | 100% | 1028.3805 | 90.72% | 7.641% | 1.643% | 46.1788 | 0 | 0 | 46.1788 | 0 | 44.0515 | 35.2001 | 1.2515 | 44.0515 | 35.2001 | 1.2515 | 46.4052 | 37.0809 | 1.2515 | 4.49% | 0.10309 | 0.09799 | 9975.2889 | 1901.318 | 929.458 | 7144.5129 | 10023.5186 | 0 | 0 | 10023.5186 | 0.009693%
2026 | 411 | 411-47R | Tier-2 | Tier-2---9 | 4--5 | 2 | 100% | 334.7019 | 84.13% | 13.18% | 2.693% | 13.9384 | 0 | 0 | 13.9384 | 0 | 13.2963 | 0.78222 | 16.9981 | 13.2963 | 0.78222 | 16.9981 | 14.0068 | 0.82402 | 16.9981 | 4.164% | 0.063274 | 0.060142 | 5289.7062 | 845.5012 | 1035.5091 | 3408.6958 | 5333.4243 | 0 | 0 | 5333.4243 | 0.002926%
2026 | 441 | 441-23R | Tier-3 | Tier-3---11 | 5--4 | 15 | 100% | 647.4088 | 86.44% | 13.14% | 0.4218% | 27.7015 | 0 | 0 | 27.7015 | 0 | 26.4253 | 5.8667 | 4.5043 | 26.4253 | 5.8667 | 4.5043 | 27.8373 | 6.1801 | 4.5043 | 4.279% | 0.54783 | 0.52071 | 1181.7687 | 148.5478 | 135.1005 | 898.1204 | 1190.1135 | 0 | 0 | 1190.1135 | 0.005815%
2026 | 441 | 441-279R | Tier-3 | Tier-3---18 | 5--2 | 6 | 100% | 161.5568 | 69.39% | 29.65% | 0.9602% | 5.5494 | 0 | 0 | 5.5494 | 0 | 5.2937 | 2.3467 | 2.2559 | 5.2937 | 2.3467 | 2.2559 | 5.5766 | 2.4721 | 2.2559 | 3.435% | 0.53527 | 0.50877 | 301.8227 | 28.024 | 73.3421 | 200.4565 | 306.6336 | 0 | 0 | 306.6336 | 0.001165%
2026 | 441 | 441-27R | Tier-3 | Tier-3---9 | 5--4 | 27 | 100% | 878.0372 | 89.43% | 10.14% | 0.4287% | 38.8687 | 0 | 0 | 38.8687 | 0 | 37.0781 | 10.56 | 3.5112 | 37.0781 | 10.56 | 3.5112 | 39.0593 | 11.1243 | 3.5112 | 4.427% | 0.55752 | 0.52992 | 1574.8947 | 207.3126 | 146.5629 | 1221.0192 | 1583.5641 | 0 | 0 | 1583.5641 | 0.008159%
2026 | 441 | 441-30R | Tier-3 | Tier-3---9 | 5--4 | 26 | 100% | 950.7549 | 92.15% | 7.507% | 0.3471% | 43.3661 | 0 | 0 | 43.3661 | 0 | 41.3683 | 10.1689 | 4.0681 | 41.3683 | 10.1689 | 4.0681 | 43.5786 | 10.7123 | 4.0681 | 4.561% | 0.55519 | 0.52771 | 1712.4757 | 231.3815 | 120.1168 | 1360.9775 | 1719.4801 | 0 | 0 | 1719.4801 | 0.009103%
2026 | 442 | 442-16R | Tier-3 | Tier-3---14 | 5--3 | 26 | 100% | 453.4046 | 84.5% | 14% | 1.497% | 18.9645 | 0 | 0 | 18.9645 | 0 | 18.0908 | 10.1689 | 1.779 | 18.0908 | 10.1689 | 1.779 | 19.0574 | 10.7123 | 1.779 | 4.183% | 0.45792 | 0.43525 | 990.1415 | 105.6368 | 130.7729 | 753.7318 | 998.1347 | 0 | 0 | 998.1347 | 0.003981%
2026 | 442 | 442-46R | Tier-3 | Tier-3---19 | 5--1 | 1 | 100% | 85.0858 | 0.5117% | 99.4% | 0.08534% | 0.021553 | 0 | 0 | 0.021553 | 0 | 0.02056 | 0.39111 | 0.052568 | 0.02056 | 0.39111 | 0.052568 | 0.021658 | 0.41201 | 0.052568 | 0.02533% | 0.35092 | 0.33355 | 242.465 | 0.40496 | 218.5335 | 23.5266 | 255.0274 | 0 | 0 | 255.0274 | 4.524e-06%
2026 | 442 | 442-509R | Tier-3 | Tier-3---15 | 5--3 | 31 | 100% | 278.3023 | 54.83% | 44.11% | 1.062% | 7.5527 | 0 | 0 | 7.5527 | 0 | 7.2048 | 12.1245 | 0.59423 | 7.2048 | 12.1245 | 0.59423 | 7.5897 | 12.7723 | 0.59423 | 2.714% | 0.36954 | 0.35125 | 753.0994 | 59.1542 | 305.0958 | 388.8494 | 770.8168 | 0 | 0 | 770.8168 | 0.001585%
2026 | 442 | 442-525 | Tier-3 | Tier-3---18 | 5--2 | 22 | 100% | 299.6774 | 27.82% | 71.36% | 0.8189% | 4.1268 | 0 | 0 | 4.1268 | 0 | 3.9367 | 8.6045 | 0.45751 | 3.9367 | 8.6045 | 0.45751 | 4.147 | 9.0642 | 0.45751 | 1.377% | 0.36155 | 0.34365 | 828.8663 | 34.3592 | 535.1133 | 259.3938 | 860.0234 | 0 | 0 | 860.0234 | 0.0008662%
2026 | 442 | 442-728R | Tier-3 | Tier-3---5 | 5--5 | 161 | 100% | 2907.2477 | 55.16% | 44.36% | 0.4825% | 79.3812 | 0 | 0 | 79.3812 | 0 | 75.7243 | 62.9691 | 1.2026 | 75.7243 | 62.9691 | 1.2026 | 79.7703 | 66.3336 | 1.2026 | 2.73% | 0.35802 | 0.3403 | 8120.3954 | 853.7381 | 3313.1015 | 3953.5558 | 8310.0172 | 0 | 0 | 8310.0172 | 0.01666%
2026 | 442 | 442-729 | Tier-3 | Tier-3---15 | 5--3 | 14 | 100% | 182.1056 | 87.18% | 11.88% | 0.9486% | 7.8582 | 0 | 0 | 7.8582 | 0 | 7.4961 | 5.4756 | 1.369 | 7.4961 | 5.4756 | 1.369 | 7.8967 | 5.7681 | 1.369 | 4.315% | 0.36059 | 0.34274 | 505.0174 | 48.5793 | 97.3314 | 359.1067 | 508.3904 | 0 | 0 | 508.3904 | 0.001649%
2026 | 442 | 442-758F | Tier-3 | Tier-3---18 | 5--2 | 1 | 100% | 96.5341 | 94% | 5.101% | 0.8948% | 4.4919 | 0 | 0 | 4.4919 | 0 | 4.285 | 0.39111 | 10.9559 | 4.285 | 0.39111 | 10.9559 | 4.5139 | 0.41201 | 10.9559 | 4.653% | 0.35119 | 0.3338 | 274.8807 | 37.0629 | 13.3172 | 224.5005 | 275.739 | 0 | 0 | 275.739 | 0.0009429%
2026 | 442 | 442-764R | Tier-3 | Tier-3---18 | 5--2 | 12 | 100% | 133.0317 | 69.69% | 29.04% | 1.271% | 4.5888 | 0 | 0 | 4.5888 | 0 | 4.3774 | 4.6933 | 0.93269 | 4.3774 | 4.6933 | 0.93269 | 4.6113 | 4.9441 | 0.93269 | 3.449% | 0.35448 | 0.33694 | 375.2846 | 31.8241 | 102.8444 | 240.6162 | 381.2093 | 0 | 0 | 381.2093 | 0.0009632%
2026 | 442 | 442-780 | Tier-3 | Tier-3---19 | 5--1 | 16 | 100% | 89.5952 | 24.38% | 74.86% | 0.754% | 1.0813 | 0 | 0 | 1.0813 | 0 | 1.0315 | 6.2578 | 0.16484 | 1.0315 | 6.2578 | 0.16484 | 1.0866 | 6.5922 | 0.16484 | 1.207% | 0.34601 | 0.32888 | 258.9415 | 9.1784 | 175.8129 | 73.9502 | 269.1388 | 0 | 0 | 269.1388 | 0.000227%
2026 | 444 | 444-15R | Tier-2 | Tier-2---13 | 5--3 | 13 | 100% | 151.5646 | 92.72% | 4.981% | 2.303% | 6.956 | 0 | 0 | 6.956 | 0 | 6.6355 | 5.0845 | 1.3051 | 6.6355 | 5.0845 | 1.3051 | 6.9901 | 5.3561 | 1.3051 | 4.589% | 0.14886 | 0.14149 | 1018.1622 | 115.1146 | 67.1446 | 835.903 | 1022.0243 | 0 | 0 | 1022.0243 | 0.00146%
2026 | 444 | 444-43R | Tier-2 | Tier-2---5 | 5--5 | 102 | 100% | 962.2981 | 91.92% | 6.922% | 1.16% | 43.7843 | 0 | 0 | 43.7843 | 0 | 41.7673 | 39.8934 | 1.047 | 41.7673 | 39.8934 | 1.047 | 43.999 | 42.025 | 1.047 | 4.55% | 0.2124 | 0.20189 | 4530.5338 | 537.4714 | 429.3017 | 3563.7607 | 4549.6008 | 0 | 0 | 4549.6008 | 0.00919%
2026 | 444 | 444-9R | Tier-2 | Tier-2---11 | 5--3 | 90 | 100% | 323.6995 | 49.46% | 48.19% | 2.343% | 7.9256 | 0 | 0 | 7.9256 | 0 | 7.5605 | 35.2001 | 0.21479 | 7.5605 | 35.2001 | 0.21479 | 7.9644 | 37.0809 | 0.21479 | 2.448% | 0.1488 | 0.14143 | 2175.4322 | 138.2481 | 1034.3801 | 1002.804 | 2232.6859 | 0 | 0 | 2232.6859 | 0.001664%
2026 | 445 | 445-1311R | Tier-3 | Tier-3---5 | 5--5 | 85 | 100% | 2047.0117 | 76.8% | 22.84% | 0.359% | 77.8189 | 0 | 0 | 77.8189 | 0 | 74.2339 | 33.2445 | 2.233 | 74.2339 | 33.2445 | 2.233 | 78.2003 | 35.0208 | 2.233 | 3.802% | 0.53792 | 0.51129 | 3805.4061 | 462.3517 | 801.0027 | 2542.0517 | 3851.3839 | 0 | 0 | 3851.3839 | 0.01633%
2026 | 445 | 445-1315 | Tier-2 | Tier-2---19 | 1--5 | 1 | 100% | 6.5606 | 98.41% | 0% | 1.592% | 0.31958 | 0 | 0 | 0.31958 | 0 | 0.30486 | 0.39111 | 0.77947 | 0.30486 | 0.39111 | 0.77947 | 0.32115 | 0.41201 | 0.77947 | 4.871% | 0.000636 | 0.00060452 | 10315.4535 | 1284.5564 | 1202.7808 | 7828.1163 | 10324.0042 | 0 | 0 | 10324.0042 | 6.708e-05%
2026 | 445 | 445-1323 | Tier-2 | Tier-2---18 | 3--3 | 1 | 100% | 14.3521 | 96.05% | 2.807% | 1.141% | 0.68238 | 0 | 0 | 0.68238 | 0 | 0.65094 | 0.39111 | 1.6643 | 0.65094 | 0.39111 | 1.6643 | 0.68573 | 0.41201 | 1.6643 | 4.755% | 0.025445 | 0.024185 | 564.05 | 80.2453 | 20.4246 | 463.3801 | 565.2098 | 0 | 0 | 565.2098 | 0.0001432%
2026 | 445 | 445-1325F | Tier-2 | Tier-2---2 | 5--4 | 76 | 100% | 1447.5424 | 80.92% | 18.64% | 0.4376% | 57.9841 | 0 | 0 | 57.9841 | 0 | 55.3129 | 29.7245 | 1.8609 | 55.3129 | 29.7245 | 1.8609 | 58.2684 | 31.3127 | 1.8609 | 4.006% | 0.57356 | 0.54517 | 2523.7784 | 315.2588 | 429.2208 | 1779.2988 | 2548.8517 | 0 | 0 | 2548.8517 | 0.01217%
2026 | 445 | 445-17R | Tier-2 | Tier-2---8 | 5--3 | 43 | 100% | 440.7591 | 59.87% | 39.69% | 0.4369% | 13.0625 | 0 | 0 | 13.0625 | 0 | 12.4607 | 16.8178 | 0.74092 | 12.4607 | 16.8178 | 0.74092 | 13.1265 | 17.7164 | 0.74092 | 2.964% | 0.53426 | 0.50782 | 824.9822 | 74.1046 | 294.4492 | 456.4284 | 842.2227 | 0 | 0 | 842.2227 | 0.002742%
2026 | 445 | 445-18R | Tier-2 | Tier-2---2 | 5--5 | 116 | 100% | 2423.1968 | 81.52% | 17.92% | 0.5628% | 97.7815 | 0 | 0 | 97.7815 | 0 | 93.2769 | 45.369 | 2.056 | 93.2769 | 45.369 | 2.056 | 98.2608 | 47.7931 | 2.056 | 4.035% | 0.6048 | 0.57486 | 4006.6402 | 487.3751 | 662.1707 | 2857.0944 | 4045.2006 | 0 | 0 | 4045.2006 | 0.02052%
2026 | 445 | 445-19R | Tier-2 | Tier-2---8 | 5--3 | 65 | 100% | 654.5269 | 59.7% | 39.33% | 0.9775% | 19.3409 | 0 | 0 | 19.3409 | 0 | 18.4499 | 25.4223 | 0.72574 | 18.4499 | 25.4223 | 0.72574 | 19.4357 | 26.7806 | 0.72574 | 2.955% | 0.56527 | 0.53729 | 1157.9013 | 92.6902 | 418.9958 | 646.2153 | 1182.2052 | 0 | 0 | 1182.2052 | 0.00406%
2026 | 445 | 445-39R | Tier-2 | Tier-2---5 | 5--4 | 91 | 100% | 1104.2716 | 59.42% | 40.16% | 0.4235% | 32.4803 | 0 | 0 | 32.4803 | 0 | 30.984 | 35.5912 | 0.87055 | 30.984 | 35.5912 | 0.87055 | 32.6395 | 37.4929 | 0.87055 | 2.941% | 0.48997 | 0.46571 | 2253.7709 | 194.1003 | 866.8973 | 1192.7734 | 2301.3993 | 0 | 0 | 2301.3993 | 0.006818%
2026 | 445 | 445-894R | Tier-2 | Tier-2---5 | 5--4 | 156 | 100% | 1498.1966 | 65.73% | 33.21% | 1.065% | 48.7442 | 0 | 0 | 48.7442 | 0 | 46.4986 | 61.0135 | 0.7621 | 46.4986 | 61.0135 | 0.7621 | 48.9831 | 64.2735 | 0.7621 | 3.254% | 0.63526 | 0.60381 | 2358.411 | 194.1011 | 729.7847 | 1434.5253 | 2400.5046 | 0 | 0 | 2400.5046 | 0.01023%
2026 | 445 | 445-897R | Tier-2 | Tier-2---10 | 5--3 | 9 | 100% | 278.2745 | 86.91% | 12.87% | 0.2201% | 11.9717 | 0 | 0 | 11.9717 | 0 | 11.4202 | 3.52 | 3.2444 | 11.4202 | 3.52 | 3.2444 | 12.0304 | 3.7081 | 3.2444 | 4.302% | 0.75637 | 0.71893 | 367.9091 | 46.7882 | 51.285 | 269.8359 | 370.4168 | 0 | 0 | 370.4168 | 0.002513%
2026 | 448 | 448-1196F | Tier-3 | Tier-3---20 | 1--5 | 1 | 100% | 3.2929 | 97.08% | 0% | 2.921% | 0.15824 | 0 | 0 | 0.15824 | 0 | 0.15095 | 0.39111 | 0.38594 | 0.15095 | 0.39111 | 0.38594 | 0.15901 | 0.41201 | 0.38594 | 4.805% | 0.0002432 | 0.00023116 | 13539.8119 | 1865.7131 | 568.8043 | 11105.2945 | 13560.4063 | 0 | 0 | 13560.4063 | 3.321e-05%
2026 | 448 | 448-1234R | Tier-3 | Tier-3---15 | 5--3 | 9 | 100% | 246.005 | 87.44% | 11.91% | 0.6491% | 10.6477 | 0 | 0 | 10.6477 | 0 | 10.1571 | 3.52 | 2.8855 | 10.1571 | 3.52 | 2.8855 | 10.6999 | 3.7081 | 2.8855 | 4.328% | 0.62101 | 0.59027 | 396.1396 | 50.2628 | 45.6467 | 300.2301 | 398.731 | 0 | 0 | 398.731 | 0.002235%
2026 | 448 | 448-47R | Tier-3 | Tier-3---14 | 5--3 | 43 | 100% | 687.0853 | 69.92% | 29.31% | 0.7656% | 23.7813 | 0 | 0 | 23.7813 | 0 | 22.6857 | 16.8178 | 1.3489 | 22.6857 | 16.8178 | 1.3489 | 23.8979 | 17.7164 | 1.3489 | 3.461% | 0.62882 | 0.59769 | 1092.6575 | 111.5426 | 295.153 | 685.9619 | 1109.7723 | 0 | 0 | 1109.7723 | 0.004992%
2026 | 448 | 448-714R | Tier-3 | Tier-3---14 | 5--3 | 85 | 100% | 1225.9869 | 25.1% | 74.31% | 0.5831% | 15.2336 | 0 | 0 | 15.2336 | 0 | 14.5318 | 33.2445 | 0.43712 | 14.5318 | 33.2445 | 0.43712 | 15.3083 | 35.0208 | 0.43712 | 1.243% | 0.46343 | 0.44049 | 2645.4709 | 92.606 | 1775.6477 | 777.2172 | 2748.6579 | 0 | 0 | 2748.6579 | 0.003198%
2026 | 448 | 448-724R | Tier-3 | Tier-3---18 | 5--2 | 49 | 100% | 255.0047 | 52.43% | 45.5% | 2.066% | 6.6185 | 0 | 0 | 6.6185 | 0 | 6.3136 | 19.1645 | 0.32944 | 6.3136 | 19.1645 | 0.32944 | 6.6509 | 20.1885 | 0.32944 | 2.595% | 0.55035 | 0.52311 | 463.3505 | 25.9997 | 195.8184 | 241.5324 | 474.8286 | 0 | 0 | 474.8286 | 0.001389%
2026 | 448 | 448-735R | Tier-3 | Tier-3---18 | 5--2 | 45 | 100% | 276.9497 | 53.49% | 44.76% | 1.748% | 7.3327 | 0 | 0 | 7.3327 | 0 | 6.9949 | 17.6 | 0.39744 | 6.9949 | 17.6 | 0.39744 | 7.3686 | 18.5404 | 0.39744 | 2.648% | 0.54202 | 0.51519 | 510.9626 | 35.205 | 210.0136 | 265.744 | 523.3393 | 0 | 0 | 523.3393 | 0.001539%
2026 | 448 | 448-744R | Tier-3 | Tier-3---7 | 5--5 | 224 | 100% | 2370.1609 | 68.76% | 30.51% | 0.7221% | 80.6754 | 0 | 0 | 80.6754 | 0 | 76.9589 | 87.6091 | 0.87843 | 76.9589 | 87.6091 | 0.87843 | 81.0709 | 92.2902 | 0.87843 | 3.404% | 0.49442 | 0.46994 | 4793.8402 | 492.7082 | 1356.6651 | 2944.4669 | 4871.823 | 0 | 0 | 4871.823 | 0.01693%
2026 | 448 | 448-9R | Tier-3 | Tier-3---9 | 5--4 | 106 | 100% | 1381.6742 | 73.74% | 25.5% | 0.7592% | 50.4329 | 0 | 0 | 50.4329 | 0 | 48.1095 | 41.4579 | 1.1604 | 48.1095 | 41.4579 | 1.1604 | 50.6801 | 43.673 | 1.1604 | 3.65% | 0.54394 | 0.51701 | 2540.1235 | 273.4783 | 621.4078 | 1645.2374 | 2574.8613 | 0 | 0 | 2574.8613 | 0.01059%
2026 | 449 | 449-13R | Tier-3 | Tier-3---7 | 5--5 | 147 | 100% | 1663.2464 | 62.39% | 36.97% | 0.6428% | 51.3669 | 0 | 0 | 51.3669 | 0 | 49.0005 | 57.4935 | 0.85228 | 49.0005 | 57.4935 | 0.85228 | 51.6187 | 60.5654 | 0.85228 | 3.088% | 0.28234 | 0.26837 | 5890.9135 | 610.6402 | 2022.1047 | 3258.1686 | 6006.2928 | 0 | 0 | 6006.2928 | 0.01078%
2026 | 449 | 449-16R | Tier-3 | Tier-3---15 | 5--4 | 22 | 100% | 266.6482 | 83.41% | 16.04% | 0.5501% | 11.0087 | 0 | 0 | 11.0087 | 0 | 10.5016 | 8.6045 | 1.2205 | 10.5016 | 8.6045 | 1.2205 | 11.0627 | 9.0642 | 1.2205 | 4.129% | 0.23738 | 0.22563 | 1123.2928 | 151.839 | 170.3603 | 801.0935 | 1133.0005 | 0 | 0 | 1133.0005 | 0.002311%
2026 | 449 | 449-683 | Tier-3 | Tier-3---18 | 5--3 | 7 | 100% | 130.3299 | 84.46% | 14.85% | 0.6893% | 5.4491 | 0 | 0 | 5.4491 | 0 | 5.198 | 2.7378 | 1.8986 | 5.198 | 2.7378 | 1.8986 | 5.4758 | 2.8841 | 1.8986 | 4.181% | 0.34581 | 0.32869 | 376.8856 | 45.4714 | 46.4516 | 284.9627 | 379.9349 | 0 | 0 | 379.9349 | 0.001144%
2026 | 449 | 449-693R | Tier-3 | Tier-3---9 | 5--5 | 34 | 100% | 869.7515 | 92.74% | 6.815% | 0.4405% | 39.9289 | 0 | 0 | 39.9289 | 0 | 38.0895 | 13.2978 | 2.8643 | 38.0895 | 13.2978 | 2.8643 | 40.1247 | 14.0083 | 2.8643 | 4.591% | 0.26107 | 0.24815 | 3331.4725 | 480.9166 | 218.7859 | 2631.7699 | 3344.0608 | 0 | 0 | 3344.0608 | 0.008381%
2026 | 449 | 449-6R | Tier-3 | Tier-3---14 | 5--4 | 45 | 100% | 487.7509 | 79.3% | 20.07% | 0.6273% | 19.1465 | 0 | 0 | 19.1465 | 0 | 18.2644 | 17.6 | 1.0377 | 18.2644 | 17.6 | 1.0377 | 19.2403 | 18.5404 | 1.0377 | 3.925% | 0.24779 | 0.23552 | 1968.4202 | 236.5464 | 397.0448 | 1334.829 | 1989.6378 | 0 | 0 | 1989.6378 | 0.004019%
2026 | 450 | 450-1851F | Tier-2 | Tier-2---3 | 5--5 | 26 | 100% | 915.4961 | 93.2% | 6.334% | 0.4614% | 42.2374 | 0 | 0 | 42.2374 | 0 | 40.2917 | 10.1689 | 3.9622 | 40.2917 | 10.1689 | 3.9622 | 42.4445 | 10.7123 | 3.9622 | 4.614% | 0.099477 | 0.094553 | 9203.0933 | 2582.2914 | 565.9601 | 6054.8418 | 9235.6635 | 0 | 0 | 9235.6635 | 0.008866%
2026 | 450 | 450-1853F | Tier-2 | Tier-2---10 | 4--4 | 5 | 100% | 133.4424 | 58.04% | 41.41% | 0.5447% | 3.8339 | 0 | 0 | 3.8339 | 0 | 3.6573 | 1.9556 | 1.8702 | 3.6573 | 1.9556 | 1.8702 | 3.8527 | 2.06 | 1.8702 | 2.873% | 0.075291 | 0.071564 | 1772.351 | 169.5911 | 681.6123 | 921.1476 | 1811.0782 | 0 | 0 | 1811.0782 | 0.0008047%
2026 | 450 | 450-1854 | Tier-2 | Tier-2---9 | 4--4 | 2 | 100% | 167.8113 | 68.69% | 30.5% | 0.8174% | 5.7056 | 0 | 0 | 5.7056 | 0 | 5.4428 | 0.78222 | 6.9581 | 5.4428 | 0.78222 | 6.9581 | 5.7336 | 0.82402 | 6.9581 | 3.4% | 0.079085 | 0.07517 | 2121.91 | 277.0369 | 611.709 | 1233.1641 | 2156.5118 | 0 | 0 | 2156.5118 | 0.001198%
2026 | 452 | 452-38AE | Tier-2 | Tier-2---4 | 2--5 | 2 | 100% | 306.0513 | 99.41% | 0% | 0.595% | 15.0594 | 0 | 0 | 15.0594 | 0 | 14.3656 | 0.78222 | 18.3651 | 14.3656 | 0.78222 | 18.3651 | 15.1332 | 0.82402 | 18.3651 | 4.921% | 0.011395 | 0.010831 | 26857.9154 | 5689.4503 | 153.4079 | 21015.0572 | 26866.2375 | 0 | 0 | 26866.2375 | 0.003161%
2026 | 454 | 454-48F | Tier-2 | Tier-2---4 | 4--5 | 1 | 100% | 395.265 | 97.43% | 2.166% | 0.3994% | 19.0636 | 0 | 0 | 19.0636 | 0 | 18.1854 | 0.39111 | 46.4966 | 18.1854 | 0.39111 | 46.4966 | 19.157 | 0.41201 | 46.4966 | 4.823% | 0.085487 | 0.081255 | 4623.6959 | 1485.502 | 103.1361 | 3035.0579 | 4629.8744 | 0 | 0 | 4629.8744 | 0.004001%
2026 | 463 | 463-1136F | Tier-2 | Tier-2---18 | 4--2 | 2 | 100% | 16.8212 | 86.42% | 11.45% | 2.121% | 0.71961 | 0 | 0 | 0.71961 | 0 | 0.68646 | 0.78222 | 0.87758 | 0.68646 | 0.78222 | 0.87758 | 0.72314 | 0.82402 | 0.87758 | 4.278% | 0.060434 | 0.057442 | 278.3405 | 39.3529 | 30.6582 | 208.3293 | 280.3083 | 0 | 0 | 280.3083 | 0.000151%
2026 | 463 | 463-1229 | Tier-2 | Tier-2---9 | 5--4 | 20 | 100% | 220.9596 | 94% | 3.511% | 2.487% | 10.2815 | 0 | 0 | 10.2815 | 0 | 9.8079 | 7.8222 | 1.2538 | 9.8079 | 7.8222 | 1.2538 | 10.3319 | 8.2402 | 1.2538 | 4.653% | 0.096723 | 0.091935 | 2284.4628 | 504.7537 | 115.6932 | 1664.0158 | 2291.5979 | 0 | 0 | 2291.5979 | 0.002158%
2026 | 470 | 470-40AE | Tier-2 | Tier-2---4 | 4--5 | 20 | 100% | 675.3424 | 87.26% | 12.19% | 0.553% | 29.1697 | 0 | 0 | 29.1697 | 0 | 27.826 | 7.8222 | 3.5573 | 27.826 | 7.8222 | 3.5573 | 29.3127 | 8.2402 | 3.5573 | 4.319% | 0.091034 | 0.086528 | 7418.573 | 1155.6027 | 850.5498 | 5412.4205 | 7467.8024 | 0 | 0 | 7467.8024 | 0.006123%
2026 | 470 | 470-47R | Tier-3 | Tier-3---2 | 5--5 | 53 | 100% | 2012.6027 | 94.87% | 4.37% | 0.7559% | 94.5174 | 0 | 0 | 94.5174 | 0 | 90.1632 | 20.7289 | 4.3496 | 90.1632 | 20.7289 | 4.3496 | 94.9808 | 21.8365 | 4.3496 | 4.696% | 0.16225 | 0.15422 | 12404.0406 | 2097.9829 | 564.7309 | 9741.3268 | 12437.1512 | 0 | 0 | 12437.1512 | 0.01984%
2026 | 471 | 471-36F | Tier-2 | Tier-2---4 | 4--5 | 6 | 100% | 570.7201 | 63.27% | 36.3% | 0.4365% | 17.8733 | 0 | 0 | 17.8733 | 0 | 17.05 | 2.3467 | 7.2656 | 17.05 | 2.3467 | 7.2656 | 17.961 | 2.4721 | 7.2656 | 3.132% | 0.093079 | 0.088471 | 6131.5794 | 664.7661 | 2054.2802 | 3412.5332 | 6248.875 | 0 | 0 | 6248.875 | 0.003752%
2026 | 500 | 500-1531 | Tier-2 | Tier-2---10 | 4--4 | 3 | 100% | 642.8265 | 4.579% | 95.33% | 0.095% | 1.4571 | 0 | 0 | 1.4571 | 0 | 1.3899 | 1.1733 | 1.1846 | 1.3899 | 1.1733 | 1.1846 | 1.4642 | 1.236 | 1.1846 | 0.2267% | 0.071178 | 0.067654 | 9031.2778 | 80.4341 | 7853.8811 | 1096.9626 | 9480.0707 | 0 | 0 | 9480.0707 | 0.0003058%
2026 | 501 | 501-786 | Tier-2 | Tier-2---14 | 2--5 | 1 | 100% | 41.2155 | 98.22% | 0% | 1.777% | 2.0039 | 0 | 0 | 2.0039 | 0 | 1.9116 | 0.39111 | 4.8876 | 1.9116 | 0.39111 | 4.8876 | 2.0137 | 0.41201 | 4.8876 | 4.862% | 0.0050324 | 0.0047833 | 8190.019 | 1322.239 | 139.0981 | 6728.6818 | 8197.5989 | 0 | 0 | 8197.5989 | 0.0004206%
2026 | 504 | 504-2501R | Tier-2 | Tier-2---9 | 3--5 | 2 | 100% | 152.2062 | 97.69% | 0% | 2.311% | 7.3601 | 0 | 0 | 7.3601 | 0 | 7.021 | 0.78222 | 8.9757 | 7.021 | 0.78222 | 8.9757 | 7.3961 | 0.82402 | 8.9757 | 4.836% | 0.021593 | 0.020524 | 7048.9974 | 1058.3908 | 620.2842 | 5370.3225 | 7057.4821 | 0 | 0 | 7057.4821 | 0.001545%
2026 | 520 | 520-1045R | Tier-2 | Tier-2---5 | 5--4 | 47 | 100% | 596.734 | 87.03% | 12.08% | 0.8955% | 25.7068 | 0 | 0 | 25.7068 | 0 | 24.5225 | 18.3823 | 1.334 | 24.5225 | 18.3823 | 1.334 | 25.8328 | 19.3645 | 1.334 | 4.308% | 0.26824 | 0.25496 | 2224.662 | 286.7109 | 250.5356 | 1687.4154 | 2239.6901 | 0 | 0 | 2239.6901 | 0.005396%
2026 | 520 | 520-10R | Tier-2 | Tier-2---7 | 4--5 | 27 | 100% | 296.4545 | 90.13% | 8.578% | 1.296% | 13.2256 | 0 | 0 | 13.2256 | 0 | 12.6163 | 10.56 | 1.1947 | 12.6163 | 10.56 | 1.1947 | 13.2904 | 11.1243 | 1.1947 | 4.461% | 0.046043 | 0.043764 | 6438.5886 | 1240.5174 | 702.7495 | 4495.3216 | 6471.6962 | 0 | 0 | 6471.6962 | 0.002776%
2026 | 520 | 520-1489R | Tier-2 | Tier-2---8 | 5--5 | 129 | 100% | 662.1633 | 87.36% | 10.91% | 1.733% | 28.6339 | 0 | 0 | 28.6339 | 0 | 27.3148 | 50.4535 | 0.54139 | 27.3148 | 50.4535 | 0.54139 | 28.7743 | 53.1493 | 0.54139 | 4.324% | 0.13822 | 0.13138 | 4790.7448 | 574.961 | 546.3603 | 3669.4236 | 4822.2817 | 0 | 0 | 4822.2817 | 0.00601%
2026 | 520 | 520-1509R | Tier-2 | Tier-2---5 | 5--4 | 84 | 100% | 868.9578 | 72.04% | 26.87% | 1.095% | 30.9848 | 0 | 0 | 30.9848 | 0 | 29.5574 | 32.8534 | 0.89967 | 29.5574 | 32.8534 | 0.89967 | 31.1367 | 34.6088 | 0.89967 | 3.566% | 0.28561 | 0.27147 | 3042.4946 | 331.9166 | 761.5633 | 1949.0147 | 3086.8039 | 0 | 0 | 3086.8039 | 0.006504%
2026 | 520 | 520-1525R | Tier-2 | Tier-2---8 | 5--5 | 31 | 100% | 360.0635 | 92.4% | 6.369% | 1.229% | 16.469 | 0 | 0 | 16.469 | 0 | 15.7103 | 12.1245 | 1.2958 | 15.7103 | 12.1245 | 1.2958 | 16.5498 | 12.7723 | 1.2958 | 4.574% | 0.099044 | 0.094141 | 3635.4035 | 686.7062 | 313.6705 | 2635.0268 | 3649.7874 | 0 | 0 | 3649.7874 | 0.003457%
2026 | 520 | 520-1527R | Tier-3 | Tier-3---7 | 5--5 | 53 | 100% | 1151.6571 | 81.16% | 18.23% | 0.6117% | 46.2645 | 0 | 0 | 46.2645 | 0 | 44.1332 | 20.7289 | 2.1291 | 44.1332 | 20.7289 | 2.1291 | 46.4913 | 21.8365 | 2.1291 | 4.017% | 0.27105 | 0.25763 | 4248.9299 | 642.1047 | 732.0594 | 2874.7658 | 4290.6273 | 0 | 0 | 4290.6273 | 0.009711%
2026 | 520 | 520-1902R | Tier-2 | Tier-2---9 | 4--4 | 3 | 100% | 295.4783 | 43.89% | 53.74% | 2.376% | 6.4191 | 0 | 0 | 6.4191 | 0 | 6.1234 | 1.1733 | 5.2188 | 6.1234 | 1.1733 | 5.2188 | 6.4506 | 1.236 | 5.2188 | 2.172% | 0.058932 | 0.056015 | 5013.9026 | 463.7784 | 2584.0113 | 1966.1129 | 5160.4189 | 0 | 0 | 5160.4189 | 0.001347%
2026 | 520 | 520-1904 | Tier-3 | Tier-3---13 | 4--5 | 19 | 100% | 381.2363 | 81.21% | 17.45% | 1.344% | 15.3248 | 0 | 0 | 15.3248 | 0 | 14.6188 | 7.4311 | 1.9672 | 14.6188 | 7.4311 | 1.9672 | 15.3999 | 7.8282 | 1.9672 | 4.02% | 0.05278 | 0.050167 | 7223.1755 | 1024.2251 | 1263.1331 | 4935.8173 | 7293.8681 | 0 | 0 | 7293.8681 | 0.003217%
2026 | 520 | 520-35R | Tier-3 | Tier-3---9 | 5--5 | 89 | 100% | 985.3264 | 82.6% | 16.44% | 0.9544% | 40.2894 | 0 | 0 | 40.2894 | 0 | 38.4334 | 34.809 | 1.1041 | 38.4334 | 34.809 | 1.1041 | 40.4869 | 36.6689 | 1.1041 | 4.089% | 0.28544 | 0.27131 | 3451.9467 | 462.7417 | 537.5528 | 2451.6522 | 3483.2179 | 0 | 0 | 3483.2179 | 0.008457%
2026 | 520 | 520-45 | Tier-2 | Tier-2---8 | 5--5 | 74 | 100% | 455.0819 | 89.33% | 9.369% | 1.306% | 20.122 | 0 | 0 | 20.122 | 0 | 19.1951 | 28.9423 | 0.66322 | 19.1951 | 28.9423 | 0.66322 | 20.2207 | 30.4887 | 0.66322 | 4.422% | 0.10446 | 0.099291 | 4356.4514 | 530.4104 | 403.5927 | 3422.4483 | 4380.6683 | 0 | 0 | 4380.6683 | 0.004224%
2026 | 521 | 521-14R | Tier-3 | Tier-3---5 | 5--5 | 49 | 100% | 1719.0003 | 78.65% | 20.86% | 0.4907% | 66.9215 | 0 | 0 | 66.9215 | 0 | 63.8386 | 19.1645 | 3.3311 | 63.8386 | 19.1645 | 3.3311 | 67.2496 | 20.1885 | 3.3311 | 3.893% | 0.27097 | 0.25755 | 6343.9843 | 812.9811 | 1238.2176 | 4292.7856 | 6414.5291 | 0 | 0 | 6414.5291 | 0.01405%
2026 | 521 | 521-1856R | Tier-3 | Tier-3---6 | 5--5 | 87 | 100% | 1212.5663 | 84.9% | 14.39% | 0.7143% | 50.9587 | 0 | 0 | 50.9587 | 0 | 48.6112 | 34.0268 | 1.4286 | 48.6112 | 34.0268 | 1.4286 | 51.2085 | 35.8449 | 1.4286 | 4.203% | 0.15411 | 0.14648 | 7868.3195 | 1087.4875 | 1070.4078 | 5710.4242 | 7930.1938 | 0 | 0 | 7930.1938 | 0.0107%
2026 | 521 | 521-18R | Tier-3 | Tier-3---6 | 4--5 | 73 | 100% | 1129.9866 | 95.19% | 4.09% | 0.7206% | 53.2437 | 0 | 0 | 53.2437 | 0 | 50.7909 | 28.5512 | 1.7789 | 50.7909 | 28.5512 | 1.7789 | 53.5047 | 30.0767 | 1.7789 | 4.712% | 0.071321 | 0.067791 | 15843.6289 | 2470.7432 | 733.9331 | 12638.9526 | 15883.3193 | 0 | 0 | 15883.3193 | 0.01118%
2026 | 521 | 521-27R | Tier-2 | Tier-2---3 | 4--5 | 25 | 100% | 810.4848 | 91.73% | 7.398% | 0.8745% | 36.8002 | 0 | 0 | 36.8002 | 0 | 35.1049 | 9.7778 | 3.5903 | 35.1049 | 9.7778 | 3.5903 | 36.9806 | 10.3002 | 3.5903 | 4.541% | 0.063668 | 0.060516 | 12729.941 | 2154.4423 | 1058.961 | 9516.5377 | 12784.7821 | 0 | 0 | 12784.7821 | 0.007724%
2026 | 521 | 521-32R | Tier-3 | Tier-3---4 | 5--5 | 42 | 100% | 1448.9015 | 94.87% | 4.661% | 0.4687% | 68.0413 | 0 | 0 | 68.0413 | 0 | 64.9067 | 16.4267 | 3.9513 | 64.9067 | 16.4267 | 3.9513 | 68.3748 | 17.3044 | 3.9513 | 4.696% | 0.14844 | 0.14109 | 9761.0273 | 1631.7912 | 451.6127 | 7677.6235 | 9787.1056 | 0 | 0 | 9787.1056 | 0.01428%
2026 | 521 | 521-700R | Tier-2 | Tier-2---3 | 4--5 | 37 | 100% | 1225.9943 | 93.19% | 6.054% | 0.7541% | 56.5552 | 0 | 0 | 56.5552 | 0 | 53.9498 | 14.4711 | 3.7281 | 53.9498 | 14.4711 | 3.7281 | 56.8324 | 15.2444 | 3.7281 | 4.613% | 0.074421 | 0.070737 | 16473.8564 | 2889.9121 | 1156.3836 | 12427.5607 | 16532.2631 | 0 | 0 | 16532.2631 | 0.01187%
2026 | 522 | 522-38R | Tier-2 | Tier-2---6 | 4--5 | 1 | 100% | 1016.2869 | 80.7% | 18.11% | 1.19% | 40.5981 | 0 | 0 | 40.5981 | 0 | 38.7279 | 0.39111 | 99.0198 | 38.7279 | 0.39111 | 99.0198 | 40.7971 | 0.41201 | 99.0198 | 3.995% | 0.088602 | 0.084216 | 11470.2225 | 2251.3608 | 2088.2887 | 7130.573 | 11585.4977 | 0 | 0 | 11585.4977 | 0.008522%
2026 | 524 | 524-1782F | Tier-3 | Tier-3---10 | 4--5 | 46 | 100% | 681.1238 | 98.24% | 0.8976% | 0.8607% | 33.1228 | 0 | 0 | 33.1228 | 0 | 31.5969 | 17.9912 | 1.7562 | 31.5969 | 17.9912 | 1.7562 | 33.2852 | 18.9525 | 1.7562 | 4.863% | 0.040404 | 0.038404 | 16857.9136 | 3235.0894 | 389.5202 | 13233.3041 | 16873.3501 | 0 | 0 | 16873.3501 | 0.006953%
2026 | 524 | 524-27R | Tier-3 | Tier-3---4 | 4--5 | 114 | 100% | 1282.5738 | 98.01% | 1.22% | 0.7702% | 62.2241 | 0 | 0 | 62.2241 | 0 | 59.3576 | 44.5868 | 1.3313 | 59.3576 | 44.5868 | 1.3313 | 62.5291 | 46.9691 | 1.3313 | 4.852% | 0.060207 | 0.057227 | 21302.6656 | 4149.5256 | 661.6102 | 16491.5299 | 21324.7409 | 0 | 0 | 21324.7409 | 0.01306%
2026 | 524 | 524-46R | Tier-3 | Tier-3---4 | 5--5 | 89 | 100% | 1602.1034 | 91.53% | 7.997% | 0.4775% | 72.5837 | 0 | 0 | 72.5837 | 0 | 69.2399 | 34.809 | 1.9891 | 69.2399 | 34.809 | 1.9891 | 72.9395 | 36.6689 | 1.9891 | 4.531% | 0.18916 | 0.17979 | 8469.7554 | 1511.9887 | 676.5843 | 6281.1824 | 8507.1343 | 0 | 0 | 8507.1343 | 0.01524%
2026 | 524 | 524-50R | Tier-3 | Tier-3---7 | 5--5 | 84 | 100% | 1190.6418 | 87% | 12.41% | 0.5904% | 51.273 | 0 | 0 | 51.273 | 0 | 48.911 | 32.8534 | 1.4888 | 48.911 | 32.8534 | 1.4888 | 51.5243 | 34.6088 | 1.4888 | 4.306% | 0.18313 | 0.17407 | 6501.4644 | 979.7439 | 766.6075 | 4755.113 | 6545.4915 | 0 | 0 | 6545.4915 | 0.01076%
2026 | 524 | 524-69R | Tier-3 | Tier-3---1 | 5--5 | 283 | 100% | 4619.0742 | 91.74% | 7.782% | 0.477% | 209.7609 | 0 | 0 | 209.7609 | 0 | 200.0977 | 110.6847 | 1.8078 | 200.0977 | 110.6847 | 1.8078 | 210.7891 | 116.5988 | 1.8078 | 4.541% | 0.27264 | 0.25914 | 16942.2754 | 2594.1012 | 1293.4919 | 13054.6823 | 17015.1442 | 0 | 0 | 17015.1442 | 0.04403%
2026 | 597 | 597-595 | Tier-2 | Tier-2---1 | 5--5 | 92 | 100% | 2598.8794 | 68.57% | 30.98% | 0.4453% | 88.2139 | 0 | 0 | 88.2139 | 0 | 84.15 | 35.9823 | 2.3386 | 84.15 | 35.9823 | 2.3386 | 88.6463 | 37.9049 | 2.3386 | 3.394% | 0.15307 | 0.14549 | 16978.8381 | 2723.3618 | 4869.9544 | 9385.5219 | 17256.733 | 0 | 0 | 17256.733 | 0.01852%
2026 | 599 | 599-19R | Tier-2 | Tier-2---1 | 5--5 | 124 | 100% | 2814.0812 | 94.6% | 4.701% | 0.7012% | 131.7718 | 0 | 0 | 131.7718 | 0 | 125.7013 | 48.4979 | 2.5919 | 125.7013 | 48.4979 | 2.5919 | 132.4177 | 51.0892 | 2.5919 | 4.683% | 0.15161 | 0.14411 | 18560.9002 | 2880.2053 | 906.7756 | 14773.9194 | 18613.1195 | 0 | 0 | 18613.1195 | 0.02766%
2026 | 67 | 67-24R | Tier-3 | Tier-3---13 | 5--4 | 112 | 100% | 649.2908 | 74.83% | 23.84% | 1.334% | 24.0487 | 0 | 0 | 24.0487 | 0 | 22.9409 | 43.8046 | 0.52371 | 22.9409 | 43.8046 | 0.52371 | 24.1666 | 46.1451 | 0.52371 | 3.704% | 0.2194 | 0.20854 | 2959.3576 | 336.0702 | 674.1995 | 1949.088 | 2998.1563 | 0 | 0 | 2998.1563 | 0.005048%
2026 | 67 | 67-34R | Tier-3 | Tier-3---11 | 5--5 | 188 | 100% | 1084.2867 | 76.65% | 22.12% | 1.235% | 41.1379 | 0 | 0 | 41.1379 | 0 | 39.2428 | 73.5291 | 0.5337 | 39.2428 | 73.5291 | 0.5337 | 41.3396 | 77.4578 | 0.5337 | 3.794% | 0.24743 | 0.23519 | 4382.1248 | 535.8218 | 956.7681 | 2889.5349 | 4435.4199 | 0 | 0 | 4435.4199 | 0.008635%
2026 | 67 | 67-37R | Tier-3 | Tier-3---17 | 5--3 | 55 | 100% | 226.6286 | 65.58% | 32.17% | 2.242% | 7.3573 | 0 | 0 | 7.3573 | 0 | 7.0184 | 21.5112 | 0.32627 | 7.0184 | 21.5112 | 0.32627 | 7.3934 | 22.6605 | 0.32627 | 3.246% | 0.20095 | 0.191 | 1127.7881 | 99.8375 | 351.0117 | 676.9389 | 1148.0014 | 0 | 0 | 1148.0014 | 0.001544%
2026 | 67 | 67-45R | Tier-3 | Tier-3---15 | 5--4 | 78 | 100% | 468.8847 | 75.51% | 23.11% | 1.372% | 17.5265 | 0 | 0 | 17.5265 | 0 | 16.7191 | 30.5067 | 0.54804 | 16.7191 | 30.5067 | 0.54804 | 17.6124 | 32.1368 | 0.54804 | 3.738% | 0.20887 | 0.19854 | 2244.8167 | 264.9489 | 495.8782 | 1483.9896 | 2273.443 | 0 | 0 | 2273.443 | 0.003679%
2026 | 73 | 73-1130R | Tier-3 | Tier-3---9 | 5--5 | 84 | 100% | 971.12 | 83.08% | 16.23% | 0.6878% | 39.9363 | 0 | 0 | 39.9363 | 0 | 38.0965 | 32.8534 | 1.1596 | 38.0965 | 32.8534 | 1.1596 | 40.132 | 34.6088 | 1.1596 | 4.112% | 0.2182 | 0.2074 | 4450.6448 | 608.0965 | 688.9858 | 3153.5625 | 4489.8651 | 0 | 0 | 4489.8651 | 0.008383%
2026 | 73 | 73-1163 | Tier-3 | Tier-3---4 | 5--5 | 90 | 100% | 1861.7789 | 88.41% | 11.22% | 0.3692% | 81.4778 | 0 | 0 | 81.4778 | 0 | 77.7242 | 35.2001 | 2.2081 | 77.7242 | 35.2001 | 2.2081 | 81.8772 | 37.0809 | 2.2081 | 4.376% | 0.22506 | 0.21392 | 8272.2274 | 1229.0974 | 921.3142 | 6121.8157 | 8322.1532 | 0 | 0 | 8322.1532 | 0.0171%
2026 | 73 | 73-1164 | Tier-3 | Tier-3---13 | 5--4 | 21 | 100% | 263.7681 | 87.65% | 11.96% | 0.3908% | 11.4441 | 0 | 0 | 11.4441 | 0 | 10.9169 | 8.2134 | 1.3292 | 10.9169 | 8.2134 | 1.3292 | 11.5002 | 8.6522 | 1.3292 | 4.339% | 0.18614 | 0.17693 | 1417.02 | 198.6601 | 156.5468 | 1061.8131 | 1426.1334 | 0 | 0 | 1426.1334 | 0.002402%
2026 | 73 | 73-23R | Tier-3 | Tier-3---9 | 5--5 | 56 | 100% | 841.8786 | 89.4% | 10.02% | 0.5825% | 37.2536 | 0 | 0 | 37.2536 | 0 | 35.5374 | 21.9023 | 1.6225 | 35.5374 | 21.9023 | 1.6225 | 37.4362 | 23.0725 | 1.6225 | 4.425% | 0.21349 | 0.20292 | 3943.3878 | 597.9657 | 380.5291 | 2964.893 | 3965.1665 | 0 | 0 | 3965.1665 | 0.00782%
2026 | 73 | 73-678R | Tier-3 | Tier-3---5 | 5--5 | 93 | 100% | 1587.7071 | 88.98% | 10.47% | 0.5476% | 69.9321 | 0 | 0 | 69.9321 | 0 | 66.7105 | 36.3734 | 1.834 | 66.7105 | 36.3734 | 1.834 | 70.2749 | 38.3169 | 1.834 | 4.405% | 0.23776 | 0.22599 | 6677.7947 | 1003.2668 | 681.1886 | 4993.3394 | 6716.1123 | 0 | 0 | 6716.1123 | 0.01468%
2026 | 73 | 73-683R | Tier-3 | Tier-3---7 | 5--5 | 84 | 100% | 1378.6065 | 89.65% | 9.845% | 0.5099% | 61.1747 | 0 | 0 | 61.1747 | 0 | 58.3565 | 32.8534 | 1.7763 | 58.3565 | 32.8534 | 1.7763 | 61.4746 | 34.6088 | 1.7763 | 4.437% | 0.22716 | 0.21591 | 6068.9321 | 866.1538 | 585.2944 | 4617.4838 | 6101.6595 | 0 | 0 | 6101.6595 | 0.01284%
2026 | 75 | 75-2257F | Tier-3 | Tier-3---20 | 1--5 | 2 | 100% | 2.5742 | 95.54% | 0% | 4.459% | 0.12174 | 0 | 0 | 0.12174 | 0 | 0.11613 | 0.78222 | 0.14846 | 0.11613 | 0.78222 | 0.14846 | 0.12234 | 0.82402 | 0.14846 | 4.729% | 0.0002804 | 0.00026652 | 9180.3996 | 1426.0853 | 371.877 | 7382.4374 | 9201.7195 | 0 | 0 | 9201.7195 | 2.555e-05%
2026 | 75 | 75-2259F | Tier-3 | Tier-3---12 | 3--5 | 32 | 100% | 362.3539 | 98.06% | 1.201% | 0.7355% | 17.5891 | 0 | 0 | 17.5891 | 0 | 16.7788 | 12.5156 | 1.3406 | 16.7788 | 12.5156 | 1.3406 | 17.6753 | 13.1843 | 1.3406 | 4.854% | 0.020337 | 0.019331 | 17817.1226 | 3618.9618 | 323.8838 | 13874.277 | 17835.0947 | 0 | 0 | 17835.0947 | 0.003692%
2026 | 75 | 75-32R | Tier-3 | Tier-3---13 | 3--5 | 15 | 100% | 196.1202 | 96.38% | 2.668% | 0.9512% | 9.3566 | 0 | 0 | 9.3566 | 0 | 8.9255 | 5.8667 | 1.5214 | 8.9255 | 5.8667 | 1.5214 | 9.4024 | 6.1801 | 1.5214 | 4.771% | 0.014781 | 0.01405 | 13268.2222 | 2437.4241 | 453.4454 | 10377.3526 | 13293.2324 | 0 | 0 | 13293.2324 | 0.001964%
2026 | 75 | 75-41 | Tier-3 | Tier-3---13 | 3--5 | 4 | 100% | 232.3508 | 98.84% | 0.3675% | 0.788% | 11.3685 | 0 | 0 | 11.3685 | 0 | 10.8447 | 1.5644 | 6.932 | 10.8447 | 1.5644 | 6.932 | 11.4242 | 1.648 | 6.932 | 4.893% | 0.0163 | 0.015493 | 14254.8272 | 3156.0323 | 229.2614 | 10869.5335 | 14263.4051 | 0 | 0 | 14263.4051 | 0.002386%
2026 | 75 | 75-996R | Tier-2 | Tier-2---7 | 4--5 | 46 | 100% | 357.2986 | 95.33% | 2.61% | 2.061% | 16.8601 | 0 | 0 | 16.8601 | 0 | 16.0834 | 17.9912 | 0.89396 | 16.0834 | 17.9912 | 0.89396 | 16.9427 | 18.9525 | 0.89396 | 4.719% | 0.043997 | 0.041819 | 8120.9384 | 1655.5756 | 489.8744 | 5975.4884 | 8140.6943 | 0 | 0 | 8140.6943 | 0.003539%
2026 | 770 | 770-259R | Tier-2 | Tier-2---17 | 2--3 | 1 | 100% | 10.9444 | 90.49% | 1.971% | 7.54% | 0.49022 | 0 | 0 | 0.49022 | 0 | 0.46764 | 0.39111 | 1.1957 | 0.46764 | 0.39111 | 1.1957 | 0.49263 | 0.41201 | 1.1957 | 4.479% | 0.010605 | 0.01008 | 1031.9841 | 188.7755 | 88.8418 | 754.3668 | 1037.0955 | 0 | 0 | 1037.0955 | 0.0001029%
2026 | 78 | 78-26R | Tier-3 | Tier-3---5 | 5--5 | 60 | 100% | 1506.352 | 86.4% | 13.31% | 0.287% | 64.4231 | 0 | 0 | 64.4231 | 0 | 61.4553 | 23.4667 | 2.6188 | 61.4553 | 23.4667 | 2.6188 | 64.7389 | 24.7206 | 2.6188 | 4.277% | 0.34567 | 0.32856 | 4357.7168 | 613.0091 | 539.1725 | 3205.5352 | 4388.5824 | 0 | 0 | 4388.5824 | 0.01352%
2026 | 78 | 78-35R | Tier-3 | Tier-3---10 | 2--5 | 1 | 100% | 489.2316 | 99.8% | 0% | 0.2011% | 24.1683 | 0 | 0 | 24.1683 | 0 | 23.0549 | 0.39111 | 58.947 | 23.0549 | 0.39111 | 58.947 | 24.2867 | 0.41201 | 58.947 | 4.94% | 0.008188 | 0.0077827 | 59749.8307 | 9713.1665 | 132.8814 | 49903.7828 | 59756.0888 | 0 | 0 | 59756.0888 | 0.005073%
2026 | 78 | 78-782R | Tier-3 | Tier-3---7 | 5--5 | 13 | 100% | 610.0389 | 94.37% | 5.437% | 0.1919% | 28.4972 | 0 | 0 | 28.4972 | 0 | 27.1844 | 5.0845 | 5.3466 | 27.1844 | 5.0845 | 5.3466 | 28.6369 | 5.3561 | 5.3466 | 4.671% | 0.33808 | 0.32134 | 1804.4347 | 294.1768 | 90.6725 | 1419.5855 | 1809.7241 | 0 | 0 | 1809.7241 | 0.005982%
2026 | 788 | 788-34R | Tier-2 | Tier-2---6 | 5--5 | 37 | 100% | 1602.6496 | 68.44% | 30.89% | 0.6716% | 54.2931 | 0 | 0 | 54.2931 | 0 | 51.7919 | 14.4711 | 3.579 | 51.7919 | 14.4711 | 3.579 | 54.5592 | 15.2444 | 3.579 | 3.388% | 0.12404 | 0.1179 | 12920.0508 | 2335.3392 | 3828.2096 | 6756.5021 | 13132.4116 | 0 | 0 | 13132.4116 | 0.0114%
2026 | 791 | 791-419F | Tier-2 | Tier-2---5 | 5--5 | 5 | 100% | 638.6863 | 61.95% | 37.46% | 0.5934% | 19.5851 | 0 | 0 | 19.5851 | 0 | 18.6829 | 1.9556 | 9.5537 | 18.6829 | 1.9556 | 9.5537 | 19.6812 | 2.06 | 9.5537 | 3.066% | 0.11325 | 0.10765 | 5639.4744 | 649.4436 | 1934.52 | 3055.5108 | 5751.2271 | 0 | 0 | 5751.2271 | 0.004111%
2026 | 79 | 79-658R | Tier-3 | Tier-3---5 | 5--5 | 34 | 100% | 1583.1515 | 94.39% | 5.201% | 0.4074% | 73.9712 | 0 | 0 | 73.9712 | 0 | 70.5635 | 13.2978 | 5.3064 | 70.5635 | 13.2978 | 5.3064 | 74.3338 | 14.0083 | 5.3064 | 4.672% | 0.46655 | 0.44346 | 3393.3013 | 536.1336 | 179.2959 | 2677.8718 | 3403.2117 | 0 | 0 | 3403.2117 | 0.01553%
2026 | 79 | 79-660R | Tier-3 | Tier-3---14 | 5--3 | 20 | 100% | 410.2866 | 87.38% | 11.28% | 1.342% | 17.7464 | 0 | 0 | 17.7464 | 0 | 16.9288 | 7.8222 | 2.1642 | 16.9288 | 7.8222 | 2.1642 | 17.8334 | 8.2402 | 2.1642 | 4.325% | 0.45747 | 0.43483 | 896.8574 | 100.1714 | 108.3483 | 688.3376 | 902.7512 | 0 | 0 | 902.7512 | 0.003725%
2026 | 79 | 79-668R | Tier-3 | Tier-3---15 | 5--3 | 77 | 100% | 744.6976 | 38.65% | 60.41% | 0.9336% | 14.2487 | 0 | 0 | 14.2487 | 0 | 13.5923 | 30.1156 | 0.45134 | 13.5923 | 30.1156 | 0.45134 | 14.3186 | 31.7248 | 0.45134 | 1.913% | 0.43999 | 0.41821 | 1692.5377 | 90.5162 | 925.3729 | 676.6485 | 1746.6107 | 0 | 0 | 1746.6107 | 0.002991%
2026 | 79 | 79-676R | Tier-3 | Tier-3---5 | 5--5 | 28 | 100% | 1054.6802 | 84.57% | 15.17% | 0.2582% | 44.1504 | 0 | 0 | 44.1504 | 0 | 42.1165 | 10.9511 | 3.8459 | 42.1165 | 10.9511 | 3.8459 | 44.3668 | 11.5363 | 3.8459 | 4.186% | 0.38409 | 0.36508 | 2745.9122 | 408.062 | 399.7376 | 1938.1127 | 2767.9795 | 0 | 0 | 2767.9795 | 0.009267%
2026 | 79 | 79-679R | Tier-3 | Tier-3---3 | 5--5 | 59 | 100% | 1892.052 | 89.49% | 10.28% | 0.2308% | 83.8134 | 0 | 0 | 83.8134 | 0 | 79.9523 | 23.0756 | 3.4648 | 79.9523 | 23.0756 | 3.4648 | 84.2243 | 24.3086 | 3.4648 | 4.43% | 0.3939 | 0.3744 | 4803.3522 | 735.2081 | 460.7879 | 3607.3562 | 4829.6424 | 0 | 0 | 4829.6424 | 0.01759%
2026 | 79 | 79-685R | Tier-3 | Tier-3---14 | 5--4 | 2 | 100% | 400.4276 | 96.08% | 3.359% | 0.5615% | 19.044 | 0 | 0 | 19.044 | 0 | 18.1667 | 0.78222 | 23.2244 | 18.1667 | 0.78222 | 23.2244 | 19.1374 | 0.82402 | 23.2244 | 4.756% | 0.43155 | 0.41019 | 927.8849 | 128.9201 | 31.6542 | 767.3106 | 929.7795 | 0 | 0 | 929.7795 | 0.003997%
2026 | 79 | 79-714R | Tier-3 | Tier-3---9 | 5--4 | 50 | 100% | 903.7514 | 77.92% | 21.67% | 0.4055% | 34.8589 | 0 | 0 | 34.8589 | 0 | 33.2531 | 19.5556 | 1.7004 | 33.2531 | 19.5556 | 1.7004 | 35.0298 | 20.6005 | 1.7004 | 3.857% | 0.37772 | 0.35902 | 2392.6757 | 300.8376 | 478.1412 | 1613.6969 | 2420.1861 | 0 | 0 | 2420.1861 | 0.007317%
2026 | 79 | 79-785 | Tier-3 | Tier-3---3 | 5--5 | 107 | 100% | 2480.4804 | 78.86% | 20.81% | 0.3308% | 96.8251 | 0 | 0 | 96.8251 | 0 | 92.3645 | 41.849 | 2.2071 | 92.3645 | 41.849 | 2.2071 | 97.2997 | 44.085 | 2.2071 | 3.903% | 0.38023 | 0.36141 | 6523.6349 | 955.6486 | 1258.2917 | 4309.6946 | 6595.4614 | 0 | 0 | 6595.4614 | 0.02032%
2026 | 79 | 79-799R | Tier-3 | Tier-3---14 | 5--3 | 15 | 100% | 551.8926 | 84.52% | 14.8% | 0.6835% | 23.0887 | 0 | 0 | 23.0887 | 0 | 22.025 | 5.8667 | 3.7543 | 22.025 | 5.8667 | 3.7543 | 23.2019 | 6.1801 | 3.7543 | 4.184% | 0.77068 | 0.73253 | 716.1099 | 80.6305 | 98.909 | 536.5704 | 721.8843 | 0 | 0 | 721.8843 | 0.004846%
2026 | 79 | 79-808R | Tier-3 | Tier-3---3 | 5--5 | 56 | 100% | 2167.6529 | 93.07% | 6.627% | 0.3038% | 99.8623 | 0 | 0 | 99.8623 | 0 | 95.2618 | 21.9023 | 4.3494 | 95.2618 | 21.9023 | 4.3494 | 100.3518 | 23.0725 | 4.3494 | 4.607% | 0.44563 | 0.42357 | 4864.2458 | 733.0646 | 303.7151 | 3827.4661 | 4881.8025 | 0 | 0 | 4881.8025 | 0.02096%
2026 | 799 | 799-504R | Tier-2 | Tier-2---15 | 1--5 | 2 | 100% | 27.7948 | 96.8% | 0% | 3.201% | 1.3318 | 0 | 0 | 1.3318 | 0 | 1.2705 | 0.78222 | 1.6242 | 1.2705 | 0.78222 | 1.6242 | 1.3383 | 0.82402 | 1.6242 | 4.792% | 0.0046964 | 0.0044639 | 5918.3199 | 1511.7003 | 676.4165 | 3730.2032 | 5928.185 | 0 | 0 | 5928.185 | 0.0002795%
2026 | 835 | 835-35F | Tier-2 | Tier-2---19 | 1--5 | 1 | 100% | 1.702 | 96.24% | 0% | 3.761% | 0.081081 | 0 | 0 | 0.081081 | 0 | 0.077346 | 0.39111 | 0.19776 | 0.077346 | 0.39111 | 0.19776 | 0.081478 | 0.41201 | 0.19776 | 4.764% | 0.0003154 | 0.00029979 | 5396.3575 | 853.3516 | 185.8923 | 4357.1135 | 5406.9276 | 0 | 0 | 5406.9276 | 1.702e-05%
2026 | 840 | 840-308F | Tier-2 | Tier-2---13 | 4--4 | 2 | 100% | 43.5719 | 95.47% | 3.384% | 1.143% | 2.0592 | 0 | 0 | 2.0592 | 0 | 1.9643 | 0.78222 | 2.5112 | 1.9643 | 0.78222 | 2.5112 | 2.0693 | 0.82402 | 2.5112 | 4.726% | 0.063249 | 0.060118 | 688.8919 | 152.3879 | 26.757 | 509.7471 | 690.5159 | 0 | 0 | 690.5159 | 0.0004322%
2026 | 840 | 840-374 | Tier-2 | Tier-2---13 | 4--3 | 12 | 100% | 37.0531 | 79.48% | 17.21% | 3.315% | 1.4577 | 0 | 0 | 1.4577 | 0 | 1.3906 | 4.6933 | 0.29629 | 1.3906 | 4.6933 | 0.29629 | 1.4649 | 4.9441 | 0.29629 | 3.934% | 0.064007 | 0.060838 | 578.893 | 75.1815 | 95.4784 | 408.233 | 585.0798 | 0 | 0 | 585.0798 | 0.000306%
2026 | 855 | 855-46AE | Tier-2 | Tier-2---15 | 1--5 | 2 | 100% | 22.7812 | 99.05% | 0% | 0.9453% | 1.117 | 0 | 0 | 1.117 | 0 | 1.0656 | 0.78222 | 1.3622 | 1.0656 | 0.78222 | 1.3622 | 1.1225 | 0.82402 | 1.3622 | 4.903% | 0.0010888 | 0.0010349 | 20923.2579 | 6163.1266 | 183.5454 | 14576.586 | 20933.5585 | 0 | 0 | 20933.5585 | 0.0002345%
2026 | 859 | 859-42R | Tier-2 | Tier-2---3 | 4--5 | 41 | 100% | 1138.7404 | 98.96% | 0% | 1.04% | 55.7813 | 0 | 0 | 55.7813 | 0 | 53.2116 | 16.0356 | 3.3183 | 53.2116 | 16.0356 | 3.3183 | 56.0548 | 16.8924 | 3.3183 | 4.899% | 0.067132 | 0.063809 | 16962.7575 | 2757.3465 | 237.2903 | 13968.1207 | 16971.9461 | 0 | 0 | 16971.9461 | 0.01171%
2026 | 907 | 907-1562AE | Tier-3 | Tier-3---6 | 4--5 | 37 | 100% | 858.7853 | 77.1% | 22.57% | 0.3293% | 32.7744 | 0 | 0 | 32.7744 | 0 | 31.2646 | 14.4711 | 2.1605 | 31.2646 | 14.4711 | 2.1605 | 32.9351 | 15.2444 | 2.1605 | 3.816% | 0.054867 | 0.052151 | 15652.2427 | 2298.9356 | 3240.4011 | 10112.906 | 15838.9218 | 0 | 0 | 15838.9218 | 0.006879%
2026 | 907 | 907-1602 | Tier-3 | Tier-3---17 | 3--4 | 1 | 100% | 23.6904 | 85.8% | 13.77% | 0.4286% | 1.0061 | 0 | 0 | 1.0061 | 0 | 0.95977 | 0.39111 | 2.4539 | 0.95977 | 0.39111 | 2.4539 | 1.0111 | 0.41201 | 2.4539 | 4.247% | 0.018131 | 0.017233 | 1306.6407 | 183.5641 | 147.0644 | 976.0122 | 1316.3056 | 0 | 0 | 1316.3056 | 0.0002112%
2026 | 907 | 907-1702R | Tier-3 | Tier-3---6 | 4--5 | 35 | 100% | 840.6328 | 97.1% | 2.481% | 0.4145% | 40.4066 | 0 | 0 | 40.4066 | 0 | 38.5452 | 13.6889 | 2.8158 | 38.5452 | 13.6889 | 2.8158 | 40.6047 | 14.4203 | 2.8158 | 4.807% | 0.061079 | 0.058055 | 13763.1312 | 2505.9528 | 366.7943 | 10890.3841 | 13783.8819 | 0 | 0 | 13783.8819 | 0.008481%
2026 | 907 | 907-1716R | Tier-3 | Tier-3---2 | 4--5 | 74 | 100% | 2427.1827 | 91.21% | 8.47% | 0.3199% | 109.585 | 0 | 0 | 109.585 | 0 | 104.5366 | 28.9423 | 3.6119 | 104.5366 | 28.9423 | 3.6119 | 110.1222 | 30.4887 | 3.6119 | 4.515% | 0.088049 | 0.083691 | 27566.2098 | 5467.7784 | 2289.9071 | 19808.5244 | 27692.3953 | 0 | 0 | 27692.3953 | 0.023%
2026 | 907 | 907-2820R | Tier-3 | Tier-3---10 | 4--5 | 2 | 100% | 535.894 | 99.72% | 0.09292% | 0.1857% | 26.4528 | 0 | 0 | 26.4528 | 0 | 25.2342 | 0.78222 | 32.2596 | 25.2342 | 0.78222 | 32.2596 | 26.5825 | 0.82402 | 32.2596 | 4.936% | 0.082479 | 0.078396 | 6497.3542 | 1341.6962 | 16.6169 | 5139.0411 | 6498.2969 | 0 | 0 | 6498.2969 | 0.005552%
2026 | 908 | 908-1172R | Tier-2 | Tier-2---2 | 5--5 | 76 | 100% | 1737.7755 | 85.15% | 14.43% | 0.419% | 73.2487 | 0 | 0 | 73.2487 | 0 | 69.8743 | 29.7245 | 2.3507 | 69.8743 | 29.7245 | 2.3507 | 73.6078 | 31.3127 | 2.3507 | 4.215% | 0.20692 | 0.19668 | 8398.1993 | 1379.7509 | 1146.2529 | 5872.1954 | 8463.133 | 0 | 0 | 8463.133 | 0.01537%
2026 | 908 | 908-1236 | Tier-2 | Tier-2---2 | 5--5 | 28 | 100% | 1117.3056 | 87.67% | 11.99% | 0.3416% | 48.4882 | 0 | 0 | 48.4882 | 0 | 46.2545 | 10.9511 | 4.2237 | 46.2545 | 10.9511 | 4.2237 | 48.7259 | 11.5363 | 4.2237 | 4.34% | 0.1877 | 0.17841 | 5952.6009 | 1091.9072 | 667.6574 | 4193.0363 | 5990.8188 | 0 | 0 | 5990.8188 | 0.01018%
2026 | 908 | 908-1368R | Tier-2 | Tier-2---5 | 5--5 | 109 | 100% | 991.2216 | 79.39% | 19.4% | 1.209% | 38.9519 | 0 | 0 | 38.9519 | 0 | 37.1575 | 42.6312 | 0.8716 | 37.1575 | 42.6312 | 0.8716 | 39.1428 | 44.9091 | 0.8716 | 3.93% | 0.23644 | 0.22474 | 4192.2079 | 563.5001 | 776.6437 | 2852.0641 | 4237.2091 | 0 | 0 | 4237.2091 | 0.008176%
2026 | 908 | 908-1370R | Tier-2 | Tier-2---8 | 5--4 | 40 | 100% | 321.5186 | 63.48% | 35.24% | 1.285% | 10.1025 | 0 | 0 | 10.1025 | 0 | 9.6371 | 15.6445 | 0.616 | 9.6371 | 15.6445 | 0.616 | 10.152 | 16.4804 | 0.616 | 3.142% | 0.1878 | 0.17851 | 1711.9863 | 197.0075 | 569.379 | 945.5998 | 1744.5489 | 0 | 0 | 1744.5489 | 0.002121%
2026 | 908 | 908-1372R | Tier-2 | Tier-2---2 | 5--5 | 21 | 100% | 804.0275 | 84.01% | 15.68% | 0.3083% | 33.4346 | 0 | 0 | 33.4346 | 0 | 31.8944 | 8.2134 | 3.8832 | 31.8944 | 8.2134 | 3.8832 | 33.5985 | 8.6522 | 3.8832 | 4.158% | 0.17701 | 0.16825 | 4542.3486 | 816.5914 | 664.0711 | 3061.6861 | 4580.1787 | 0 | 0 | 4580.1787 | 0.007018%
2026 | 908 | 908-2038R | Tier-2 | Tier-2---1 | 5--5 | 146 | 100% | 3761.7346 | 88.11% | 11.56% | 0.3295% | 164.0652 | 0 | 0 | 164.0652 | 0 | 156.5071 | 57.1024 | 2.7408 | 156.5071 | 57.1024 | 2.7408 | 164.8695 | 60.1534 | 2.7408 | 4.361% | 0.23053 | 0.21912 | 16317.5676 | 2905.2613 | 1774.9087 | 11637.3976 | 16418.6104 | 0 | 0 | 16418.6104 | 0.03444%
2026 | 908 | 908-2040 | Tier-2 | Tier-2---5 | 5--5 | 46 | 100% | 697.2725 | 58.64% | 40.83% | 0.5327% | 20.2401 | 0 | 0 | 20.2401 | 0 | 19.3077 | 17.9912 | 1.0732 | 19.3077 | 17.9912 | 1.0732 | 20.3394 | 18.9525 | 1.0732 | 2.903% | 0.17929 | 0.17042 | 3888.9985 | 484.676 | 1468.7466 | 1935.576 | 3972.762 | 0 | 0 | 3972.762 | 0.004248%
2026 | 908 | 908-2055F | Tier-3 | Tier-3---2 | 5--5 | 95 | 100% | 2141.2623 | 90.56% | 9.061% | 0.3753% | 95.9903 | 0 | 0 | 95.9903 | 0 | 91.5682 | 37.1557 | 2.4644 | 91.5682 | 37.1557 | 2.4644 | 96.4608 | 39.1409 | 2.4644 | 4.483% | 0.20355 | 0.19347 | 10519.7129 | 1841.0843 | 947.7804 | 7730.8482 | 10571.4113 | 0 | 0 | 10571.4113 | 0.02015%
2026 | 908 | 908-2062F | Tier-2 | Tier-2---16 | 5--2 | 1 | 100% | 16.6415 | 87.19% | 12.22% | 0.5909% | 0.7182 | 0 | 0 | 0.7182 | 0 | 0.68511 | 0.39111 | 1.7517 | 0.68511 | 0.39111 | 1.7517 | 0.72172 | 0.41201 | 1.7517 | 4.316% | 0.16054 | 0.1526 | 103.6572 | 14.5987 | 13.5444 | 75.5142 | 104.3489 | 0 | 0 | 104.3489 | 0.0001508%
2026 | 908 | 908-30 | Tier-2 | Tier-2---10 | 5--4 | 10 | 100% | 139.6838 | 79.37% | 19.74% | 0.8803% | 5.4882 | 0 | 0 | 5.4882 | 0 | 5.2354 | 3.9111 | 1.3386 | 5.2354 | 3.9111 | 1.3386 | 5.5151 | 4.1201 | 1.3386 | 3.929% | 0.16572 | 0.15752 | 842.8699 | 108.2915 | 162.9752 | 571.6032 | 851.9233 | 0 | 0 | 851.9233 | 0.001152%
2026 | 909 | 909-451 | Tier-3 | Tier-3---1 | 5--5 | 126 | 100% | 4745.7108 | 91.73% | 8.003% | 0.272% | 215.4739 | 0 | 0 | 215.4739 | 0 | 205.5474 | 49.2801 | 4.171 | 205.5474 | 49.2801 | 4.171 | 216.5301 | 51.9132 | 4.171 | 4.54% | 0.31112 | 0.29572 | 15253.5364 | 2448.7202 | 1130.6792 | 11674.137 | 15319.2699 | 0 | 0 | 15319.2699 | 0.04523%
2026 | 909 | 909-805R | Tier-2 | Tier-2---1 | 5--5 | 99 | 100% | 2804.3911 | 91.7% | 7.979% | 0.3181% | 127.2991 | 0 | 0 | 127.2991 | 0 | 121.4347 | 38.7201 | 3.1362 | 121.4347 | 38.7201 | 3.1362 | 127.9231 | 40.789 | 3.1362 | 4.539% | 0.28921 | 0.27489 | 9696.7159 | 1951.0291 | 709.8564 | 7035.8304 | 9738.6166 | 0 | 0 | 9738.6166 | 0.02672%
2026 | 909 | 909-812 | Tier-2 | Tier-2---17 | 1--5 | 1 | 100% | 5.2728 | 98.62% | 0% | 1.38% | 0.2574 | 0 | 0 | 0.2574 | 0 | 0.24554 | 0.39111 | 0.62781 | 0.24554 | 0.39111 | 0.62781 | 0.25866 | 0.41201 | 0.62781 | 4.882% | 0.0001786 | 0.00016976 | 29522.7471 | 4707.1668 | 686.726 | 24128.8543 | 29543.9615 | 0 | 0 | 29543.9615 | 5.403e-05%
2026 | 91 | 91-7F | Tier-2 | Tier-2---9 | 4--5 | 28 | 100% | 251.2122 | 79.73% | 18.17% | 2.101% | 9.9145 | 0 | 0 | 9.9145 | 0 | 9.4578 | 10.9511 | 0.86363 | 9.4578 | 10.9511 | 0.86363 | 9.9631 | 11.5363 | 0.86363 | 3.947% | 0.034038 | 0.032353 | 7380.3891 | 1285.4298 | 1444.1692 | 4650.7901 | 7458.2959 | 0 | 0 | 7458.2959 | 0.002081%
2026 | 920 | 920-1342R | Tier-3 | Tier-3---12 | 4--5 | 12 | 100% | 408.8204 | 94.62% | 4.403% | 0.9773% | 19.1478 | 0 | 0 | 19.1478 | 0 | 18.2657 | 4.6933 | 3.8918 | 18.2657 | 4.6933 | 3.8918 | 19.2416 | 4.9441 | 3.8918 | 4.684% | 0.068604 | 0.065208 | 5959.0983 | 1229.6301 | 289.5515 | 4439.9167 | 5975.7964 | 0 | 0 | 5975.7964 | 0.004019%
2026 | 920 | 920-735AE | Tier-2 | Tier-2---7 | 4--5 | 3 | 100% | 627.5827 | 25.02% | 74.11% | 0.8722% | 7.7723 | 0 | 0 | 7.7723 | 0 | 7.4143 | 1.1733 | 6.319 | 7.4143 | 1.1733 | 6.319 | 7.8104 | 1.236 | 6.319 | 1.238% | 0.068691 | 0.065291 | 9136.3433 | 511.7297 | 6274.1673 | 2350.4463 | 9493.1022 | 0 | 0 | 9493.1022 | 0.001631%
2026 | 921 | 921-800F | Tier-2 | Tier-2---7 | 4--5 | 2 | 100% | 650.3067 | 29.95% | 69.36% | 0.6872% | 9.6425 | 0 | 0 | 9.6425 | 0 | 9.1983 | 0.78222 | 11.7592 | 9.1983 | 0.78222 | 11.7592 | 9.6898 | 0.82402 | 11.7592 | 1.483% | 0.065336 | 0.062102 | 9953.2373 | 702.3415 | 6282.5542 | 2968.3417 | 10316.3119 | 0 | 0 | 10316.3119 | 0.002024%
2026 | 928 | 928-19 | Tier-2 | Tier-2---11 | 4--4 | 2 | 100% | 73.2406 | 96.92% | 1.567% | 1.51% | 3.5139 | 0 | 0 | 3.5139 | 0 | 3.352 | 0.78222 | 4.2852 | 3.352 | 0.78222 | 4.2852 | 3.5311 | 0.82402 | 4.2852 | 4.798% | 0.051756 | 0.049194 | 1415.107 | 294.5529 | 37.2101 | 1083.344 | 1417.3747 | 0 | 0 | 1417.3747 | 0.0007376%
2026 | 968 | 968-476F | Tier-2 | Tier-2---17 | 3--3 | 5 | 100% | 17.6086 | 89.28% | 2.69% | 8.028% | 0.77821 | 0 | 0 | 0.77821 | 0 | 0.74236 | 1.9556 | 0.37961 | 0.74236 | 1.9556 | 0.37961 | 0.78202 | 2.06 | 0.37961 | 4.419% | 0.015315 | 0.014557 | 1149.748 | 271.1398 | 111.0595 | 767.5487 | 1156.1655 | 0 | 0 | 1156.1655 | 0.0001633%
2026 | 970 | 970-1341R | Tier-3 | Tier-3---4 | 5--5 | 11 | 100% | 1130.055 | 96.17% | 3.586% | 0.2481% | 53.7928 | 0 | 0 | 53.7928 | 0 | 51.3146 | 4.3022 | 11.9274 | 51.3146 | 4.3022 | 11.9274 | 54.0565 | 4.5321 | 11.9274 | 4.76% | 0.12497 | 0.11878 | 9042.8131 | 2000.05 | 446.8525 | 6595.9106 | 9060.8711 | 0 | 0 | 9060.8711 | 0.01129%
2026 | 971 | 971-1973R | Tier-3 | Tier-3---4 | 5--5 | 100 | 100% | 1698.739 | 91.74% | 7.818% | 0.44% | 77.1439 | 0 | 0 | 77.1439 | 0 | 73.59 | 39.1112 | 1.8816 | 73.59 | 39.1112 | 1.8816 | 77.522 | 41.201 | 1.8816 | 4.541% | 0.14704 | 0.13976 | 11552.8886 | 2071.9815 | 875.2489 | 8605.6581 | 11602.5712 | 0 | 0 | 11602.5712 | 0.01619%
2026 | 971 | 971-2050R | Tier-3 | Tier-3---2 | 5--5 | 189 | 100% | 3108.8974 | 90.26% | 9.266% | 0.4743% | 138.901 | 0 | 0 | 138.901 | 0 | 132.5021 | 73.9202 | 1.7925 | 132.5021 | 73.9202 | 1.7925 | 139.5819 | 77.8699 | 1.7925 | 4.468% | 0.18464 | 0.1755 | 16837.3789 | 2911.4979 | 1523.0662 | 12402.8149 | 16922.7873 | 0 | 0 | 16922.7873 | 0.02916%
2026 | 971 | 971-29R | Tier-3 | Tier-3---6 | 5--5 | 28 | 100% | 752.2042 | 94.43% | 5.253% | 0.3211% | 35.1587 | 0 | 0 | 35.1587 | 0 | 33.539 | 10.9511 | 3.0626 | 33.539 | 10.9511 | 3.0626 | 35.331 | 11.5363 | 3.0626 | 4.674% | 0.12171 | 0.11568 | 6180.3198 | 998.028 | 309.4222 | 4872.8696 | 6198.2603 | 0 | 0 | 6198.2603 | 0.00738%
2026 | 971 | 971-371R | Tier-3 | Tier-3---12 | 5--5 | 11 | 100% | 419.6492 | 95.09% | 4.537% | 0.3709% | 19.7532 | 0 | 0 | 19.7532 | 0 | 18.8432 | 4.3022 | 4.3799 | 18.8432 | 4.3022 | 4.3799 | 19.85 | 4.5321 | 4.3799 | 4.707% | 0.11668 | 0.1109 | 3596.6988 | 576.739 | 156.4778 | 2863.4821 | 3605.8911 | 0 | 0 | 3605.8911 | 0.004146%
2026 | 971 | 971-383R | Tier-3 | Tier-3---4 | 5--5 | 45 | 100% | 1568.3841 | 85.57% | 14.07% | 0.3633% | 66.4295 | 0 | 0 | 66.4295 | 0 | 63.3692 | 17.6 | 3.6005 | 63.3692 | 17.6 | 3.6005 | 66.7551 | 18.5404 | 3.6005 | 4.236% | 0.13837 | 0.13152 | 11334.794 | 1698.1384 | 1536.4876 | 8100.1681 | 11419.9942 | 0 | 0 | 11419.9942 | 0.01394%
2026 | 971 | 971-388R | Tier-3 | Tier-3---4 | 5--5 | 103 | 100% | 1370.1526 | 91.78% | 7.427% | 0.7941% | 62.2469 | 0 | 0 | 62.2469 | 0 | 59.3793 | 40.2846 | 1.474 | 59.3793 | 40.2846 | 1.474 | 62.552 | 42.437 | 1.474 | 4.543% | 0.17642 | 0.16769 | 7766.4244 | 1241.1352 | 582.4552 | 5942.8339 | 7799.675 | 0 | 0 | 7799.675 | 0.01307%
2026 | 972 | 972-1582R | Tier-3 | Tier-3---6 | 5--5 | 81 | 100% | 1102.3739 | 89.57% | 9.851% | 0.5741% | 48.8787 | 0 | 0 | 48.8787 | 0 | 46.627 | 31.6801 | 1.4718 | 46.627 | 31.6801 | 1.4718 | 49.1183 | 33.3728 | 1.4718 | 4.434% | 0.15062 | 0.14317 | 7318.7038 | 1095.1808 | 689.6681 | 5533.8548 | 7358.4386 | 0 | 0 | 7358.4386 | 0.01026%
2026 | 972 | 972-1590F | Tier-3 | Tier-3---2 | 5--5 | 106 | 100% | 2662.477 | 86.18% | 13.31% | 0.5115% | 113.5799 | 0 | 0 | 113.5799 | 0 | 108.3475 | 41.4579 | 2.6134 | 108.3475 | 41.4579 | 2.6134 | 114.1367 | 43.673 | 2.6134 | 4.266% | 0.17603 | 0.16732 | 15124.9944 | 2683.3405 | 1935.3853 | 10506.2686 | 15233.8451 | 0 | 0 | 15233.8451 | 0.02384%
2026 | 972 | 972-32R | Tier-2 | Tier-2---1 | 5--5 | 54 | 100% | 2627.0976 | 78.5% | 21.13% | 0.3758% | 102.0774 | 0 | 0 | 102.0774 | 0 | 97.3749 | 21.1201 | 4.6105 | 97.3749 | 21.1201 | 4.6105 | 102.5777 | 22.2485 | 4.6105 | 3.886% | 0.16607 | 0.15785 | 15819.0849 | 2182.9188 | 3069.8118 | 10566.3543 | 15996.2393 | 0 | 0 | 15996.2393 | 0.02143%
2026 | 972 | 972-942R | Tier-3 | Tier-3---6 | 5--5 | 59 | 100% | 1052.2316 | 92.49% | 7.06% | 0.4532% | 48.1724 | 0 | 0 | 48.1724 | 0 | 45.9532 | 23.0756 | 1.9914 | 45.9532 | 23.0756 | 1.9914 | 48.4085 | 24.3086 | 1.9914 | 4.578% | 0.14194 | 0.13492 | 7412.953 | 1277.1801 | 501.709 | 5634.0638 | 7441.9562 | 0 | 0 | 7441.9562 | 0.01011%
2026 | 973 | 973-1226R | Tier-3 | Tier-3---10 | 5--5 | 50 | 100% | 738.9301 | 81.66% | 17.71% | 0.6284% | 29.8702 | 0 | 0 | 29.8702 | 0 | 28.4942 | 19.5556 | 1.4571 | 28.4942 | 19.5556 | 1.4571 | 30.0166 | 20.6005 | 1.4571 | 4.042% | 0.13989 | 0.13297 | 5282.0414 | 696.4842 | 883.7073 | 3701.85 | 5332.48 | 0 | 0 | 5332.48 | 0.00627%
2026 | 973 | 973-1245R | Tier-3 | Tier-3---6 | 5--5 | 19 | 100% | 792.6367 | 95.03% | 4.73% | 0.2408% | 37.2851 | 0 | 0 | 37.2851 | 0 | 35.5675 | 7.4311 | 4.7863 | 35.5675 | 7.4311 | 4.7863 | 37.4679 | 7.8282 | 4.7863 | 4.704% | 0.12039 | 0.11443 | 6584.1053 | 1077.527 | 369.5828 | 5136.9955 | 6601.1501 | 0 | 0 | 6601.1501 | 0.007826%
2026 | 973 | 973-626R | Tier-3 | Tier-3---7 | 5--5 | 82 | 100% | 933.998 | 86.55% | 12.73% | 0.7172% | 40.0157 | 0 | 0 | 40.0157 | 0 | 38.1722 | 32.0712 | 1.1902 | 38.1722 | 32.0712 | 1.1902 | 40.2118 | 33.7848 | 1.1902 | 4.284% | 0.1523 | 0.14476 | 6132.6277 | 944.3399 | 738.3045 | 4449.9833 | 6175.576 | 0 | 0 | 6175.576 | 0.008399%
2026 | 974 | 974-23R | Tier-3 | Tier-3---11 | 5--5 | 104 | 100% | 770.0113 | 72.03% | 26.78% | 1.193% | 27.4528 | 0 | 0 | 27.4528 | 0 | 26.1881 | 40.6757 | 0.64383 | 26.1881 | 40.6757 | 0.64383 | 27.5874 | 42.849 | 0.64383 | 3.565% | 0.16472 | 0.15657 | 4674.6625 | 542.8961 | 1175.2982 | 2956.4682 | 4742.7663 | 0 | 0 | 4742.7663 | 0.005762%
2026 | 974 | 974-715R | Tier-3 | Tier-3---6 | 5--5 | 29 | 100% | 765.8632 | 95.89% | 3.616% | 0.4898% | 36.3537 | 0 | 0 | 36.3537 | 0 | 34.679 | 11.3423 | 3.0575 | 34.679 | 11.3423 | 3.0575 | 36.5319 | 11.9483 | 3.0575 | 4.747% | 0.14069 | 0.13372 | 5443.6999 | 833.249 | 274.7582 | 4335.6927 | 5455.3397 | 0 | 0 | 5455.3397 | 0.007631%
2026 | 975 | 975-22R | Tier-3 | Tier-3---7 | 5--5 | 1 | 100% | 1670.0817 | 26.02% | 73.92% | 0.06338% | 21.5086 | 0 | 0 | 21.5086 | 0 | 20.5177 | 0.39111 | 52.46 | 20.5177 | 0.39111 | 52.46 | 21.614 | 0.41201 | 52.46 | 1.288% | 0.19669 | 0.18696 | 8490.7264 | 507.2869 | 5821.7498 | 2161.6897 | 8817.8604 | 0 | 0 | 8817.8604 | 0.004515%
2026 | 991 | 991-1 | Tier-2 | Tier-2---12 | 4--5 | 11 | 100% | 269.0349 | 22.26% | 77.39% | 0.3477% | 2.965 | 0 | 0 | 2.965 | 0 | 2.8285 | 4.3022 | 0.65744 | 2.8285 | 4.3022 | 0.65744 | 2.9796 | 4.5321 | 0.65744 | 1.102% | 0.034773 | 0.033051 | 7736.9795 | 537.9923 | 5445.2245 | 1753.7627 | 8050.1946 | 0 | 0 | 8050.1946 | 0.0006224%
2026 | 991 | 991-1206R | Tier-2 | Tier-2---4 | 4--5 | 17 | 100% | 580.6091 | 98.3% | 0.7633% | 0.9388% | 28.251 | 0 | 0 | 28.251 | 0 | 26.9495 | 6.6489 | 4.0532 | 26.9495 | 6.6489 | 4.0532 | 28.3895 | 7.0042 | 4.0532 | 4.866% | 0.063785 | 0.060628 | 9102.5384 | 2181.358 | 136.565 | 6784.6154 | 9110.6067 | 0 | 0 | 9110.6067 | 0.00593%
2026 | 1023 | CB 1023 | Tier-2 | Tier-2---4 | 4--5 | 1 | 100% | 374.8399 | 98.36% | 0.9442% | 0.6917% | 18.251 | 0 | 0 | 18.251 | 0 | 17.4102 | 0.39111 | 44.5147 | 17.4102 | 0.39111 | 44.5147 | 18.3405 | 0.41201 | 44.5147 | 4.869% | 0.082267 | 0.078195 | 4556.3931 | 688.3386 | 326.2097 | 3541.8448 | 4560.275 | 0 | 0 | 4560.275 | 0.003831%
2026 | 1090 | CB 1090 | Tier-2 | Tier-2---7 | 3--5 | 24 | 100% | 193.2665 | 97.29% | 1.202% | 1.508% | 9.3074 | 0 | 0 | 9.3074 | 0 | 8.8787 | 9.3867 | 0.94588 | 8.8787 | 9.3867 | 0.94588 | 9.3531 | 9.8882 | 0.94588 | 4.816% | 0.025114 | 0.023871 | 7695.6285 | 1211.5196 | 206.2478 | 6277.8611 | 7706.4898 | 0 | 0 | 7706.4898 | 0.001954%
2026 | 1101 | CB 1101 | Tier-2 | Tier-2---9 | 4--4 | 1 | 100% | 199.93 | 98.45% | 0.8502% | 0.703% | 9.7428 | 0 | 0 | 9.7428 | 0 | 9.294 | 0.39111 | 23.763 | 9.294 | 0.39111 | 23.763 | 9.7906 | 0.41201 | 23.763 | 4.873% | 0.091579 | 0.087045 | 2183.1518 | 318.4441 | 233.987 | 1630.7207 | 2184.9176 | 0 | 0 | 2184.9176 | 0.002045%
2026 | 1106 | CB 1106 | Tier-2 | Tier-2---7 | 4--5 | 4 | 100% | 1067.6226 | 5.884% | 94.04% | 0.07265% | 3.1093 | 0 | 0 | 3.1093 | 0 | 2.9661 | 1.5644 | 1.8959 | 2.9661 | 1.5644 | 1.8959 | 3.1245 | 1.648 | 1.8959 | 0.2912% | 0.070774 | 0.067271 | 15084.9121 | 163.1311 | 12883.8022 | 2037.9789 | 15824.2814 | 0 | 0 | 15824.2814 | 0.0006526%
2026 | 1138 | CB 1138 | Tier-2 | Tier-2---10 | 5--4 | 19 | 100% | 305.5776 | 38.78% | 59.44% | 1.777% | 5.8657 | 0 | 0 | 5.8657 | 0 | 5.5955 | 7.4311 | 0.75298 | 5.5955 | 7.4311 | 0.75298 | 5.8945 | 7.8282 | 0.75298 | 1.92% | 0.11418 | 0.10853 | 2676.3311 | 209.1802 | 1537.4835 | 929.6674 | 2761.6594 | 0 | 0 | 2761.6594 | 0.001231%
2026 | 1161 | CB 1161 | Tier-2 | Tier-2---20 | 4--1 | 2 | 100% | 16.2447 | 8.481% | 86.73% | 4.794% | 0.068193 | 0 | 0 | 0.068193 | 0 | 0.065052 | 0.78222 | 0.083162 | 0.065052 | 0.78222 | 0.083162 | 0.068527 | 0.82402 | 0.083162 | 0.4198% | 0.061771 | 0.058714 | 262.9824 | 2.5967 | 199.3774 | 61.0083 | 275.5166 | 0 | 0 | 275.5166 | 1.431e-05%
2026 | 1162 | CB 1162 | Tier-2 | Tier-2---18 | 4--2 | 3 | 100% | 17.3545 | 85.79% | 8.389% | 5.825% | 0.73695 | 0 | 0 | 0.73695 | 0 | 0.703 | 1.1733 | 0.59914 | 0.703 | 1.1733 | 0.59914 | 0.74056 | 1.236 | 0.59914 | 4.246% | 0.064214 | 0.061035 | 270.2621 | 35.4982 | 38.2909 | 196.4729 | 272.2626 | 0 | 0 | 272.2626 | 0.0001547%
2026 | 1215 | CB 1215 | Tier-3 | Tier-3---20 | 1--5 | 1 | 100% | 3.8855 | 98.12% | 0% | 1.884% | 0.18871 | 0 | 0 | 0.18871 | 0 | 0.18002 | 0.39111 | 0.46027 | 0.18002 | 0.39111 | 0.46027 | 0.18963 | 0.41201 | 0.46027 | 4.857% | 0.0002576 | 0.00024485 | 15083.5302 | 2158.6856 | 350.5407 | 12574.3039 | 15098.329 | 0 | 0 | 15098.329 | 3.961e-05%
2026 | 1234 | CB 1234 | Tier-3 | Tier-3---10 | 5--5 | 79 | 100% | 1703.5911 | 47.26% | 52.1% | 0.6391% | 39.8535 | 0 | 0 | 39.8535 | 0 | 38.0175 | 30.8979 | 1.2304 | 38.0175 | 30.8979 | 1.2304 | 40.0489 | 32.5488 | 1.2304 | 2.339% | 0.11961 | 0.11369 | 14242.4054 | 1075.4767 | 7121.7223 | 6045.2064 | 14633.5836 | 0 | 0 | 14633.5836 | 0.008365%
2026 | 1235 | CB 1235 | Tier-2 | Tier-2---6 | 4--5 | 92 | 100% | 1038.4291 | 94.32% | 4.296% | 1.381% | 48.4843 | 0 | 0 | 48.4843 | 0 | 46.2507 | 35.9823 | 1.2854 | 46.2507 | 35.9823 | 1.2854 | 48.722 | 37.9049 | 1.2854 | 4.669% | 0.082825 | 0.078725 | 12537.6589 | 2179.7945 | 762.6013 | 9595.263 | 12574.7238 | 0 | 0 | 12574.7238 | 0.01018%
2026 | 1243 | CB 1243 | Tier-2 | Tier-2---7 | 3--5 | 30 | 100% | 199.4877 | 98.24% | 0% | 1.764% | 9.7004 | 0 | 0 | 9.7004 | 0 | 9.2535 | 11.7334 | 0.78865 | 9.2535 | 11.7334 | 0.78865 | 9.748 | 12.3603 | 0.78865 | 4.863% | 0.019586 | 0.018616 | 10185.2188 | 1675.1434 | 207.9289 | 8302.1466 | 10194.5771 | 0 | 0 | 10194.5771 | 0.002036%
2026 | 1245 | CB 1245 | Tier-2 | Tier-2---15 | 1--5 | 2 | 100% | 16.7924 | 98.43% | 0% | 1.568% | 0.81819 | 0 | 0 | 0.81819 | 0 | 0.7805 | 0.78222 | 0.9978 | 0.7805 | 0.78222 | 0.9978 | 0.8222 | 0.82402 | 0.9978 | 4.872% | 0.001637 | 0.001556 | 10258.0329 | 2664.8486 | 151.8636 | 7441.3207 | 10266.4078 | 0 | 0 | 10266.4078 | 0.0001717%
2026 | 1250 | CB 1250 | Tier-2 | Tier-2---4 | 4--5 | 2 | 100% | 388.8417 | 99.33% | 0.414% | 0.257% | 19.1185 | 0 | 0 | 19.1185 | 0 | 18.2378 | 0.78222 | 23.3152 | 18.2378 | 0.78222 | 23.3152 | 19.2122 | 0.82402 | 23.3152 | 4.917% | 0.088703 | 0.084312 | 4383.6458 | 676.5543 | 273.8326 | 3433.2589 | 4385.1777 | 0 | 0 | 4385.1777 | 0.004013%
2026 | 1448 | CB 1448 | Tier-1 | Non-HFTD---15 | 1--3 | 1 | 100% | 2.9553 | 84.44% | 0% | 15.56% | 0.12352 | 0 | 0 | 0.12352 | 0 | 0.11783 | 0.39111 | 0.30127 | 0.11783 | 0.39111 | 0.30127 | 0.12413 | 0.41201 | 0.30127 | 4.18% | 0.002261 | 0.0021491 | 1307.0696 | 93.2099 | 706.8191 | 507.0406 | 1317.6622 | 0 | 0 | 1317.6622 | 2.593e-05%
2026 | 157 | CB 157 | Tier-3 | Tier-3---21 | 1--5 | 1 | 100% | 1.2764 | 97.36% | 0% | 2.636% | 0.061516 | 0 | 0 | 0.061516 | 0 | 0.058682 | 0.39111 | 0.15004 | 0.058682 | 0.39111 | 0.15004 | 0.061817 | 0.41201 | 0.15004 | 4.82% | 0.0001334 | 0.0001268 | 9568.1185 | 1255.2912 | 1268.6255 | 7044.2018 | 9581.2541 | 0 | 0 | 9581.2541 | 1.291e-05%
2026 | 200 | CB 200 | Tier-2 | Tier-2---9 | 4--5 | 5 | 100% | 748.3334 | 16.62% | 82.09% | 1.289% | 6.1567 | 0 | 0 | 6.1567 | 0 | 5.8731 | 1.9556 | 3.0033 | 5.8731 | 1.9556 | 3.0033 | 6.1869 | 2.06 | 3.0033 | 0.8227% | 0.060261 | 0.057278 | 12418.2035 | 230.4691 | 10130.0521 | 2057.6824 | 12957.4282 | 0 | 0 | 12957.4282 | 0.001292%
2026 | 204 | CB 204 | Tier-2 | Tier-2---9 | 4--4 | 1 | 100% | 421.5291 | 52.89% | 45.23% | 1.878% | 11.0363 | 0 | 0 | 11.0363 | 0 | 10.5279 | 0.39111 | 26.9178 | 10.5279 | 0.39111 | 26.9178 | 11.0904 | 0.41201 | 26.9178 | 2.618% | 0.068524 | 0.065132 | 6151.5544 | 481.5982 | 2922.6769 | 2747.2793 | 6302.4694 | 0 | 0 | 6302.4694 | 0.002317%
2026 | 212 | CB 212 | Tier-2 | Tier-2---19 | 1--5 | 1 | 100% | 7.0048 | 97.1% | 0% | 2.901% | 0.33668 | 0 | 0 | 0.33668 | 0 | 0.32117 | 0.39111 | 0.82116 | 0.32117 | 0.39111 | 0.82116 | 0.33833 | 0.41201 | 0.82116 | 4.806% | 0.0011646 | 0.001107 | 6014.7386 | 501.785 | 651.8944 | 4861.0592 | 6023.8267 | 0 | 0 | 6023.8267 | 7.067e-05%
2026 | 230 | CB 230 | Tier-2 | Tier-2---14 | 1--5 | 1 | 100% | 37.0692 | 98.96% | 0% | 1.045% | 1.8158 | 0 | 0 | 1.8158 | 0 | 1.7321 | 0.39111 | 4.4287 | 1.7321 | 0.39111 | 4.4287 | 1.8247 | 0.41201 | 4.4287 | 4.898% | 0.0025822 | 0.0024544 | 14355.6795 | 1973.4751 | 2354.5204 | 10027.684 | 14363.4884 | 0 | 0 | 14363.4884 | 0.0003811%
2026 | 231 | CB 231 | Tier-2 | Tier-2---7 | 4--5 | 50 | 100% | 416.5176 | 95.81% | 2.821% | 1.365% | 19.7547 | 0 | 0 | 19.7547 | 0 | 18.8446 | 19.5556 | 0.96364 | 18.8446 | 19.5556 | 0.96364 | 19.8515 | 20.6005 | 0.96364 | 4.743% | 0.037573 | 0.035713 | 11085.6737 | 1859.8233 | 754.4202 | 8471.4303 | 11109.8371 | 0 | 0 | 11109.8371 | 0.004147%
2026 | 232 | CB 232 | Tier-2 | Tier-2---7 | 4--5 | 23 | 100% | 300.2122 | 85.96% | 12.43% | 1.615% | 12.7738 | 0 | 0 | 12.7738 | 0 | 12.1854 | 8.9956 | 1.3546 | 12.1854 | 8.9956 | 1.3546 | 12.8364 | 9.4762 | 1.3546 | 4.255% | 0.029023 | 0.027587 | 10343.7991 | 1418.351 | 1554.0747 | 7371.3734 | 10419.4395 | 0 | 0 | 10419.4395 | 0.002681%
2026 | 233 | CB 233 | Tier-2 | Tier-2---4 | 4--5 | 102 | 100% | 763.9567 | 93.34% | 4.903% | 1.762% | 35.2955 | 0 | 0 | 35.2955 | 0 | 33.6695 | 39.8934 | 0.84399 | 33.6695 | 39.8934 | 0.84399 | 35.4685 | 42.025 | 0.84399 | 4.62% | 0.075451 | 0.071716 | 10125.1756 | 1595.7447 | 1194.5405 | 7334.8905 | 10160.3196 | 0 | 0 | 10160.3196 | 0.007409%
2026 | 234 | CB 234 | Tier-2 | Tier-2---4 | 4--5 | 17 | 100% | 535.5214 | 93.25% | 5.438% | 1.313% | 24.7187 | 0 | 0 | 24.7187 | 0 | 23.5799 | 6.6489 | 3.5464 | 23.5799 | 6.6489 | 3.5464 | 24.8398 | 7.0042 | 3.5464 | 4.616% | 0.044658 | 0.042447 | 11991.611 | 2064.9333 | 958.1122 | 8968.5654 | 12033.7724 | 0 | 0 | 12033.7724 | 0.005188%
2026 | 236 | CB 236 | Tier-2 | Tier-2---1 | 5--5 | 32 | 100% | 1431.5889 | 79.32% | 20.27% | 0.409% | 56.2122 | 0 | 0 | 56.2122 | 0 | 53.6226 | 12.5156 | 4.2845 | 53.6226 | 12.5156 | 4.2845 | 56.4877 | 13.1843 | 4.2845 | 3.927% | 0.1419 | 0.13487 | 10088.9585 | 1415.4843 | 1966.6729 | 6706.8012 | 10197.5904 | 0 | 0 | 10197.5904 | 0.0118%
2026 | 237 | CB 237 | Tier-2 | Tier-2---8 | 5--5 | 4 | 100% | 185.7066 | 94.91% | 4.738% | 0.3556% | 8.7243 | 0 | 0 | 8.7243 | 0 | 8.3224 | 1.5644 | 5.3197 | 8.3224 | 1.5644 | 5.3197 | 8.767 | 1.648 | 5.3197 | 4.698% | 0.10923 | 0.10382 | 1700.183 | 298.8503 | 101.9614 | 1299.3713 | 1704.6928 | 0 | 0 | 1704.6928 | 0.001831%
2026 | 240 | CB 240 | Tier-2 | Tier-2---9 | 4--5 | 23 | 100% | 222.9994 | 87.14% | 10.79% | 2.065% | 9.6189 | 0 | 0 | 9.6189 | 0 | 9.1758 | 8.9956 | 1.02 | 9.1758 | 8.9956 | 1.02 | 9.6661 | 9.4762 | 1.02 | 4.313% | 0.048511 | 0.046109 | 4596.922 | 825.8016 | 739.2506 | 3031.8699 | 4627.7085 | 0 | 0 | 4627.7085 | 0.002019%
2026 | 242 | CB 242 | Tier-2 | Tier-2---11 | 5--3 | 9 | 100% | 207.8863 | 31.82% | 66.99% | 1.182% | 3.2748 | 0 | 0 | 3.2748 | 0 | 3.1239 | 3.52 | 0.88747 | 3.1239 | 3.52 | 0.88747 | 3.2908 | 3.7081 | 0.88747 | 1.575% | 0.1014 | 0.096385 | 2050.064 | 80.1099 | 1437.2921 | 532.662 | 2122.8512 | 0 | 0 | 2122.8512 | 0.0006874%
2026 | 244 | CB 244 | Tier-2 | Tier-2---14 | 4--4 | 5 | 100% | 218.1664 | 17.26% | 81.28% | 1.461% | 1.8642 | 0 | 0 | 1.8642 | 0 | 1.7783 | 1.9556 | 0.90935 | 1.7783 | 1.9556 | 0.90935 | 1.8733 | 2.06 | 0.90935 | 0.8545% | 0.040668 | 0.038655 | 5364.5179 | 74.3952 | 4565.48 | 724.6427 | 5595.6651 | 0 | 0 | 5595.6651 | 0.0003913%
2026 | 246 | CB 246 | Tier-2 | Tier-2---7 | 4--5 | 24 | 100% | 397.8494 | 64.68% | 33.47% | 1.858% | 12.7368 | 0 | 0 | 12.7368 | 0 | 12.1501 | 9.3867 | 1.2944 | 12.1501 | 9.3867 | 1.2944 | 12.7993 | 9.8882 | 1.2944 | 3.201% | 0.066431 | 0.063143 | 5988.8765 | 880.2356 | 2229.0372 | 2879.6037 | 6099.0502 | 0 | 0 | 6099.0502 | 0.002673%
2026 | 247 | CB 247 | Tier-2 | Tier-2---12 | 4--4 | 1 | 100% | 172.2064 | 35.95% | 62.53% | 1.527% | 3.0642 | 0 | 0 | 3.0642 | 0 | 2.9231 | 0.39111 | 7.4737 | 2.9231 | 0.39111 | 7.4737 | 3.0792 | 0.41201 | 7.4737 | 1.779% | 0.038566 | 0.036657 | 4465.2144 | 298.159 | 2868.7773 | 1298.2781 | 4614.1618 | 0 | 0 | 4614.1618 | 0.0006432%
2026 | 248 | CB 248 | Tier-2 | Tier-2---9 | 3--5 | 30 | 100% | 152.3893 | 96.93% | 0% | 3.073% | 7.3115 | 0 | 0 | 7.3115 | 0 | 6.9746 | 11.7334 | 0.59443 | 6.9746 | 11.7334 | 0.59443 | 7.3473 | 12.3603 | 0.59443 | 4.798% | 0.01881 | 0.017879 | 8101.4189 | 1342.8535 | 227.2912 | 6531.2742 | 8114.384 | 0 | 0 | 8114.384 | 0.001535%
2026 | 249 | CB 249 | Tier-3 | Tier-3---16 | 4--4 | 24 | 100% | 160.495 | 85.08% | 13.47% | 1.449% | 6.7591 | 0 | 0 | 6.7591 | 0 | 6.4477 | 9.3867 | 0.6869 | 6.4477 | 9.3867 | 0.6869 | 6.7922 | 9.8882 | 0.6869 | 4.211% | 0.05906 | 0.056137 | 2717.4811 | 349.6551 | 457.423 | 1910.4031 | 2738.598 | 0 | 0 | 2738.598 | 0.001419%
2026 | 283 | CB 283 | Tier-3 | Tier-3---21 | 1--5 | 1 | 100% | 0.8046 | 95.71% | 0% | 4.291% | 0.038119 | 0 | 0 | 0.038119 | 0 | 0.036363 | 0.39111 | 0.092973 | 0.036363 | 0.39111 | 0.092973 | 0.038306 | 0.41201 | 0.092973 | 4.738% | 7.6e-05 | 7.2238e-05 | 10586.8728 | 1573.2738 | 728.9421 | 8284.6569 | 10610.5314 | 0 | 0 | 10610.5314 | 8.001e-06%
2026 | 327 | CB 327 | Tier-3 | Tier-3---16 | 4--5 | 1 | 100% | 193.645 | 98.47% | 1.165% | 0.3624% | 9.439 | 0 | 0 | 9.439 | 0 | 9.0042 | 0.39111 | 23.022 | 9.0042 | 0.39111 | 23.022 | 9.4853 | 0.41201 | 23.022 | 4.874% | 0.076966 | 0.073157 | 2515.9681 | 429.9476 | 31.582 | 2054.4384 | 2517.9694 | 0 | 0 | 2517.9694 | 0.001981%
2026 | 331 | CB 331 | Tier-2 | Tier-2---14 | 2--5 | 5 | 100% | 85.8116 | 98.16% | 0% | 1.839% | 4.1696 | 0 | 0 | 4.1696 | 0 | 3.9775 | 1.9556 | 2.0339 | 3.9775 | 1.9556 | 2.0339 | 4.19 | 2.06 | 2.0339 | 4.859% | 0.010352 | 0.0098396 | 8289.3738 | 853.0321 | 3055.5825 | 4380.7593 | 8297.3133 | 0 | 0 | 8297.3133 | 0.0008752%
2026 | 351 | CB 351 | Tier-2 | Tier-2---3 | 5--5 | 28 | 100% | 1226.0332 | 96.06% | 3.555% | 0.3808% | 58.2998 | 0 | 0 | 58.2998 | 0 | 55.614 | 10.9511 | 5.0784 | 55.614 | 10.9511 | 5.0784 | 58.5856 | 11.5363 | 5.0784 | 4.755% | 0.12463 | 0.11847 | 9837.0052 | 2175.7089 | 389.2547 | 7272.0416 | 9857.1702 | 0 | 0 | 9857.1702 | 0.01224%
2026 | 355 | CB 355 | Tier-2 | Tier-2---3 | 5--5 | 83 | 100% | 1277.9843 | 89.96% | 9.576% | 0.4654% | 56.9079 | 0 | 0 | 56.9079 | 0 | 54.2862 | 32.4623 | 1.6723 | 54.2862 | 32.4623 | 1.6723 | 57.1868 | 34.1968 | 1.6723 | 4.453% | 0.1048 | 0.099616 | 12194.1112 | 2321.0506 | 1198.9562 | 8674.1044 | 12257.8799 | 0 | 0 | 12257.8799 | 0.01195%
2026 | 357 | CB 357 | Tier-3 | Tier-3---10 | 5--5 | 53 | 100% | 902.4975 | 73.58% | 26.03% | 0.3952% | 32.8696 | 0 | 0 | 32.8696 | 0 | 31.3553 | 20.7289 | 1.5126 | 31.3553 | 20.7289 | 1.5126 | 33.0307 | 21.8365 | 1.5126 | 3.642% | 0.12773 | 0.12141 | 7065.5334 | 866.3454 | 1820.4674 | 4378.7206 | 7162.7585 | 0 | 0 | 7162.7585 | 0.006899%
2026 | 358 | CB 358 | Tier-3 | Tier-3---15 | 5--4 | 2 | 100% | 699.283 | 2.295% | 97.69% | 0.01935% | 0.79454 | 0 | 0 | 0.79454 | 0 | 0.75793 | 0.78222 | 0.96895 | 0.75793 | 0.78222 | 0.96895 | 0.79843 | 0.82402 | 0.96895 | 0.1136% | 0.1387 | 0.13184 | 5041.5636 | 26.6978 | 4414.3494 | 600.5164 | 5298.0908 | 0 | 0 | 5298.0908 | 0.0001668%
2026 | 441 | CB 441 | Tier-3 | Tier-3---15 | 5--3 | 7 | 100% | 331.3843 | 80.16% | 18.98% | 0.8593% | 13.1488 | 0 | 0 | 13.1488 | 0 | 12.5431 | 2.7378 | 4.5815 | 12.5431 | 2.7378 | 4.5815 | 13.2133 | 2.8841 | 4.5815 | 3.968% | 0.54555 | 0.51854 | 607.4359 | 49.8353 | 106.5497 | 451.0509 | 613.7126 | 0 | 0 | 613.7126 | 0.00276%
2026 | 443 | CB 443 | Tier-2 | Tier-2---17 | 2--4 | 1 | 100% | 20.1638 | 94.45% | 0% | 5.554% | 0.94267 | 0 | 0 | 0.94267 | 0 | 0.89924 | 0.39111 | 2.2992 | 0.89924 | 0.39111 | 2.2992 | 0.94729 | 0.41201 | 2.2992 | 4.675% | 0.007405 | 0.0070385 | 2722.9916 | 539.7491 | 142.9952 | 2040.2473 | 2730.8683 | 0 | 0 | 2730.8683 | 0.0001979%
2026 | 444 | CB 444 | Tier-2 | Tier-2---16 | 4--2 | 3 | 100% | 29.6249 | 91.02% | 7.551% | 1.432% | 1.3347 | 0 | 0 | 1.3347 | 0 | 1.2732 | 1.1733 | 1.0851 | 1.2732 | 1.1733 | 1.0851 | 1.3412 | 1.236 | 1.0851 | 4.505% | 0.081621 | 0.07758 | 362.9586 | 45.1173 | 37.8839 | 279.9573 | 364.6566 | 0 | 0 | 364.6566 | 0.0002802%
2026 | 461 | CB 461 | Tier-2 | Tier-2---15 | 2--4 | 1 | 100% | 41.2423 | 96.76% | 0% | 3.245% | 1.9753 | 0 | 0 | 1.9753 | 0 | 1.8843 | 0.39111 | 4.8177 | 1.8843 | 0.39111 | 4.8177 | 1.9849 | 0.41201 | 4.8177 | 4.789% | 0.0097562 | 0.0092733 | 4227.2887 | 696.6246 | 1534.0336 | 1996.6306 | 4234.4318 | 0 | 0 | 4234.4318 | 0.0004146%
2026 | 470 | CB 470 | Tier-2 | Tier-2---6 | 5--5 | 5 | 100% | 1121.5891 | 72.77% | 26.47% | 0.763% | 40.4013 | 0 | 0 | 40.4013 | 0 | 38.5401 | 1.9556 | 19.7079 | 38.5401 | 1.9556 | 19.7079 | 40.5993 | 2.06 | 19.7079 | 3.602% | 0.114 | 0.10835 | 9838.8116 | 1666.77 | 2557.3386 | 5614.703 | 9978.3305 | 0 | 0 | 9978.3305 | 0.00848%
2026 | 524 | CB 524 | Tier-3 | Tier-3---17 | 3--5 | 3 | 100% | 116.6365 | 76.81% | 21.38% | 1.816% | 4.4344 | 0 | 0 | 4.4344 | 0 | 4.2301 | 1.1733 | 3.6052 | 4.2301 | 1.1733 | 3.6052 | 4.4562 | 1.236 | 3.6052 | 3.802% | 0.018139 | 0.017241 | 6430.2901 | 828.1118 | 2267.5068 | 3334.6715 | 6507.9597 | 0 | 0 | 6507.9597 | 0.0009308%
2026 | 533 | CB 533 | Tier-2 | Tier-2---20 | 4--1 | 1 | 100% | 10.3489 | 2.922% | 94.16% | 2.918% | 0.01497 | 0 | 0 | 0.01497 | 0 | 0.01428 | 0.39111 | 0.036512 | 0.01428 | 0.39111 | 0.036512 | 0.015043 | 0.41201 | 0.036512 | 0.1447% | 0.06013 | 0.057154 | 172.1074 | 1.1447 | 134.3385 | 36.6243 | 180.8085 | 0 | 0 | 180.8085 | 3.142e-06%
2026 | 534 | CB 534 | Tier-2 | Tier-2---21 | 4--1 | 2 | 100% | 4.9029 | 19.37% | 69.23% | 11.4% | 0.047003 | 0 | 0 | 0.047003 | 0 | 0.044838 | 0.78222 | 0.057321 | 0.044838 | 0.78222 | 0.057321 | 0.047234 | 0.82402 | 0.057321 | 0.9587% | 0.060541 | 0.057544 | 80.9852 | 1.7721 | 56.9489 | 22.2642 | 84.386 | 0 | 0 | 84.386 | 9.866e-06%
2026 | 535 | CB 535 | Tier-2 | Tier-2---16 | 4--3 | 1 | 100% | 106.4965 | 2.067% | 97.63% | 0.3001% | 0.10897 | 0 | 0 | 0.10897 | 0 | 0.10395 | 0.39111 | 0.26579 | 0.10395 | 0.39111 | 0.26579 | 0.10951 | 0.41201 | 0.26579 | 0.1023% | 0.059698 | 0.056743 | 1783.9201 | 7.5184 | 1394.7698 | 381.6318 | 1874.9024 | 0 | 0 | 1874.9024 | 2.287e-05%
2026 | 536 | CB 536 | Tier-2 | Tier-2---18 | 4--2 | 5 | 100% | 21.8677 | 42.26% | 53.34% | 4.392% | 0.4575 | 0 | 0 | 0.4575 | 0 | 0.43642 | 1.9556 | 0.22317 | 0.43642 | 1.9556 | 0.22317 | 0.45974 | 2.06 | 0.22317 | 2.092% | 0.063476 | 0.060334 | 344.504 | 23.2544 | 160.0251 | 161.2245 | 354.8623 | 0 | 0 | 354.8623 | 9.603e-05%
2026 | 540 | CB 540 | Tier-2 | Tier-2---17 | 1--5 | 4 | 100% | 18.5654 | 97.32% | 0% | 2.676% | 0.8944 | 0 | 0 | 0.8944 | 0 | 0.85319 | 1.5644 | 0.54536 | 0.85319 | 1.5644 | 0.54536 | 0.89878 | 1.648 | 0.54536 | 4.818% | 0.0036022 | 0.0034239 | 5153.9037 | 633.0265 | 1280.5124 | 3240.3647 | 5161.0857 | 0 | 0 | 5161.0857 | 0.0001877%
2026 | 542 | CB 542 | Tier-2 | Tier-2---9 | 4--5 | 8 | 100% | 175.7332 | 76% | 23.31% | 0.6907% | 6.6111 | 0 | 0 | 6.6111 | 0 | 6.3065 | 3.1289 | 2.0156 | 6.3065 | 3.1289 | 2.0156 | 6.6435 | 3.2961 | 2.0156 | 3.762% | 0.053515 | 0.050866 | 3283.8373 | 324.6387 | 1232.8957 | 1726.3029 | 3324.8806 | 0 | 0 | 3324.8806 | 0.001388%
2026 | 576 | CB 576 | Tier-2 | Tier-2---12 | 4--4 | 3 | 100% | 131.3157 | 32.74% | 66.81% | 0.4539% | 2.1281 | 0 | 0 | 2.1281 | 0 | 2.0301 | 1.1733 | 1.7302 | 2.0301 | 1.1733 | 1.7302 | 2.1386 | 1.236 | 1.7302 | 1.621% | 0.047237 | 0.044899 | 2779.9099 | 133.7981 | 1808.4788 | 837.633 | 2877.2837 | 0 | 0 | 2877.2837 | 0.0004467%
2026 | 599 | CB 599 | Tier-2 | Tier-2---4 | 4--5 | 22 | 100% | 599.9379 | 98.66% | 0% | 1.337% | 29.2998 | 0 | 0 | 29.2998 | 0 | 27.95 | 8.6045 | 3.2483 | 27.95 | 8.6045 | 3.2483 | 29.4434 | 9.0642 | 3.2483 | 4.884% | 0.043095 | 0.040961 | 13921.4169 | 2931.9396 | 582.1864 | 10407.2909 | 13931.1128 | 0 | 0 | 13931.1128 | 0.00615%
2026 | 776 | CB 776 | Tier-2 | Tier-2---18 | 3--3 | 4 | 100% | 19.7396 | 79.97% | 11.02% | 9.01% | 0.78143 | 0 | 0 | 0.78143 | 0 | 0.74543 | 1.5644 | 0.47648 | 0.74543 | 1.5644 | 0.47648 | 0.78526 | 1.648 | 0.47648 | 3.959% | 0.014982 | 0.01424 | 1317.5724 | 201.6613 | 223.1115 | 892.7996 | 1331.3137 | 0 | 0 | 1331.3137 | 0.000164%
2026 | 788 | CB 788 | Tier-2 | Tier-2---2 | 5--5 | 12 | 100% | 1509.6378 | 72.67% | 26.38% | 0.9544% | 54.3006 | 0 | 0 | 54.3006 | 0 | 51.7991 | 4.6933 | 11.0367 | 51.7991 | 4.6933 | 11.0367 | 54.5668 | 4.9441 | 11.0367 | 3.597% | 0.14181 | 0.13479 | 10645.451 | 1766.7834 | 2805.5671 | 6073.1005 | 10796.9927 | 0 | 0 | 10796.9927 | 0.0114%
2026 | 907 | CB 907 | Tier-3 | Tier-3---13 | 3--5 | 8 | 100% | 230.3059 | 98.07% | 1.485% | 0.4463% | 11.18 | 0 | 0 | 11.18 | 0 | 10.665 | 3.1289 | 3.4085 | 10.665 | 3.1289 | 3.4085 | 11.2348 | 3.2961 | 3.4085 | 4.854% | 0.023668 | 0.022497 | 9730.5209 | 1957.65 | 164.6441 | 7608.2269 | 9740.3056 | 0 | 0 | 9740.3056 | 0.002347%
2026 | 91 | CB 91 | Tier-2 | Tier-2---12 | 3--5 | 4 | 100% | 89.8564 | 75.83% | 22.36% | 1.818% | 3.3727 | 0 | 0 | 3.3727 | 0 | 3.2173 | 1.5644 | 2.0565 | 3.2173 | 1.5644 | 2.0565 | 3.3892 | 1.648 | 2.0565 | 3.753% | 0.015476 | 0.01471 | 5806.255 | 775.6182 | 1813.9846 | 3216.6522 | 5879.3513 | 0 | 0 | 5879.3513 | 0.0007079%
2026 | 928 | CB 928 | Tier-2 | Tier-2---7 | 4--5 | 7 | 100% | 505.3794 | 35.21% | 64.4% | 0.3975% | 8.8072 | 0 | 0 | 8.8072 | 0 | 8.4014 | 2.7378 | 3.0687 | 8.4014 | 2.7378 | 3.0687 | 8.8503 | 2.8841 | 3.0687 | 1.743% | 0.057199 | 0.054367 | 8835.5199 | 595.4493 | 5398.0775 | 2841.9931 | 9133.6609 | 0 | 0 | 9133.6609 | 0.001849%
2026 | 971 | CB 971 | Tier-2 | Tier-2---3 | 5--5 | 27 | 100% | 1052.4948 | 94.77% | 4.863% | 0.3691% | 49.3729 | 0 | 0 | 49.3729 | 0 | 47.0984 | 10.56 | 4.4601 | 47.0984 | 10.56 | 4.4601 | 49.6149 | 11.1243 | 4.4601 | 4.691% | 0.12528 | 0.11908 | 8401.3813 | 1359.4082 | 538.7088 | 6503.2643 | 8424.2712 | 0 | 0 | 8424.2712 | 0.01036%
2026 | 974 | CB 974 | Tier-2 | Tier-2---12 | 1--5 | 4 | 100% | 28.6559 | 99.26% | 0% | 0.7399% | 1.408 | 0 | 0 | 1.408 | 0 | 1.3431 | 1.5644 | 0.85852 | 1.3431 | 1.5644 | 0.85852 | 1.4149 | 1.648 | 0.85852 | 4.913% | 0.0006326 | 0.00060129 | 45298.5797 | 7319.2756 | 540.0082 | 37439.2958 | 45316.0339 | 0 | 0 | 45316.0339 | 0.0002955%
2026 | 975 | CB 975 | Tier-3 | Tier-3---16 | 5--4 | 3 | 100% | 120.9969 | 94.86% | 4.853% | 0.2849% | 5.6816 | 0 | 0 | 5.6816 | 0 | 5.4199 | 1.1733 | 4.6192 | 5.4199 | 1.1733 | 4.6192 | 5.7095 | 1.236 | 4.6192 | 4.696% | 0.10726 | 0.10195 | 1128.0883 | 171.5054 | 73.8837 | 882.6993 | 1131.1066 | 0 | 0 | 1131.1066 | 0.001193%
2026 | 980 | CB 980 | Tier-2 | Tier-2---12 | 2--5 | 9 | 100% | 71.0483 | 98.38% | 0% | 1.619% | 3.46 | 0 | 0 | 3.46 | 0 | 3.3006 | 3.52 | 0.93766 | 3.3006 | 3.52 | 0.93766 | 3.4769 | 3.7081 | 0.93766 | 4.87% | 0.0069124 | 0.0065702 | 10278.3875 | 4306.656 | 761.4547 | 5210.2768 | 10287.0528 | 0 | 0 | 10287.0528 | 0.0007262%
2026 | CTL1 | CB CTL1 | Tier-3 | Tier-3---19 | 5--1 | 2 | 100% | 6.7195 | 60.86% | 38.02% | 1.116% | 0.20243 | 0 | 0 | 0.20243 | 0 | 0.19311 | 0.78222 | 0.24687 | 0.19311 | 0.78222 | 0.24687 | 0.20343 | 0.82402 | 0.24687 | 3.013% | 0.42111 | 0.40027 | 15.9564 | 1.4967 | 5.9559 | 8.5038 | 16.2817 | 0 | 0 | 16.2817 | 4.249e-05%
2026 | DV1 | CB DV1 | Tier-3 | Tier-3---20 | 1--5 | 1 | 100% | 2.0345 | 98.61% | 0% | 1.387% | 0.099313 | 0 | 0 | 0.099313 | 0 | 0.094738 | 0.39111 | 0.24223 | 0.094738 | 0.39111 | 0.24223 | 0.0998 | 0.41201 | 0.24223 | 4.881% | 0.000145 | 0.00013782 | 14031.3666 | 2214.0355 | 378.6957 | 11438.6354 | 14041.5002 | 0 | 0 | 14041.5002 | 2.085e-05%
2026 | JU1 | CB JU1 | Tier-3 | Tier-3---15 | 5--4 | 29 | 100% | 282.3719 | 88.57% | 10.71% | 0.7177% | 12.3804 | 0 | 0 | 12.3804 | 0 | 11.8101 | 11.3423 | 1.0412 | 11.8101 | 11.3423 | 1.0412 | 12.4411 | 11.9483 | 1.0412 | 4.384% | 0.1808 | 0.17185 | 1561.7518 | 212.6103 | 161.3522 | 1187.7892 | 1571.0444 | 0 | 0 | 1571.0444 | 0.002599%
2026 | MOR1 | CB MOR1 | Tier-2 | Tier-2---4 | 5--5 | 32 | 100% | 584.1991 | 87.63% | 11.93% | 0.4377% | 25.3416 | 0 | 0 | 25.3416 | 0 | 24.1741 | 12.5156 | 1.9315 | 24.1741 | 12.5156 | 1.9315 | 25.4658 | 13.1843 | 1.9315 | 4.338% | 0.12647 | 0.12021 | 4619.2848 | 721.3686 | 522.5493 | 3375.3669 | 4649.0352 | 0 | 0 | 4649.0352 | 0.005319%
2026 | OK1 | CB OK1 | Tier-3 | Tier-3---7 | 5--5 | 109 | 100% | 1048.1259 | 93.55% | 5.94% | 0.509% | 48.5366 | 0 | 0 | 48.5366 | 0 | 46.3006 | 42.6312 | 1.0861 | 46.3006 | 42.6312 | 1.0861 | 48.7745 | 44.9091 | 1.0861 | 4.631% | 0.20255 | 0.19252 | 5174.6627 | 847.3251 | 299.3088 | 4028.0288 | 5192.0406 | 0 | 0 | 5192.0406 | 0.01019%
2026 | PE1 | CB PE1 | Tier-3 | Tier-3---13 | 5--4 | 66 | 100% | 620.7512 | 74.86% | 24.36% | 0.7799% | 23.002 | 0 | 0 | 23.002 | 0 | 21.9424 | 25.8134 | 0.85004 | 21.9424 | 25.8134 | 0.85004 | 23.1148 | 27.1926 | 0.85004 | 3.706% | 0.24168 | 0.22972 | 2568.4774 | 292.3041 | 583.6879 | 1692.4855 | 2602.1063 | 0 | 0 | 2602.1063 | 0.004828%
2026 | RA1 | CB RA1 | Tier-2 | Tier-2---2 | 5--5 | 65 | 100% | 1222.3715 | 85.76% | 13.62% | 0.6194% | 51.8894 | 0 | 0 | 51.8894 | 0 | 49.499 | 25.4223 | 1.9471 | 49.499 | 25.4223 | 1.9471 | 52.1438 | 26.7806 | 1.9471 | 4.245% | 0.14726 | 0.13997 | 8300.6807 | 1160.1787 | 1072.7493 | 6067.7527 | 8362.2497 | 0 | 0 | 8362.2497 | 0.01089%
2026 | RA2 | CB RA2 | Tier-2 | Tier-2---4 | 5--5 | 17 | 100% | 579.2495 | 83.34% | 16.16% | 0.4909% | 23.8972 | 0 | 0 | 23.8972 | 0 | 22.7963 | 6.6489 | 3.4286 | 22.7963 | 6.6489 | 3.4286 | 24.0143 | 7.0042 | 3.4286 | 4.126% | 0.12706 | 0.12077 | 4558.9302 | 908.2518 | 686.0992 | 2964.5792 | 4598.474 | 0 | 0 | 4598.474 | 0.005016%
2026 | RA3 | CB RA3 | Tier-2 | Tier-2---10 | 5--4 | 5 | 100% | 353.8636 | 22.75% | 76.17% | 1.082% | 3.9851 | 0 | 0 | 3.9851 | 0 | 3.8015 | 1.9556 | 1.9439 | 3.8015 | 1.9556 | 1.9439 | 4.0046 | 2.06 | 1.9439 | 1.126% | 0.12911 | 0.12272 | 2740.8339 | 103.3538 | 1864.7752 | 772.7049 | 2851.0971 | 0 | 0 | 2851.0971 | 0.0008365%
2026 | RC1 | CB RC1 | Tier-2 | Tier-2---4 | 4--5 | 19 | 100% | 397.5199 | 92.07% | 7.427% | 0.5025% | 18.117 | 0 | 0 | 18.117 | 0 | 17.2824 | 7.4311 | 2.3257 | 17.2824 | 7.4311 | 2.3257 | 18.2058 | 7.8282 | 2.3257 | 4.558% | 0.084253 | 0.080083 | 4718.147 | 893.9653 | 343.0371 | 3481.1447 | 4737.6299 | 0 | 0 | 4737.6299 | 0.003803%
2026 | SL1 | CB SL1 | Tier-3 | Tier-3---11 | 5--5 | 128 | 100% | 677.9763 | 69.55% | 29.7% | 0.758% | 23.3394 | 0 | 0 | 23.3394 | 0 | 22.2642 | 50.0624 | 0.44473 | 22.2642 | 50.0624 | 0.44473 | 23.4538 | 52.7373 | 0.44473 | 3.443% | 0.19527 | 0.18561 | 3471.9301 | 456.3042 | 974.4203 | 2041.2056 | 3526.9947 | 0 | 0 | 3526.9947 | 0.004899%
2026 | CTL1 | CTL1-3R | Tier-3 | Tier-3---14 | 5--4 | 53 | 100% | 691.1308 | 38.4% | 60.91% | 0.6868% | 13.1376 | 0 | 0 | 13.1376 | 0 | 12.5323 | 20.7289 | 0.60458 | 12.5323 | 20.7289 | 0.60458 | 13.202 | 21.8365 | 0.60458 | 1.901% | 0.42513 | 0.40409 | 1625.6897 | 99.6026 | 905.5939 | 620.4932 | 1677.8405 | 0 | 0 | 1677.8405 | 0.002758%
2026 | DV1 | DV1-3R | Tier-3 | Tier-3---11 | 5--5 | 90 | 100% | 634.2705 | 72.29% | 26.89% | 0.8162% | 22.6974 | 0 | 0 | 22.6974 | 0 | 21.6517 | 35.2001 | 0.6151 | 21.6517 | 35.2001 | 0.6151 | 22.8086 | 37.0809 | 0.6151 | 3.578% | 0.19421 | 0.1846 | 3265.8667 | 390.6526 | 820.8791 | 2054.3349 | 3312.9907 | 0 | 0 | 3312.9907 | 0.004764%
2026 | RA1 | RA1-402R | Tier-3 | Tier-3---4 | 5--5 | 30 | 100% | 861.3982 | 92.86% | 6.845% | 0.2988% | 39.5931 | 0 | 0 | 39.5931 | 0 | 37.7692 | 11.7334 | 3.219 | 37.7692 | 11.7334 | 3.219 | 39.7872 | 12.3603 | 3.219 | 4.596% | 0.12948 | 0.12307 | 6652.8745 | 1118.7394 | 431.7484 | 5102.3868 | 6677.6256 | 0 | 0 | 6677.6256 | 0.008311%
2026 | RB1 | RB1-427R | Tier-3 | Tier-3---7 | 5--5 | 85 | 100% | 996.0696 | 83.51% | 15.68% | 0.8099% | 41.1767 | 0 | 0 | 41.1767 | 0 | 39.2798 | 33.2445 | 1.1815 | 39.2798 | 33.2445 | 1.1815 | 41.3786 | 35.0208 | 1.1815 | 4.134% | 0.15381 | 0.14619 | 6476.1764 | 929.4617 | 937.2221 | 4609.4925 | 6531.7795 | 0 | 0 | 6531.7795 | 0.008643%
2026 | RB1 | RB1-433R | Tier-3 | Tier-3---10 | 5--5 | 27 | 100% | 717.075 | 94.45% | 5% | 0.5477% | 33.526 | 0 | 0 | 33.526 | 0 | 31.9816 | 10.56 | 3.0285 | 31.9816 | 10.56 | 3.0285 | 33.6904 | 11.1243 | 3.0285 | 4.675% | 0.15284 | 0.14528 | 4691.5909 | 760.1035 | 231.5295 | 3699.958 | 4705.1455 | 0 | 0 | 4705.1455 | 0.007037%
2026 | TM1 | TM1-10R | Tier-3 | Tier-3---12 | 5--5 | 20 | 100% | 437.3004 | 95.61% | 3.838% | 0.5568% | 20.695 | 0 | 0 | 20.695 | 0 | 19.7417 | 7.8222 | 2.5238 | 19.7417 | 7.8222 | 2.5238 | 20.7965 | 8.2402 | 2.5238 | 4.732% | 0.093421 | 0.088796 | 4680.975 | 712.9363 | 184.5612 | 3783.4774 | 4691.6885 | 0 | 0 | 4691.6885 | 0.004344%
2027 | 1001 | 1001-1820F | Tier-2 | Tier-2---5 | 5--5 | 11 | 100% | 829.5199 | 57.26% | 42.23% | 0.5113% | 23.5124 | 0 | 0 | 23.5124 | 0 | 21.3959 | 4.104 | 5.2134 | 21.3959 | 4.104 | 5.2134 | 23.7434 | 4.5543 | 5.2134 | 2.834% | 0.12846 | 0.1221 | 6457.4377 | 610.0184 | 2517.829 | 3329.5903 | 6601.1622 | 0 | 0 | 6601.1622 | 0.004935%
2027 | 1006 | 1006-829F | Tier-2 | Tier-2---15 | 1--5 | 2 | 100% | 17.7536 | 98.49% | 0% | 1.506% | 0.86556 | 0 | 0 | 0.86556 | 0 | 0.78765 | 0.74619 | 1.0556 | 0.78765 | 0.74619 | 1.0556 | 0.87407 | 0.82806 | 1.0556 | 4.875% | 0.0022112 | 0.0021017 | 8028.9403 | 1624.4298 | 111.3505 | 6293.1601 | 8035.239 | 0 | 0 | 8035.239 | 0.0001817%
2027 | 1021 | 1021-1748F | Tier-3 | Tier-3---2 | 5--5 | 95 | 100% | 3232.7645 | 89.58% | 10.03% | 0.3884% | 143.3482 | 0 | 0 | 143.3482 | 0 | 130.4449 | 35.444 | 3.6803 | 130.4449 | 35.444 | 3.6803 | 144.757 | 39.3328 | 3.6803 | 4.434% | 0.16564 | 0.15744 | 19517.3055 | 3280.9667 | 1890.5731 | 14345.7657 | 19623.2124 | 0 | 0 | 19623.2124 | 0.03009%
2027 | 1021 | 1021-1760R | Tier-3 | Tier-3---6 | 5--5 | 17 | 100% | 678.7974 | 81.46% | 18.22% | 0.3148% | 27.3725 | 0 | 0 | 27.3725 | 0 | 24.9086 | 6.3426 | 3.9272 | 24.9086 | 6.3426 | 3.9272 | 27.6415 | 7.0385 | 3.9272 | 4.032% | 0.10829 | 0.10293 | 6268.2599 | 949.9835 | 1058.3856 | 4259.8908 | 6328.7664 | 0 | 0 | 6328.7664 | 0.005746%
2027 | 1021 | 1021-25R | Tier-3 | Tier-3---2 | 5--5 | 43 | 100% | 1498.4695 | 96.3% | 3.418% | 0.2826% | 71.4297 | 0 | 0 | 71.4297 | 0 | 65 | 16.0431 | 4.0516 | 65 | 16.0431 | 4.0516 | 72.1317 | 17.8033 | 4.0516 | 4.767% | 0.12361 | 0.11749 | 12122.637 | 2220.1266 | 404.4712 | 9498.0392 | 12145.9969 | 0 | 0 | 12145.9969 | 0.01499%
2027 | 1021 | 1021-855 | Tier-3 | Tier-3---10 | 5--5 | 11 | 100% | 466.7529 | 94.79% | 4.788% | 0.426% | 21.8995 | 0 | 0 | 21.8995 | 0 | 19.9282 | 4.104 | 4.8558 | 19.9282 | 4.104 | 4.8558 | 22.1147 | 4.5543 | 4.8558 | 4.692% | 0.10909 | 0.10369 | 4278.6432 | 663.1014 | 202.1105 | 3413.4312 | 4290.2623 | 0 | 0 | 4290.2623 | 0.004597%
2027 | 1021 | 1021-883R | Tier-3 | Tier-3---16 | 5--4 | 3 | 100% | 128.5827 | 95.57% | 4.014% | 0.4192% | 6.0827 | 0 | 0 | 6.0827 | 0 | 5.5351 | 1.1193 | 4.9453 | 5.5351 | 1.1193 | 4.9453 | 6.1424 | 1.2421 | 4.9453 | 4.731% | 0.10042 | 0.095448 | 1280.464 | 200.1169 | 52.1937 | 1028.1534 | 1283.4204 | 0 | 0 | 1283.4204 | 0.001277%
2027 | 1022 | 1022-17F | Tier-3 | Tier-3---4 | 5--5 | 33 | 100% | 887.1334 | 95.91% | 3.733% | 0.3607% | 42.1153 | 0 | 0 | 42.1153 | 0 | 38.3244 | 12.3121 | 3.1127 | 38.3244 | 12.3121 | 3.1127 | 42.5292 | 13.663 | 3.1127 | 4.747% | 0.10945 | 0.10403 | 8105.3609 | 1393.5381 | 301.1063 | 6410.7165 | 8122.6419 | 0 | 0 | 8122.6419 | 0.00884%
2027 | 1022 | 1022-26R | Tier-3 | Tier-3---15 | 4--4 | 1 | 100% | 67.2303 | 92.09% | 7.549% | 0.3574% | 3.0648 | 0 | 0 | 3.0648 | 0 | 2.7889 | 0.37309 | 7.4751 | 2.7889 | 0.37309 | 7.4751 | 3.0949 | 0.41403 | 7.4751 | 4.559% | 0.092662 | 0.088075 | 725.545 | 109.1423 | 50.7298 | 565.6729 | 728.5325 | 0 | 0 | 728.5325 | 0.0006433%
2027 | 1022 | 1022-322R | Tier-3 | Tier-3---10 | 5--5 | 32 | 100% | 526.8683 | 92.1% | 7.447% | 0.4577% | 24.0185 | 0 | 0 | 24.0185 | 0 | 21.8565 | 11.939 | 1.8307 | 21.8565 | 11.939 | 1.8307 | 24.2545 | 13.2489 | 1.8307 | 4.559% | 0.10587 | 0.10063 | 4976.7569 | 830.1937 | 356.0985 | 3790.4647 | 4997.2437 | 0 | 0 | 4997.2437 | 0.005041%
2027 | 1023 | 1023-200R | Tier-2 | Tier-2---5 | 4--5 | 18 | 100% | 340.3967 | 93.71% | 5.554% | 0.7407% | 15.7891 | 0 | 0 | 15.7891 | 0 | 14.3678 | 6.7157 | 2.1394 | 14.3678 | 6.7157 | 2.1394 | 15.9442 | 7.4525 | 2.1394 | 4.638% | 0.083115 | 0.079 | 4095.5104 | 628.6418 | 234.4876 | 3232.381 | 4108.9353 | 0 | 0 | 4108.9353 | 0.003314%
2027 | 1023 | 1023-46AE | Tier-2 | Tier-2---2 | 5--5 | 80 | 100% | 1480.046 | 74.84% | 24.29% | 0.8655% | 54.8311 | 0 | 0 | 54.8311 | 0 | 49.8956 | 29.8476 | 1.6717 | 49.8956 | 29.8476 | 1.6717 | 55.37 | 33.1224 | 1.6717 | 3.705% | 0.13914 | 0.13225 | 10637.4667 | 1301.0798 | 2440.2216 | 6896.1652 | 10776.8346 | 0 | 0 | 10776.8346 | 0.01151%
2027 | 1023 | 1023-48R | Tier-2 | Tier-2---5 | 5--5 | 64 | 100% | 664.4014 | 85.5% | 12.99% | 1.509% | 28.1206 | 0 | 0 | 28.1206 | 0 | 25.5894 | 23.878 | 1.0717 | 25.5894 | 23.878 | 1.0717 | 28.397 | 26.4979 | 1.0717 | 4.232% | 0.12816 | 0.12182 | 5184.0424 | 718.5028 | 688.8951 | 3776.6445 | 5223.1761 | 0 | 0 | 5223.1761 | 0.005903%
2027 | 1023 | 1023-89R | Tier-2 | Tier-2---11 | 4--4 | 19 | 100% | 171.3673 | 58.84% | 39.57% | 1.585% | 4.9915 | 0 | 0 | 4.9915 | 0 | 4.5422 | 7.0888 | 0.64075 | 4.5422 | 7.0888 | 0.64075 | 5.0405 | 7.8666 | 0.64075 | 2.913% | 0.083403 | 0.079275 | 2054.6806 | 198.0279 | 761.6338 | 1095.0189 | 2098.7199 | 0 | 0 | 2098.7199 | 0.001048%
2027 | 1030 | 1030-1728R | Tier-3 | Tier-3---9 | 5--5 | 21 | 100% | 527.0422 | 83.47% | 16.25% | 0.2733% | 21.7771 | 0 | 0 | 21.7771 | 0 | 19.8169 | 7.835 | 2.5293 | 19.8169 | 7.835 | 2.5293 | 21.9911 | 8.6946 | 2.5293 | 4.132% | 0.23544 | 0.22379 | 2238.5434 | 326.4296 | 340.3101 | 1571.8036 | 2257.8096 | 0 | 0 | 2257.8096 | 0.004571%
2027 | 1030 | 1030-1777 | Tier-3 | Tier-3---5 | 5--5 | 46 | 100% | 1156.6044 | 85.87% | 13.79% | 0.3401% | 49.1606 | 0 | 0 | 49.1606 | 0 | 44.7355 | 17.1623 | 2.6066 | 44.7355 | 17.1623 | 2.6066 | 49.6437 | 19.0454 | 2.6066 | 4.25% | 0.24629 | 0.2341 | 4696.0317 | 680.3464 | 620.6467 | 3395.0386 | 4730.5949 | 0 | 0 | 4730.5949 | 0.01032%
2027 | 1030 | 1030-1823F | Tier-3 | Tier-3---13 | 5--5 | 22 | 100% | 202.5757 | 94.25% | 5.49% | 0.2586% | 9.4511 | 0 | 0 | 9.4511 | 0 | 8.6004 | 8.2081 | 1.0478 | 8.6004 | 8.2081 | 1.0478 | 9.544 | 9.1086 | 1.0478 | 4.665% | 0.10605 | 0.1008 | 1910.1293 | 293.8795 | 98.2865 | 1517.9633 | 1915.8474 | 0 | 0 | 1915.8474 | 0.001984%
2027 | 1030 | 1030-18R | Tier-3 | Tier-3---7 | 5--5 | 85 | 100% | 693.6608 | 87.49% | 12.21% | 0.2965% | 30.0406 | 0 | 0 | 30.0406 | 0 | 27.3365 | 31.713 | 0.862 | 27.3365 | 31.713 | 0.862 | 30.3358 | 35.1925 | 0.862 | 4.331% | 0.23843 | 0.22663 | 2909.3141 | 434.9069 | 331.8024 | 2142.6047 | 2928.2688 | 0 | 0 | 2928.2688 | 0.006306%
2027 | 1030 | 1030-20R | Tier-3 | Tier-3---3 | 5--5 | 124 | 100% | 2610.2797 | 91.86% | 7.744% | 0.3915% | 118.6968 | 0 | 0 | 118.6968 | 0 | 108.0124 | 46.2637 | 2.3347 | 108.0124 | 46.2637 | 2.3347 | 119.8633 | 51.3397 | 2.3347 | 4.547% | 0.28668 | 0.27249 | 9105.2413 | 1516.1831 | 664.7389 | 6924.3193 | 9143.8195 | 0 | 0 | 9143.8195 | 0.02491%
2027 | 1030 | 1030-42R | Tier-3 | Tier-3---3 | 5--5 | 119 | 100% | 2942.2545 | 85.79% | 13.83% | 0.3713% | 124.9524 | 0 | 0 | 124.9524 | 0 | 113.705 | 44.3982 | 2.561 | 113.705 | 44.3982 | 2.561 | 126.1804 | 49.2695 | 2.561 | 4.247% | 0.28228 | 0.2683 | 10423.3029 | 1628.0334 | 1345.6404 | 7449.6291 | 10500.4141 | 0 | 0 | 10500.4141 | 0.02623%
2027 | 1030 | 1030-989R | Tier-3 | Tier-3---3 | 5--5 | 103 | 100% | 3020.5785 | 92.73% | 6.883% | 0.3901% | 138.6439 | 0 | 0 | 138.6439 | 0 | 126.164 | 38.4287 | 3.2831 | 126.164 | 38.4287 | 3.2831 | 140.0065 | 42.645 | 3.2831 | 4.59% | 0.30703 | 0.29183 | 9838.1975 | 1537.3198 | 631.4887 | 7669.389 | 9875.4617 | 0 | 0 | 9875.4617 | 0.0291%
2027 | 1039 | 1039-13 | Tier-2 | Tier-2---3 | 5--5 | 68 | 100% | 2056.5259 | 80.69% | 18.74% | 0.569% | 82.1418 | 0 | 0 | 82.1418 | 0 | 74.7479 | 25.3704 | 2.9463 | 74.7479 | 25.3704 | 2.9463 | 82.9491 | 28.154 | 2.9463 | 3.994% | 0.1351 | 0.12841 | 15222.1821 | 2652.795 | 2719.3692 | 9850.0179 | 15375.2522 | 0 | 0 | 15375.2522 | 0.01724%
2027 | 1073 | 1073-872F | Tier-2 | Tier-2---20 | 3--2 | 1 | 100% | 7.9014 | 70.78% | 23.83% | 5.396% | 0.27682 | 0 | 0 | 0.27682 | 0 | 0.2519 | 0.37309 | 0.67517 | 0.2519 | 0.37309 | 0.67517 | 0.27954 | 0.41403 | 0.67517 | 3.503% | 0.018584 | 0.017664 | 425.1621 | 49.479 | 114.8811 | 260.802 | 431.6327 | 0 | 0 | 431.6327 | 5.81e-05%
2027 | 1090 | 1090-1734 | Tier-3 | Tier-3---16 | 2--5 | 10 | 100% | 102.6812 | 94.73% | 4.077% | 1.193% | 4.8148 | 0 | 0 | 4.8148 | 0 | 4.3814 | 3.7309 | 1.1743 | 4.3814 | 3.7309 | 1.1743 | 4.8622 | 4.1403 | 1.1743 | 4.689% | 0.01345 | 0.012784 | 7634.5181 | 1203.6871 | 422.3196 | 6008.5114 | 7655.4733 | 0 | 0 | 7655.4733 | 0.001011%
2027 | 1090 | 1090-636R | Tier-3 | Tier-3---15 | 5--3 | 24 | 100% | 202.402 | 73% | 25.01% | 1.988% | 7.3141 | 0 | 0 | 7.3141 | 0 | 6.6557 | 8.9543 | 0.7433 | 6.6557 | 8.9543 | 0.7433 | 7.3859 | 9.9367 | 0.7433 | 3.614% | 0.38465 | 0.36561 | 526.2047 | 57.0359 | 118.3494 | 350.8194 | 533.603 | 0 | 0 | 533.603 | 0.001535%
2027 | 1090 | 1090-639R | Tier-3 | Tier-3---18 | 5--2 | 11 | 100% | 130.2918 | 69.21% | 28.83% | 1.952% | 4.4639 | 0 | 0 | 4.4639 | 0 | 4.0621 | 4.104 | 0.98978 | 4.0621 | 4.104 | 0.98978 | 4.5078 | 4.5543 | 0.98978 | 3.426% | 0.37006 | 0.35174 | 352.0864 | 32.8232 | 86.7133 | 232.5499 | 357.7313 | 0 | 0 | 357.7313 | 0.000937%
2027 | 1090 | 1090-70F | Tier-2 | Tier-2---15 | 2--5 | 4 | 100% | 35.1863 | 53.14% | 45.71% | 1.154% | 0.92556 | 0 | 0 | 0.92556 | 0 | 0.84224 | 1.4924 | 0.56436 | 0.84224 | 1.4924 | 0.56436 | 0.93465 | 1.6561 | 0.56436 | 2.63% | 0.0083 | 0.0078891 | 4239.3083 | 364.6844 | 1853.0615 | 2021.5624 | 4342.7622 | 0 | 0 | 4342.7622 | 0.0001943%
2027 | 1090 | 1090-73F | Tier-3 | Tier-3---10 | 4--5 | 81 | 100% | 724.1417 | 96.98% | 2.008% | 1.013% | 34.7621 | 0 | 0 | 34.7621 | 0 | 31.6331 | 30.2206 | 1.0467 | 31.6331 | 30.2206 | 1.0467 | 35.1038 | 33.5364 | 1.0467 | 4.8% | 0.046754 | 0.044439 | 15488.4699 | 2874.558 | 442.3847 | 12171.5272 | 15512.8378 | 0 | 0 | 15512.8378 | 0.007297%
2027 | 1090 | 1090-74F | Tier-3 | Tier-3---10 | 4--5 | 63 | 100% | 595.9278 | 96.92% | 1.794% | 1.287% | 28.5897 | 0 | 0 | 28.5897 | 0 | 26.0162 | 23.5049 | 1.1068 | 26.0162 | 23.5049 | 1.1068 | 28.8707 | 26.0839 | 1.1068 | 4.798% | 0.045737 | 0.043473 | 13029.5603 | 2451.0895 | 420.5295 | 10157.9412 | 13050.4642 | 0 | 0 | 13050.4642 | 0.006001%
2027 | 1094 | 1094-35F | Tier-2 | Tier-2---7 | 3--5 | 16 | 100% | 314.0502 | 98.71% | 0% | 1.287% | 15.3455 | 0 | 0 | 15.3455 | 0 | 13.9642 | 5.9695 | 2.3392 | 13.9642 | 5.9695 | 2.3392 | 15.4963 | 6.6245 | 2.3392 | 4.886% | 0.020398 | 0.019388 | 15396.4279 | 2493.2081 | 249.741 | 12653.4788 | 15406.7451 | 0 | 0 | 15406.7451 | 0.003221%
2027 | 1100 | 1100-1172R | Tier-2 | Tier-2---7 | 4--5 | 3 | 100% | 224.6699 | 96.97% | 2.526% | 0.5062% | 10.7839 | 0 | 0 | 10.7839 | 0 | 9.8132 | 1.1193 | 8.7674 | 9.8132 | 1.1193 | 8.7674 | 10.8899 | 1.2421 | 8.7674 | 4.8% | 0.080798 | 0.076798 | 2780.644 | 645.5698 | 68.3515 | 2066.7227 | 2785.0355 | 0 | 0 | 2785.0355 | 0.002264%
2027 | 1105 | 1105-1479 | Tier-2 | Tier-2---4 | 5--5 | 1 | 100% | 388.9465 | 99.2% | 0.3457% | 0.4512% | 19.0994 | 0 | 0 | 19.0994 | 0 | 17.3802 | 0.37309 | 46.584 | 17.3802 | 0.37309 | 46.584 | 19.2871 | 0.41403 | 46.584 | 4.911% | 0.10556 | 0.10034 | 3684.559 | 828.8019 | 25.956 | 2829.8012 | 3686.0881 | 0 | 0 | 3686.0881 | 0.004009%
2027 | 1105 | 1105-1483 | Tier-2 | Tier-2---11 | 4--4 | 1 | 100% | 59.1581 | 61.98% | 37.43% | 0.5957% | 1.8149 | 0 | 0 | 1.8149 | 0 | 1.6515 | 0.37309 | 4.4266 | 1.6515 | 0.37309 | 4.4266 | 1.8327 | 0.41403 | 4.4266 | 3.068% | 0.063819 | 0.06066 | 926.9702 | 95.1212 | 282.7416 | 549.1075 | 945.3255 | 0 | 0 | 945.3255 | 0.0003809%
2027 | 1118 | 1118-1718F | Tier-2 | Tier-2---10 | 5--4 | 3 | 100% | 86.4712 | 94.68% | 4.653% | 0.67% | 4.0525 | 0 | 0 | 4.0525 | 0 | 3.6877 | 1.1193 | 3.2947 | 3.6877 | 1.1193 | 3.2947 | 4.0923 | 1.2421 | 3.2947 | 4.686% | 0.10781 | 0.10247 | 802.0788 | 148.072 | 34.1971 | 619.8097 | 804.3024 | 0 | 0 | 804.3024 | 0.0008506%
2027 | 1138 | 1138-6R | Tier-2 | Tier-2---5 | 5--5 | 93 | 100% | 1117.3657 | 63.79% | 34.95% | 1.264% | 35.2809 | 0 | 0 | 35.2809 | 0 | 32.1051 | 34.6978 | 0.92528 | 32.1051 | 34.6978 | 0.92528 | 35.6276 | 38.5047 | 0.92528 | 3.158% | 0.17153 | 0.16304 | 6514.2797 | 790.3405 | 2180.8634 | 3543.0757 | 6637.1286 | 0 | 0 | 6637.1286 | 0.007405%
2027 | 1162 | 1162-324R | Tier-2 | Tier-2---13 | 4--3 | 9 | 100% | 67.3479 | 58.69% | 38.45% | 2.854% | 1.9567 | 0 | 0 | 1.9567 | 0 | 1.7806 | 3.3578 | 0.53027 | 1.7806 | 3.3578 | 0.53027 | 1.9759 | 3.7263 | 0.53027 | 2.905% | 0.068658 | 0.065259 | 980.9191 | 90.4084 | 338.5141 | 551.9967 | 1002.0201 | 0 | 0 | 1002.0201 | 0.0004107%
2027 | 1162 | 1162-329R | Tier-2 | Tier-2---13 | 4--3 | 6 | 100% | 43.5602 | 84.31% | 12.05% | 3.642% | 1.8179 | 0 | 0 | 1.8179 | 0 | 1.6542 | 2.2386 | 0.73897 | 1.6542 | 2.2386 | 0.73897 | 1.8357 | 2.4842 | 0.73897 | 4.173% | 0.070019 | 0.066553 | 622.1156 | 81.8972 | 81.6762 | 458.5422 | 627.1997 | 0 | 0 | 627.1997 | 0.0003816%
2027 | 1162 | 1162-363 | Tier-2 | Tier-2---13 | 4--3 | 8 | 100% | 41.7736 | 86.9% | 10.44% | 2.668% | 1.7968 | 0 | 0 | 1.7968 | 0 | 1.6351 | 2.9848 | 0.54782 | 1.6351 | 2.9848 | 0.54782 | 1.8145 | 3.3122 | 0.54782 | 4.301% | 0.064829 | 0.06162 | 644.3653 | 89.5043 | 68.646 | 486.215 | 648.7625 | 0 | 0 | 648.7625 | 0.0003772%
2027 | 1166 | 1166-15R | Tier-3 | Tier-3---11 | 5--5 | 23 | 100% | 528.031 | 87.26% | 12.17% | 0.5736% | 22.8075 | 0 | 0 | 22.8075 | 0 | 20.7545 | 8.5812 | 2.4186 | 20.7545 | 8.5812 | 2.4186 | 23.0317 | 9.5227 | 2.4186 | 4.319% | 0.19397 | 0.18436 | 2722.2863 | 390.5327 | 317.9476 | 2013.8061 | 2740.3485 | 0 | 0 | 2740.3485 | 0.004787%
2027 | 1166 | 1166-18R | Tier-3 | Tier-3---5 | 5--5 | 16 | 100% | 1129.6851 | 97.99% | 1.718% | 0.2919% | 54.7956 | 0 | 0 | 54.7956 | 0 | 49.8633 | 5.9695 | 8.353 | 49.8633 | 5.9695 | 8.353 | 55.3342 | 6.6245 | 8.353 | 4.851% | 0.21365 | 0.20307 | 5287.5602 | 933.108 | 102.1782 | 4252.2741 | 5293.094 | 0 | 0 | 5293.094 | 0.0115%
2027 | 1166 | 1166-342R | Tier-3 | Tier-3---5 | 5--5 | 73 | 100% | 1306.4494 | 92.9% | 6.658% | 0.4418% | 60.0776 | 0 | 0 | 60.0776 | 0 | 54.6698 | 27.2359 | 2.0073 | 54.6698 | 27.2359 | 2.0073 | 60.668 | 30.2242 | 2.0073 | 4.599% | 0.21878 | 0.20795 | 5971.6251 | 888.1999 | 386.1133 | 4697.3119 | 5993.7061 | 0 | 0 | 5993.7061 | 0.01261%
2027 | 1215 | 1215-10R | Tier-3 | Tier-3---18 | 5--1 | 2 | 100% | 54.6915 | 39.12% | 60.14% | 0.7473% | 1.059 | 0 | 0 | 1.059 | 0 | 0.96364 | 0.74619 | 1.2914 | 0.96364 | 0.74619 | 1.2914 | 1.0694 | 0.82806 | 1.2914 | 1.936% | 0.66566 | 0.63271 | 82.162 | 5.3755 | 39.0422 | 37.7442 | 84.7671 | 0 | 0 | 84.7671 | 0.0002223%
2027 | 1215 | 1215-12R | Tier-3 | Tier-3---9 | 5--4 | 43 | 100% | 1149.8777 | 88.93% | 10.69% | 0.3802% | 50.6191 | 0 | 0 | 50.6191 | 0 | 46.0626 | 16.0431 | 2.8712 | 46.0626 | 16.0431 | 2.8712 | 51.1165 | 17.8033 | 2.8712 | 4.402% | 0.69907 | 0.66447 | 1644.8687 | 214.1134 | 166.723 | 1264.0324 | 1654.3499 | 0 | 0 | 1654.3499 | 0.01062%
2027 | 1215 | 1215-28R | Tier-3 | Tier-3---14 | 5--3 | 15 | 100% | 466.2657 | 75.31% | 24.3% | 0.3892% | 17.3819 | 0 | 0 | 17.3819 | 0 | 15.8173 | 5.5964 | 2.8263 | 15.8173 | 5.5964 | 2.8263 | 17.5527 | 6.2104 | 2.8263 | 3.728% | 0.66756 | 0.63451 | 698.4647 | 77.4157 | 150.4059 | 470.6431 | 707.4453 | 0 | 0 | 707.4453 | 0.003648%
2027 | 1215 | 1215-32R | Tier-3 | Tier-3---7 | 5--4 | 64 | 100% | 1677.0531 | 82.12% | 17.49% | 0.3917% | 68.1738 | 0 | 0 | 68.1738 | 0 | 62.0372 | 23.878 | 2.5981 | 62.0372 | 23.878 | 2.5981 | 68.8438 | 26.4979 | 2.5981 | 4.065% | 0.68132 | 0.6476 | 2461.4685 | 295.8109 | 389.7657 | 1775.8918 | 2484.3845 | 0 | 0 | 2484.3845 | 0.01431%
2027 | 1233 | 1233-259R | Tier-3 | Tier-3---16 | 5--4 | 24 | 100% | 252.1704 | 91.31% | 7.348% | 1.341% | 11.3978 | 0 | 0 | 11.3978 | 0 | 10.3718 | 8.9543 | 1.1583 | 10.3718 | 8.9543 | 1.1583 | 11.5098 | 9.9367 | 1.1583 | 4.52% | 0.12749 | 0.12118 | 1978.0181 | 293.7888 | 180.7034 | 1503.5259 | 1986.9694 | 0 | 0 | 1986.9694 | 0.002392%
2027 | 1233 | 1233-585R | Tier-3 | Tier-3---12 | 5--5 | 33 | 100% | 496.1989 | 88.91% | 10.23% | 0.8642% | 21.8376 | 0 | 0 | 21.8376 | 0 | 19.8719 | 12.3121 | 1.614 | 19.8719 | 12.3121 | 1.614 | 22.0522 | 13.663 | 1.614 | 4.401% | 0.12988 | 0.12345 | 3820.3589 | 569.6038 | 386.1666 | 2864.5885 | 3842.4262 | 0 | 0 | 3842.4262 | 0.004584%
2027 | 1233 | 1233-587R | Tier-3 | Tier-3---13 | 5--5 | 39 | 100% | 468.3326 | 86.93% | 12.01% | 1.054% | 20.1536 | 0 | 0 | 20.1536 | 0 | 18.3395 | 14.5507 | 1.2604 | 18.3395 | 14.5507 | 1.2604 | 20.3517 | 16.1471 | 1.2604 | 4.303% | 0.13489 | 0.12821 | 3472.0209 | 495.7254 | 420.8281 | 2555.4674 | 3495.6448 | 0 | 0 | 3495.6448 | 0.00423%
2027 | 1233 | 1233-589R | Tier-3 | Tier-3---16 | 5--4 | 12 | 100% | 204.2414 | 92.81% | 6.245% | 0.9483% | 9.3828 | 0 | 0 | 9.3828 | 0 | 8.5382 | 4.4771 | 1.9071 | 8.5382 | 4.4771 | 1.9071 | 9.475 | 4.9684 | 1.9071 | 4.594% | 0.11751 | 0.11169 | 1738.0856 | 257.6679 | 107.3811 | 1373.0366 | 1744.5963 | 0 | 0 | 1744.5963 | 0.001969%
2027 | 1233 | 1233-591R | Tier-3 | Tier-3---12 | 5--5 | 30 | 100% | 575.4654 | 90.21% | 8.957% | 0.8354% | 25.6963 | 0 | 0 | 25.6963 | 0 | 23.3832 | 11.1928 | 2.0891 | 23.3832 | 11.1928 | 2.0891 | 25.9488 | 12.4209 | 2.0891 | 4.465% | 0.13142 | 0.12491 | 4378.9662 | 686.8056 | 385.5684 | 3306.5923 | 4401.2964 | 0 | 0 | 4401.2964 | 0.005394%
2027 | 1242 | 1242-1079R | Tier-2 | Tier-2---12 | 2--5 | 10 | 100% | 62.7006 | 97.78% | 0% | 2.22% | 3.0348 | 0 | 0 | 3.0348 | 0 | 2.7616 | 3.7309 | 0.74019 | 2.7616 | 3.7309 | 0.74019 | 3.0646 | 4.1403 | 0.74019 | 4.84% | 0.0067316 | 0.0063984 | 9314.3707 | 3724.1415 | 317.0899 | 5273.1393 | 9325.1374 | 0 | 0 | 9325.1374 | 0.000637%
2027 | 1242 | 1242-1084 | Tier-2 | Tier-2---12 | 2--5 | 14 | 100% | 67.671 | 98.5% | 0% | 1.502% | 3.2994 | 0 | 0 | 3.2994 | 0 | 3.0024 | 5.2233 | 0.57481 | 3.0024 | 5.2233 | 0.57481 | 3.3318 | 5.7964 | 0.57481 | 4.876% | 0.005996 | 0.0056992 | 11286.0292 | 3154.1305 | 158.2746 | 7973.6241 | 11294.8588 | 0 | 0 | 11294.8588 | 0.0006925%
2027 | 1242 | 1242-127AE | Tier-2 | Tier-2---21 | 1--4 | 1 | 100% | 0.5888 | 94.38% | 0% | 5.622% | 0.027507 | 0 | 0 | 0.027507 | 0 | 0.025031 | 0.37309 | 0.06709 | 0.025031 | 0.37309 | 0.06709 | 0.027777 | 0.41403 | 0.06709 | 4.672% | 0.0001786 | 0.00016976 | 3296.756 | 510.8285 | 168.3633 | 2617.5642 | 3306.4084 | 0 | 0 | 3306.4084 | 5.774e-06%
2027 | 1243 | 1243-319R | Tier-2 | Tier-2---9 | 4--4 | 3 | 100% | 157.976 | 95.24% | 3.794% | 0.9624% | 7.4479 | 0 | 0 | 7.4479 | 0 | 6.7775 | 1.1193 | 6.0552 | 6.7775 | 1.1193 | 6.0552 | 7.5211 | 1.2421 | 6.0552 | 4.715% | 0.081051 | 0.077039 | 1949.0936 | 286.756 | 79.621 | 1582.7166 | 1953.9216 | 0 | 0 | 1953.9216 | 0.001563%
2027 | 1243 | 1243-38R | Tier-2 | Tier-2---16 | 4--3 | 1 | 100% | 20.6467 | 96.08% | 2.766% | 1.159% | 0.9819 | 0 | 0 | 0.9819 | 0 | 0.89351 | 0.37309 | 2.3949 | 0.89351 | 0.37309 | 2.3949 | 0.99155 | 0.41403 | 2.3949 | 4.756% | 0.072591 | 0.068997 | 284.4264 | 43.4839 | 9.2234 | 231.7191 | 285.0078 | 0 | 0 | 285.0078 | 0.0002061%
2027 | 1243 | 1243-45R | Tier-2 | Tier-2---7 | 4--5 | 16 | 100% | 254.5086 | 93.11% | 5.994% | 0.8952% | 11.7303 | 0 | 0 | 11.7303 | 0 | 10.6744 | 5.9695 | 1.7882 | 10.6744 | 5.9695 | 1.7882 | 11.8456 | 6.6245 | 1.7882 | 4.609% | 0.087615 | 0.083278 | 2904.8382 | 427.4889 | 168.1582 | 2309.191 | 2915.2597 | 0 | 0 | 2915.2597 | 0.002462%
2027 | 1250 | 1250-671R | Tier-2 | Tier-2---6 | 4--5 | 4 | 100% | 929.0776 | 60.83% | 39% | 0.1645% | 27.9762 | 0 | 0 | 27.9762 | 0 | 25.458 | 1.4924 | 17.0587 | 25.458 | 1.4924 | 17.0587 | 28.2512 | 1.6561 | 17.0587 | 3.011% | 0.09205 | 0.087494 | 10093.1841 | 1136.9369 | 3676.6867 | 5279.5604 | 10299.0635 | 0 | 0 | 10299.0635 | 0.005872%
2027 | 1250 | 1250-677R | Tier-2 | Tier-2---3 | 5--5 | 28 | 100% | 1140.8126 | 92.57% | 6.885% | 0.545% | 52.2747 | 0 | 0 | 52.2747 | 0 | 47.5693 | 10.4466 | 4.5535 | 47.5693 | 10.4466 | 4.5535 | 52.7885 | 11.5928 | 4.5535 | 4.582% | 0.11659 | 0.11081 | 9785.2264 | 1563.6458 | 667.8739 | 7553.7067 | 9823.0868 | 0 | 0 | 9823.0868 | 0.01097%
2027 | 1250 | 1250-8R | Tier-2 | Tier-2---4 | 4--5 | 13 | 100% | 384.7428 | 82.72% | 16.59% | 0.6903% | 15.7538 | 0 | 0 | 15.7538 | 0 | 14.3358 | 4.8502 | 2.9557 | 14.3358 | 4.8502 | 2.9557 | 15.9086 | 5.3824 | 2.9557 | 4.095% | 0.092289 | 0.08772 | 4168.9089 | 570.5627 | 668.7462 | 2929.6001 | 4206.4253 | 0 | 0 | 4206.4253 | 0.003307%
2027 | 1458 | 1458-1056 | Tier-2 | Tier-2---11 | 5--3 | 16 | 100% | 79.604 | 49.93% | 49.51% | 0.5563% | 1.9674 | 0 | 0 | 1.9674 | 0 | 1.7903 | 5.9695 | 0.29992 | 1.7903 | 5.9695 | 0.29992 | 1.9868 | 6.6245 | 0.29992 | 2.472% | 0.13508 | 0.12839 | 589.3284 | 48.7394 | 264.1575 | 276.4315 | 604.6953 | 0 | 0 | 604.6953 | 0.000413%
2027 | 1458 | 1458-1058F | Tier-3 | Tier-3---13 | 5--5 | 3 | 100% | 533.9366 | 37.36% | 62.45% | 0.1834% | 9.8751 | 0 | 0 | 9.8751 | 0 | 8.9862 | 1.1193 | 8.0285 | 8.9862 | 1.1193 | 8.0285 | 9.9721 | 1.2421 | 8.0285 | 1.849% | 0.13833 | 0.13149 | 3859.7922 | 265.8584 | 2184.7015 | 1409.2323 | 3985.6981 | 0 | 0 | 3985.6981 | 0.002073%
2027 | 1458 | 1458-1061 | Tier-2 | Tier-2---5 | 5--5 | 33 | 100% | 412.6338 | 86.27% | 13.38% | 0.3514% | 17.621 | 0 | 0 | 17.621 | 0 | 16.0348 | 12.3121 | 1.3024 | 16.0348 | 12.3121 | 1.3024 | 17.7942 | 13.663 | 1.3024 | 4.27% | 0.14228 | 0.13523 | 2900.2061 | 586.2064 | 364.6762 | 1949.3235 | 2920.9434 | 0 | 0 | 2920.9434 | 0.003699%
2027 | 1458 | 1458-1115F | Tier-2 | Tier-2---18 | 4--2 | 2 | 100% | 65.1969 | 0% | 100% | 0% | 0 | 0 | 0 | 0 | 0 | 0 | 0.74619 | 0 | 0 | 0.74619 | 0 | 0 | 0.82806 | 0 | 0% | 0.091242 | 0.086726 | 714.5495 | 1.4118 | 564.5507 | 148.587 | 751.7617 | 0 | 0 | 751.7617 | 0%
2027 | 1458 | 1458-1117F | Tier-2 | Tier-2---16 | 4--2 | 3 | 100% | 136.3317 | 0% | 100% | 0% | 0 | 0 | 0 | 0 | 0 | 0 | 1.1193 | 0 | 0 | 1.1193 | 0 | 0 | 1.2421 | 0 | 0% | 0.091116 | 0.086606 | 1496.247 | 1.9882 | 1350.0391 | 144.2196 | 1574.1683 | 0 | 0 | 1574.1683 | 0%
2027 | 1458 | 1458-1131R | Tier-3 | Tier-3---4 | 5--5 | 51 | 100% | 1406.6624 | 89.91% | 9.875% | 0.2137% | 62.6052 | 0 | 0 | 62.6052 | 0 | 56.9699 | 19.0278 | 2.994 | 56.9699 | 19.0278 | 2.994 | 63.2205 | 21.1155 | 2.994 | 4.451% | 0.15941 | 0.15152 | 8824.2343 | 1339.2018 | 802.9411 | 6682.0914 | 8870.5956 | 0 | 0 | 8870.5956 | 0.01314%
2027 | 1458 | 1458-456F | Tier-2 | Tier-2---16 | 4--3 | 1 | 100% | 120.5031 | 4.551% | 95.42% | 0.02562% | 0.27144 | 0 | 0 | 0.27144 | 0 | 0.24701 | 0.37309 | 0.66206 | 0.24701 | 0.37309 | 0.66206 | 0.27411 | 0.41403 | 0.66206 | 0.2253% | 0.091761 | 0.087218 | 1313.2339 | 11.3935 | 1113.5701 | 188.2703 | 1378.5121 | 0 | 0 | 1378.5121 | 5.698e-05%
2027 | 1458 | 1458-519 | Tier-2 | Tier-2---17 | 1--5 | 1 | 100% | 7.6147 | 99.51% | 0% | 0.4892% | 0.37508 | 0 | 0 | 0.37508 | 0 | 0.34132 | 0.37309 | 0.91484 | 0.34132 | 0.37309 | 0.91484 | 0.37877 | 0.41403 | 0.91484 | 4.926% | 0.000217 | 0.00020626 | 35090.7714 | 5636.6246 | 740.6939 | 28713.4529 | 35099.7115 | 0 | 0 | 35099.7115 | 7.873e-05%
2027 | 1458 | 1458-565R | Tier-3 | Tier-3---6 | 5--5 | 38 | 100% | 865.4889 | 93.04% | 6.555% | 0.3997% | 39.862 | 0 | 0 | 39.862 | 0 | 36.2739 | 14.1776 | 2.5585 | 36.2739 | 14.1776 | 2.5585 | 40.2538 | 15.7331 | 2.5585 | 4.606% | 0.15819 | 0.15036 | 5471.15 | 831.2842 | 343.7471 | 4296.1187 | 5490.9667 | 0 | 0 | 5490.9667 | 0.008367%
2027 | 1458 | 1458-601R | Tier-3 | Tier-3---2 | 5--5 | 127 | 100% | 3446.9071 | 93.23% | 6.468% | 0.3015% | 159.0724 | 0 | 0 | 159.0724 | 0 | 144.7537 | 47.383 | 3.055 | 144.7537 | 47.383 | 3.055 | 160.6357 | 52.5817 | 3.055 | 4.615% | 0.20421 | 0.1941 | 16878.9798 | 3452.9233 | 1062.0214 | 12364.0351 | 16938.4814 | 0 | 0 | 16938.4814 | 0.03339%
2027 | 1525 | 1525-23R | Tier-2 | Tier-2---20 | 4--1 | 1 | 100% | 2.2492 | 62.24% | 25.04% | 12.72% | 0.069291 | 0 | 0 | 0.069291 | 0 | 0.063054 | 0.37309 | 0.169 | 0.063054 | 0.37309 | 0.169 | 0.069972 | 0.41403 | 0.169 | 3.081% | 0.032823 | 0.031198 | 68.526 | 7.5628 | 21.4776 | 39.4855 | 69.8736 | 0 | 0 | 69.8736 | 1.454e-05%
2027 | 157 | 157-165R | Tier-3 | Tier-3---18 | 5--2 | 20 | 100% | 161.4875 | 68.83% | 29.58% | 1.593% | 5.5019 | 0 | 0 | 5.5019 | 0 | 5.0067 | 7.4619 | 0.67097 | 5.0067 | 7.4619 | 0.67097 | 5.556 | 8.2806 | 0.67097 | 3.407% | 0.28262 | 0.26863 | 571.4006 | 45.3664 | 164.9781 | 361.0561 | 580.6762 | 0 | 0 | 580.6762 | 0.001155%
2027 | 157 | 157-189R | Tier-3 | Tier-3---9 | 5--4 | 177 | 100% | 1466.7959 | 72.32% | 26.57% | 1.114% | 52.5064 | 0 | 0 | 52.5064 | 0 | 47.7801 | 66.0377 | 0.72353 | 47.7801 | 66.0377 | 0.72353 | 53.0225 | 73.2832 | 0.72353 | 3.58% | 0.3705 | 0.35216 | 3959.0061 | 404.1268 | 974.6501 | 2580.2292 | 4016.0828 | 0 | 0 | 4016.0828 | 0.01102%
2027 | 157 | 157-1928R | Tier-3 | Tier-3---11 | 5--4 | 10 | 100% | 379.4778 | 92.67% | 6.848% | 0.4867% | 17.4064 | 0 | 0 | 17.4064 | 0 | 15.8396 | 3.7309 | 4.2455 | 15.8396 | 3.7309 | 4.2455 | 17.5775 | 4.1403 | 4.2455 | 4.587% | 0.2812 | 0.26728 | 1349.4751 | 199.7127 | 87.7056 | 1062.0567 | 1354.6297 | 0 | 0 | 1354.6297 | 0.003654%
2027 | 157 | 157-204R | Tier-3 | Tier-3---11 | 5--4 | 20 | 100% | 728.9999 | 94.73% | 4.338% | 0.9356% | 34.1826 | 0 | 0 | 34.1826 | 0 | 31.1057 | 7.4619 | 4.1686 | 31.1057 | 7.4619 | 4.1686 | 34.5186 | 8.2806 | 4.1686 | 4.689% | 0.32777 | 0.31154 | 2224.1461 | 315.248 | 151.9679 | 1756.9302 | 2230.254 | 0 | 0 | 2230.254 | 0.007175%
2027 | 157 | 157-207R | Tier-3 | Tier-3---16 | 2--5 | 2 | 100% | 147.8265 | 99.47% | 0% | 0.5328% | 7.2784 | 0 | 0 | 7.2784 | 0 | 6.6233 | 0.74619 | 8.8761 | 6.6233 | 0.74619 | 8.8761 | 7.35 | 0.82806 | 8.8761 | 4.924% | 0.0095404 | 0.0090682 | 15494.7917 | 2131.5652 | 1274.1533 | 12089.0732 | 15499.0908 | 0 | 0 | 15499.0908 | 0.001528%
2027 | 157 | 157-232R | Tier-3 | Tier-3---11 | 5--4 | 80 | 100% | 737.6356 | 80.19% | 18.85% | 0.9654% | 29.2782 | 0 | 0 | 29.2782 | 0 | 26.6427 | 29.8476 | 0.89263 | 26.6427 | 29.8476 | 0.89263 | 29.5659 | 33.1224 | 0.89263 | 3.969% | 0.32167 | 0.30575 | 2293.1426 | 264.1373 | 427.4504 | 1601.5549 | 2316.8052 | 0 | 0 | 2316.8052 | 0.006146%
2027 | 157 | 157-257R | Tier-3 | Tier-3---14 | 5--4 | 151 | 100% | 854.144 | 56.45% | 41.98% | 1.572% | 23.8658 | 0 | 0 | 23.8658 | 0 | 21.7176 | 56.3373 | 0.38549 | 21.7176 | 56.3373 | 0.38549 | 24.1004 | 62.5184 | 0.38549 | 2.794% | 0.36686 | 0.3487 | 2328.2535 | 169.8306 | 913.7375 | 1244.6854 | 2381.0619 | 0 | 0 | 2381.0619 | 0.005009%
2027 | 157 | 157-273R | Tier-3 | Tier-3---14 | 5--4 | 53 | 100% | 480.7998 | 81.05% | 17.89% | 1.052% | 19.2905 | 0 | 0 | 19.2905 | 0 | 17.5541 | 19.774 | 0.88774 | 17.5541 | 19.774 | 0.88774 | 19.4801 | 21.9436 | 0.88774 | 4.012% | 0.32295 | 0.30696 | 1488.7712 | 174.3464 | 278.1483 | 1036.2764 | 1503.4603 | 0 | 0 | 1503.4603 | 0.004049%
2027 | 157 | 157-81R | Tier-3 | Tier-3---3 | 5--5 | 205 | 100% | 2882.5826 | 80.96% | 18.44% | 0.5996% | 115.514 | 0 | 0 | 115.514 | 0 | 105.1162 | 76.4844 | 1.3743 | 105.1162 | 76.4844 | 1.3743 | 116.6493 | 84.876 | 1.3743 | 4.007% | 0.38414 | 0.36512 | 7504.0834 | 990.345 | 1294.8297 | 5218.9087 | 7578.5076 | 0 | 0 | 7578.5076 | 0.02425%
2027 | 175 | 175-2024R | Tier-2 | Tier-2---5 | 5--5 | 19 | 100% | 563.0882 | 93.71% | 5.71% | 0.5784% | 26.1201 | 0 | 0 | 26.1201 | 0 | 23.7689 | 7.0888 | 3.353 | 23.7689 | 7.0888 | 3.353 | 26.3768 | 7.8666 | 3.353 | 4.639% | 0.19114 | 0.18168 | 2945.925 | 621.2029 | 162.2415 | 2162.4806 | 2955.5726 | 0 | 0 | 2955.5726 | 0.005483%
2027 | 175 | 175-24R | Tier-2 | Tier-2---8 | 5--4 | 6 | 100% | 1055.746 | 27.96% | 71.78% | 0.2605% | 14.6103 | 0 | 0 | 14.6103 | 0 | 13.2952 | 2.2386 | 5.9392 | 13.2952 | 2.2386 | 5.9392 | 14.7539 | 2.4842 | 5.9392 | 1.384% | 0.17491 | 0.16625 | 6035.8973 | 385.7406 | 3993.7328 | 1656.4239 | 6262.3539 | 0 | 0 | 6262.3539 | 0.003067%
2027 | 175 | 175-64R | Tier-3 | Tier-3---11 | 5--5 | 63 | 100% | 731.7191 | 85.48% | 13.53% | 0.984% | 30.9619 | 0 | 0 | 30.9619 | 0 | 28.1749 | 23.5049 | 1.1987 | 28.1749 | 23.5049 | 1.1987 | 31.2662 | 26.0839 | 1.1987 | 4.231% | 0.20232 | 0.19231 | 3616.5854 | 555.855 | 463.329 | 2597.4013 | 3643.9277 | 0 | 0 | 3643.9277 | 0.006499%
2027 | 175 | 175-90R | Tier-3 | Tier-3---9 | 5--5 | 113 | 100% | 894.6693 | 80.29% | 18.79% | 0.921% | 35.5586 | 0 | 0 | 35.5586 | 0 | 32.3578 | 42.1597 | 0.76751 | 32.3578 | 42.1597 | 0.76751 | 35.908 | 46.7853 | 0.76751 | 3.974% | 0.20491 | 0.19477 | 4366.1148 | 584.0624 | 757.6208 | 3024.4316 | 4410.9247 | 0 | 0 | 4410.9247 | 0.007464%
2027 | 175 | 175-94R | Tier-2 | Tier-2---10 | 5--4 | 9 | 100% | 275.6722 | 39.95% | 59.59% | 0.4576% | 5.4519 | 0 | 0 | 5.4519 | 0 | 4.9611 | 3.3578 | 1.4775 | 4.9611 | 3.3578 | 1.4775 | 5.5054 | 3.7263 | 1.4775 | 1.978% | 0.16555 | 0.15736 | 1665.1861 | 117.2564 | 895.8047 | 652.125 | 1717.2587 | 0 | 0 | 1717.2587 | 0.001144%
2027 | 176 | 176-161R | Tier-3 | Tier-3---5 | 5--5 | 62 | 100% | 1442.7596 | 90.39% | 9.157% | 0.4576% | 64.5504 | 0 | 0 | 64.5504 | 0 | 58.74 | 23.1319 | 2.5394 | 58.74 | 23.1319 | 2.5394 | 65.1848 | 25.6698 | 2.5394 | 4.474% | 0.22417 | 0.21307 | 6436.0353 | 957.8537 | 605.899 | 4872.2826 | 6468.2597 | 0 | 0 | 6468.2597 | 0.01355%
2027 | 176 | 176-164R | Tier-3 | Tier-3---11 | 5--5 | 55 | 100% | 613.402 | 87.29% | 12.01% | 0.6968% | 26.5055 | 0 | 0 | 26.5055 | 0 | 24.1196 | 20.5202 | 1.1754 | 24.1196 | 20.5202 | 1.1754 | 26.766 | 22.7716 | 1.1754 | 4.321% | 0.20727 | 0.19701 | 2959.4233 | 422.7131 | 329.6607 | 2207.0495 | 2979.0056 | 0 | 0 | 2979.0056 | 0.005564%
2027 | 176 | 176-1834R | Tier-3 | Tier-3---5 | 5--5 | 32 | 100% | 1527.634 | 81.51% | 17.94% | 0.5573% | 61.6342 | 0 | 0 | 61.6342 | 0 | 56.0863 | 11.939 | 4.6977 | 56.0863 | 11.939 | 4.6977 | 62.2399 | 13.2489 | 4.6977 | 4.035% | 0.23205 | 0.22056 | 6583.3295 | 1087.0711 | 1168.7765 | 4327.4819 | 6646.7304 | 0 | 0 | 6646.7304 | 0.01294%
2027 | 176 | 176-1845R | Tier-3 | Tier-3---11 | 5--5 | 51 | 100% | 550.3123 | 86.34% | 12.77% | 0.8885% | 23.5203 | 0 | 0 | 23.5203 | 0 | 21.4031 | 19.0278 | 1.1248 | 21.4031 | 19.0278 | 1.1248 | 23.7514 | 21.1155 | 1.1248 | 4.274% | 0.20978 | 0.19939 | 2623.3078 | 370.7068 | 320.9781 | 1931.6229 | 2641.9652 | 0 | 0 | 2641.9652 | 0.004937%
2027 | 176 | 176-194R | Tier-3 | Tier-3---9 | 5--5 | 44 | 100% | 677.779 | 83.64% | 15.51% | 0.8494% | 28.061 | 0 | 0 | 28.061 | 0 | 25.5352 | 16.4162 | 1.5555 | 25.5352 | 16.4162 | 1.5555 | 28.3368 | 18.2173 | 1.5555 | 4.14% | 0.21542 | 0.20476 | 3146.314 | 445.8846 | 458.0112 | 2242.4182 | 3173.1215 | 0 | 0 | 3173.1215 | 0.00589%
2027 | 176 | 176-197F | Tier-3 | Tier-3---5 | 5--5 | 115 | 100% | 1901.6652 | 78.35% | 21.16% | 0.4918% | 73.7557 | 0 | 0 | 73.7557 | 0 | 67.1167 | 42.9059 | 1.5643 | 67.1167 | 42.9059 | 1.5643 | 74.4806 | 47.6134 | 1.5643 | 3.878% | 0.23242 | 0.22091 | 8182.1472 | 1427.4932 | 1620.6818 | 5133.9723 | 8274.3863 | 0 | 0 | 8274.3863 | 0.01548%
2027 | 176 | 176-200F | Tier-3 | Tier-3---15 | 5--4 | 5 | 100% | 342.7574 | 49.83% | 49.91% | 0.2576% | 8.4543 | 0 | 0 | 8.4543 | 0 | 7.6933 | 1.8655 | 4.1241 | 7.6933 | 1.8655 | 4.1241 | 8.5374 | 2.0701 | 4.1241 | 2.467% | 0.18529 | 0.17612 | 1849.8169 | 153.4619 | 845.5193 | 850.8357 | 1898.1484 | 0 | 0 | 1898.1484 | 0.001775%
2027 | 177 | 177-955 | Tier-2 | Tier-2---5 | 5--5 | 3 | 100% | 950.0511 | 33.62% | 66.04% | 0.3363% | 15.8108 | 0 | 0 | 15.8108 | 0 | 14.3876 | 1.1193 | 12.8543 | 14.3876 | 1.1193 | 12.8543 | 15.9662 | 1.2421 | 12.8543 | 1.664% | 0.11726 | 0.11145 | 8102.2285 | 665.4806 | 4864.4056 | 2572.3423 | 8382.3153 | 0 | 0 | 8382.3153 | 0.003319%
2027 | 182 | 182-2240F | Tier-2 | Tier-2---2 | 5--5 | 40 | 100% | 1849.4802 | 64.04% | 35.59% | 0.3658% | 58.6279 | 0 | 0 | 58.6279 | 0 | 53.3506 | 14.9238 | 3.5749 | 53.3506 | 14.9238 | 3.5749 | 59.2041 | 16.5612 | 3.5749 | 3.17% | 0.1455 | 0.1383 | 12710.8197 | 2473.4049 | 4337.8066 | 5899.6082 | 12948.8593 | 0 | 0 | 12948.8593 | 0.01231%
2027 | 182 | 182-2250 | Tier-2 | Tier-2---8 | 5--5 | 4 | 100% | 188.3209 | 97.39% | 2.141% | 0.4657% | 9.0789 | 0 | 0 | 9.0789 | 0 | 8.2617 | 1.4924 | 5.5359 | 8.2617 | 1.4924 | 5.5359 | 9.1681 | 1.6561 | 5.5359 | 4.821% | 0.10496 | 0.099761 | 1794.2707 | 286.1267 | 42.0773 | 1466.0666 | 1796.7063 | 0 | 0 | 1796.7063 | 0.001906%
2027 | 182 | 182-2252R | Tier-2 | Tier-2---5 | 5--5 | 17 | 100% | 437.4034 | 92.58% | 6.861% | 0.5557% | 20.0457 | 0 | 0 | 20.0457 | 0 | 18.2413 | 6.3426 | 2.876 | 18.2413 | 6.3426 | 2.876 | 20.2427 | 7.0385 | 2.876 | 4.583% | 0.11307 | 0.10747 | 3868.3889 | 593.9237 | 259.5961 | 3014.8691 | 3883.3295 | 0 | 0 | 3883.3295 | 0.004208%
2027 | 185 | 185-51F | Tier-2 | Tier-2---7 | 4--5 | 8 | 100% | 390.6047 | 65.18% | 33.32% | 1.503% | 12.602 | 0 | 0 | 12.602 | 0 | 11.4676 | 2.9848 | 3.8421 | 11.4676 | 2.9848 | 3.8421 | 12.7258 | 3.3122 | 3.8421 | 3.226% | 0.048222 | 0.045835 | 8100.2023 | 1032.7815 | 2609.1587 | 4458.2621 | 8247.0995 | 0 | 0 | 8247.0995 | 0.002645%
2027 | 197 | 197-1150F | Tier-2 | Tier-2---15 | 3--4 | 4 | 100% | 37.9092 | 96.86% | 0.4538% | 2.686% | 1.8176 | 0 | 0 | 1.8176 | 0 | 1.654 | 1.4924 | 1.1083 | 1.654 | 1.4924 | 1.1083 | 1.8355 | 1.6561 | 1.1083 | 4.795% | 0.021777 | 0.020699 | 1740.8051 | 277.2878 | 48.7789 | 1414.7385 | 1743.6514 | 0 | 0 | 1743.6514 | 0.0003815%
2027 | 197 | 197-1155F | Tier-2 | Tier-2---21 | 1--4 | 1 | 100% | 2.6346 | 91.13% | 0% | 8.87% | 0.11884 | 0 | 0 | 0.11884 | 0 | 0.10815 | 0.37309 | 0.28986 | 0.10815 | 0.37309 | 0.28986 | 0.12001 | 0.41403 | 0.28986 | 4.511% | 0.0010316 | 0.00098054 | 2553.8632 | 379.4847 | 234.4628 | 1939.9157 | 2565.6607 | 0 | 0 | 2565.6607 | 2.495e-05%
2027 | 206 | 206-1817 | Tier-2 | Tier-2---4 | 4--5 | 8 | 100% | 414.414 | 98.25% | 0% | 1.752% | 20.154 | 0 | 0 | 20.154 | 0 | 18.3399 | 2.9848 | 6.1445 | 18.3399 | 2.9848 | 6.1445 | 20.3521 | 3.3122 | 6.1445 | 4.863% | 0.038208 | 0.036317 | 10846.319 | 1742.1104 | 241.9911 | 8862.2175 | 10856.2171 | 0 | 0 | 10856.2171 | 0.00423%
2027 | 209 | 209-1769F | Tier-2 | Tier-2---6 | 5--5 | 51 | 100% | 1246.6839 | 98.28% | 0% | 1.716% | 60.6517 | 0 | 0 | 60.6517 | 0 | 55.1923 | 19.0278 | 2.9006 | 55.1923 | 19.0278 | 2.9006 | 61.2478 | 21.1155 | 2.9006 | 4.865% | 0.11169 | 0.10616 | 11161.7212 | 1795.9566 | 261.2581 | 9104.5065 | 11171.6974 | 0 | 0 | 11171.6974 | 0.01273%
2027 | 210 | 210-172R | Tier-2 | Tier-2---11 | 5--2 | 19 | 100% | 187.8449 | 74.26% | 23.89% | 1.85% | 6.9052 | 0 | 0 | 6.9052 | 0 | 6.2836 | 7.0888 | 0.88641 | 6.2836 | 7.0888 | 0.88641 | 6.973 | 7.8666 | 0.88641 | 3.676% | 0.32588 | 0.30975 | 576.4292 | 39.7856 | 130.795 | 405.8486 | 584.1554 | 0 | 0 | 584.1554 | 0.001449%
2027 | 210 | 210-392R | Tier-2 | Tier-2---10 | 5--3 | 60 | 100% | 420.3387 | 65.56% | 32.94% | 1.504% | 13.641 | 0 | 0 | 13.641 | 0 | 12.4131 | 22.3857 | 0.55451 | 12.4131 | 22.3857 | 0.55451 | 13.7751 | 24.8418 | 0.55451 | 3.245% | 0.34771 | 0.33049 | 1208.8925 | 89.1732 | 378.0363 | 741.683 | 1230.5744 | 0 | 0 | 1230.5744 | 0.002863%
2027 | 210 | 210-394R | Tier-2 | Tier-2---16 | 5--2 | 18 | 100% | 90.8214 | 45.65% | 51.72% | 2.624% | 2.0524 | 0 | 0 | 2.0524 | 0 | 1.8677 | 6.7157 | 0.2781 | 1.8677 | 6.7157 | 0.2781 | 2.0726 | 7.4525 | 0.2781 | 2.26% | 0.31841 | 0.30265 | 285.2308 | 14.2948 | 124.8192 | 146.1168 | 293.3036 | 0 | 0 | 293.3036 | 0.0004308%
2027 | 210 | 210-9R | Tier-2 | Tier-2---13 | 5--2 | 38 | 100% | 204.3186 | 25.26% | 73.76% | 0.9801% | 2.5548 | 0 | 0 | 2.5548 | 0 | 2.3248 | 14.1776 | 0.16398 | 2.3248 | 14.1776 | 0.16398 | 2.5799 | 15.7331 | 0.16398 | 1.25% | 0.31397 | 0.29843 | 650.7604 | 21.6073 | 447.6112 | 181.5419 | 676.0897 | 0 | 0 | 676.0897 | 0.0005363%
2027 | 211 | 211-279R | Tier-2 | Tier-2---10 | 5--3 | 65 | 100% | 472.6727 | 73.92% | 24.32% | 1.766% | 17.295 | 0 | 0 | 17.295 | 0 | 15.7383 | 24.2511 | 0.64897 | 15.7383 | 24.2511 | 0.64897 | 17.465 | 26.9119 | 0.64897 | 3.659% | 0.37314 | 0.35467 | 1266.7597 | 81.8701 | 334.8802 | 850.0094 | 1283.9654 | 0 | 0 | 1283.9654 | 0.00363%
2027 | 211 | 211-312R | Tier-2 | Tier-2---8 | 5--3 | 145 | 100% | 754.0624 | 63.09% | 35.39% | 1.526% | 23.5477 | 0 | 0 | 23.5477 | 0 | 21.4281 | 54.0987 | 0.39609 | 21.4281 | 54.0987 | 0.39609 | 23.7792 | 60.0343 | 0.39609 | 3.123% | 0.39031 | 0.37099 | 1931.9795 | 162.2508 | 643.7527 | 1125.9761 | 1969.1194 | 0 | 0 | 1969.1194 | 0.004943%
2027 | 211 | 211-771R | Tier-3 | Tier-3---14 | 5--4 | 66 | 100% | 617.3051 | 73.22% | 25.44% | 1.334% | 22.3748 | 0 | 0 | 22.3748 | 0 | 20.3608 | 24.6242 | 0.82686 | 20.3608 | 24.6242 | 0.82686 | 22.5947 | 27.3259 | 0.82686 | 3.625% | 0.3743 | 0.35578 | 1649.207 | 127.1804 | 388.1922 | 1133.8343 | 1672.204 | 0 | 0 | 1672.204 | 0.004696%
2027 | 212 | 212-1177R | Tier-2 | Tier-2---8 | 5--4 | 79 | 100% | 484.9484 | 83.96% | 14.37% | 1.67% | 20.155 | 0 | 0 | 20.155 | 0 | 18.3407 | 29.4745 | 0.62226 | 18.3407 | 29.4745 | 0.62226 | 20.353 | 32.7083 | 0.62226 | 4.156% | 0.15054 | 0.14309 | 3221.4606 | 348.4219 | 528.8758 | 2344.1629 | 3248.3676 | 0 | 0 | 3248.3676 | 0.004231%
2027 | 212 | 212-1204R | Tier-2 | Tier-2---8 | 5--4 | 70 | 100% | 431.7599 | 82.12% | 16.51% | 1.365% | 17.5508 | 0 | 0 | 17.5508 | 0 | 15.971 | 26.1166 | 0.61153 | 15.971 | 26.1166 | 0.61153 | 17.7233 | 28.9821 | 0.61153 | 4.065% | 0.19221 | 0.18269 | 2246.3396 | 244.3912 | 383.4547 | 1618.4937 | 2267.2561 | 0 | 0 | 2267.2561 | 0.003684%
2027 | 212 | 212-638R | Tier-2 | Tier-2---11 | 5--4 | 4 | 100% | 157.455 | 96.47% | 1.863% | 1.664% | 7.5191 | 0 | 0 | 7.5191 | 0 | 6.8423 | 1.4924 | 4.5848 | 6.8423 | 1.4924 | 4.5848 | 7.593 | 1.6561 | 4.5848 | 4.775% | 0.10708 | 0.10177 | 1470.5114 | 155.1186 | 63.8116 | 1251.5811 | 1473.2126 | 0 | 0 | 1473.2126 | 0.001578%
2027 | 212 | 212-725R | Tier-3 | Tier-3---10 | 5--5 | 46 | 100% | 749.6423 | 94.58% | 4.636% | 0.779% | 35.0978 | 0 | 0 | 35.0978 | 0 | 31.9385 | 17.1623 | 1.861 | 31.9385 | 17.1623 | 1.861 | 35.4427 | 19.0454 | 1.861 | 4.682% | 0.13941 | 0.13251 | 5377.288 | 738.7725 | 258.1994 | 4380.3161 | 5392.4534 | 0 | 0 | 5392.4534 | 0.007367%
2027 | 212 | 212-734R | Tier-2 | Tier-2---10 | 5--4 | 42 | 100% | 405.6391 | 93.64% | 4.241% | 2.118% | 18.8023 | 0 | 0 | 18.8023 | 0 | 17.1098 | 15.67 | 1.0919 | 17.1098 | 15.67 | 1.0919 | 18.9871 | 17.3892 | 1.0919 | 4.635% | 0.17753 | 0.16875 | 2284.84 | 188.9421 | 239.3419 | 1856.5561 | 2292.4067 | 0 | 0 | 2292.4067 | 0.003947%
2027 | 212 | 212-739R | Tier-3 | Tier-3---15 | 5--4 | 39 | 100% | 301.7157 | 89.07% | 9.028% | 1.906% | 13.302 | 0 | 0 | 13.302 | 0 | 12.1046 | 14.5507 | 0.83189 | 12.1046 | 14.5507 | 0.83189 | 13.4327 | 16.1471 | 0.83189 | 4.409% | 0.13097 | 0.12449 | 2303.7005 | 251.0522 | 237.9772 | 1814.6711 | 2316.8178 | 0 | 0 | 2316.8178 | 0.002792%
2027 | 212 | 212-743R | Tier-2 | Tier-2---13 | 5--3 | 6 | 100% | 81.923 | 90.82% | 6.613% | 2.567% | 3.6829 | 0 | 0 | 3.6829 | 0 | 3.3514 | 2.2386 | 1.4971 | 3.3514 | 2.2386 | 1.4971 | 3.7191 | 2.4842 | 1.4971 | 4.496% | 0.11654 | 0.11078 | 702.9342 | 71.3752 | 58.8304 | 572.7286 | 706.2949 | 0 | 0 | 706.2949 | 0.000773%
2027 | 212 | 212-758R | Tier-2 | Tier-2---8 | 5--4 | 68 | 100% | 381.3507 | 89.63% | 8.808% | 1.561% | 16.9197 | 0 | 0 | 16.9197 | 0 | 15.3967 | 25.3704 | 0.60687 | 15.3967 | 25.3704 | 0.60687 | 17.086 | 28.154 | 0.60687 | 4.437% | 0.1427 | 0.13564 | 2672.3387 | 313.5648 | 256.9237 | 2101.8502 | 2686.7681 | 0 | 0 | 2686.7681 | 0.003551%
2027 | 212 | 212-773R | Tier-2 | Tier-2---5 | 5--4 | 103 | 100% | 677.1103 | 83.18% | 15.77% | 1.046% | 27.8801 | 0 | 0 | 27.8801 | 0 | 25.3705 | 38.4287 | 0.6602 | 25.3705 | 38.4287 | 0.6602 | 28.1541 | 42.645 | 0.6602 | 4.118% | 0.19881 | 0.18897 | 3405.7885 | 402.585 | 522.8709 | 2480.3327 | 3435.6179 | 0 | 0 | 3435.6179 | 0.005852%
2027 | 212 | 212-799R | Tier-2 | Tier-2---10 | 5--4 | 39 | 100% | 254.923 | 88.52% | 10.12% | 1.358% | 11.1702 | 0 | 0 | 11.1702 | 0 | 10.1648 | 14.5507 | 0.69858 | 10.1648 | 14.5507 | 0.69858 | 11.28 | 16.1471 | 0.69858 | 4.382% | 0.12493 | 0.11875 | 2040.5268 | 236.751 | 211.9535 | 1591.8223 | 2052.7246 | 0 | 0 | 2052.7246 | 0.002345%
2027 | 212 | 212-880R | Tier-2 | Tier-2---16 | 5--2 | 3 | 100% | 30.3116 | 92.5% | 4.382% | 3.114% | 1.3879 | 0 | 0 | 1.3879 | 0 | 1.263 | 1.1193 | 1.1284 | 1.263 | 1.1193 | 1.1284 | 1.4016 | 1.2421 | 1.1284 | 4.579% | 0.10736 | 0.10205 | 282.3367 | 28.4993 | 19.5005 | 234.337 | 283.4389 | 0 | 0 | 283.4389 | 0.0002913%
2027 | 212 | 212-886R | Tier-2 | Tier-2---8 | 5--4 | 17 | 100% | 472.8052 | 94.27% | 4.633% | 1.099% | 22.0624 | 0 | 0 | 22.0624 | 0 | 20.0765 | 6.3426 | 3.1653 | 20.0765 | 6.3426 | 3.1653 | 22.2793 | 7.0385 | 3.1653 | 4.666% | 0.18767 | 0.17838 | 2519.3545 | 323.5371 | 126.2126 | 2069.6048 | 2526.8745 | 0 | 0 | 2526.8745 | 0.004631%
2027 | 212 | 212-888R | Tier-2 | Tier-2---8 | 5--4 | 45 | 100% | 346.5382 | 90.95% | 7.817% | 1.237% | 15.6005 | 0 | 0 | 15.6005 | 0 | 14.1963 | 16.7892 | 0.84556 | 14.1963 | 16.7892 | 0.84556 | 15.7538 | 18.6313 | 0.84556 | 4.502% | 0.13116 | 0.12466 | 2642.179 | 334.1686 | 213.131 | 2094.8795 | 2654.6375 | 0 | 0 | 2654.6375 | 0.003275%
2027 | 214 | 214-1122R | Tier-3 | Tier-3---3 | 5--5 | 127 | 100% | 2893.3725 | 90.28% | 9.311% | 0.4067% | 129.3045 | 0 | 0 | 129.3045 | 0 | 117.6653 | 47.383 | 2.4833 | 117.6653 | 47.383 | 2.4833 | 130.5753 | 52.5817 | 2.4833 | 4.469% | 0.26918 | 0.25585 | 10749.0069 | 1574.7708 | 951.5348 | 8222.7013 | 10803.4034 | 0 | 0 | 10803.4034 | 0.02714%
2027 | 214 | 214-1135R | Tier-3 | Tier-3---6 | 4--5 | 75 | 100% | 805.3146 | 95.2% | 3.81% | 0.9931% | 37.9484 | 0 | 0 | 37.9484 | 0 | 34.5325 | 27.9821 | 1.2341 | 34.5325 | 27.9821 | 1.2341 | 38.3213 | 31.0522 | 1.2341 | 4.712% | 0.090777 | 0.086284 | 8871.3507 | 1468.4713 | 438.4999 | 6964.3795 | 8893.5417 | 0 | 0 | 8893.5417 | 0.007965%
2027 | 214 | 214-17AE | Tier-3 | Tier-3---17 | 4--4 | 30 | 100% | 127.491 | 90.35% | 5.503% | 4.145% | 5.7019 | 0 | 0 | 5.7019 | 0 | 5.1887 | 11.1928 | 0.46357 | 5.1887 | 11.1928 | 0.46357 | 5.758 | 12.4209 | 0.46357 | 4.472% | 0.071957 | 0.068395 | 1771.7769 | 216.0551 | 150.3479 | 1405.374 | 1780.6795 | 0 | 0 | 1780.6795 | 0.001197%
2027 | 214 | 214-4R | Tier-3 | Tier-3---17 | 4--4 | 22 | 100% | 89.6399 | 90.66% | 5.945% | 3.4% | 4.0225 | 0 | 0 | 4.0225 | 0 | 3.6605 | 8.2081 | 0.44596 | 3.6605 | 8.2081 | 0.44596 | 4.0621 | 9.1086 | 0.44596 | 4.487% | 0.059676 | 0.056722 | 1502.1196 | 200.0517 | 124.6473 | 1177.4206 | 1509.4294 | 0 | 0 | 1509.4294 | 0.0008443%
2027 | 214 | 214-536R | Tier-3 | Tier-3---17 | 4--4 | 9 | 100% | 96.9267 | 93.35% | 4.585% | 2.069% | 4.4786 | 0 | 0 | 4.4786 | 0 | 4.0755 | 3.3578 | 1.2137 | 4.0755 | 3.3578 | 1.2137 | 4.5227 | 3.7263 | 1.2137 | 4.621% | 0.053744 | 0.051083 | 1803.5024 | 246.1785 | 178.6516 | 1378.6723 | 1809.7517 | 0 | 0 | 1809.7517 | 0.0009401%
2027 | 214 | 214-583R | Tier-3 | Tier-3---13 | 4--5 | 32 | 100% | 328.9866 | 94.06% | 4.474% | 1.469% | 15.3171 | 0 | 0 | 15.3171 | 0 | 13.9383 | 11.939 | 1.1675 | 13.9383 | 11.939 | 1.1675 | 15.4676 | 13.2489 | 1.1675 | 4.656% | 0.070413 | 0.066928 | 4672.2426 | 712.2083 | 352.9213 | 3607.1129 | 4686.7021 | 0 | 0 | 4686.7021 | 0.003215%
2027 | 214 | 214-613R | Tier-3 | Tier-3---14 | 5--3 | 50 | 100% | 480.8617 | 49.89% | 49.25% | 0.8586% | 11.8746 | 0 | 0 | 11.8746 | 0 | 10.8057 | 18.6547 | 0.57925 | 10.8057 | 18.6547 | 0.57925 | 11.9913 | 20.7015 | 0.57925 | 2.469% | 0.43289 | 0.41146 | 1110.8228 | 86.441 | 501.4412 | 522.9406 | 1139.8124 | 0 | 0 | 1139.8124 | 0.002492%
2027 | 214 | 214-647R | Tier-3 | Tier-3---8 | 5--5 | 73 | 100% | 2287.3818 | 92.77% | 6.976% | 0.2574% | 105.0353 | 0 | 0 | 105.0353 | 0 | 95.5807 | 27.2359 | 3.5094 | 95.5807 | 27.2359 | 3.5094 | 106.0676 | 30.2242 | 3.5094 | 4.592% | 0.23844 | 0.22663 | 9593.2735 | 1427.6996 | 628.6999 | 7536.874 | 9629.4117 | 0 | 0 | 9629.4117 | 0.02205%
2027 | 215 | 215-1531R | Tier-2 | Tier-2---2 | 5--5 | 72 | 100% | 1398.9852 | 84.15% | 15.42% | 0.4283% | 58.2745 | 0 | 0 | 58.2745 | 0 | 53.029 | 26.8628 | 1.9741 | 53.029 | 26.8628 | 1.9741 | 58.8472 | 29.8101 | 1.9741 | 4.165% | 0.20291 | 0.19287 | 6894.5825 | 1039.1679 | 1002.2008 | 4853.2138 | 6951.4886 | 0 | 0 | 6951.4886 | 0.01223%
2027 | 215 | 215-1534R | Tier-2 | Tier-2---1 | 5--5 | 58 | 100% | 1734.1452 | 88.98% | 10.7% | 0.3246% | 76.3804 | 0 | 0 | 76.3804 | 0 | 69.5051 | 21.6395 | 3.212 | 69.5051 | 21.6395 | 3.212 | 77.1311 | 24.0137 | 3.212 | 4.404% | 0.1982 | 0.18839 | 8749.2684 | 1441.1188 | 882.1072 | 6426.0424 | 8799.4812 | 0 | 0 | 8799.4812 | 0.01603%
2027 | 215 | 215-1544R | Tier-2 | Tier-2---8 | 5--4 | 16 | 100% | 205.9069 | 87.21% | 11.98% | 0.8132% | 8.8888 | 0 | 0 | 8.8888 | 0 | 8.0887 | 5.9695 | 1.355 | 8.0887 | 5.9695 | 1.355 | 8.9762 | 6.6245 | 1.355 | 4.317% | 0.10891 | 0.10352 | 1890.6466 | 333.0962 | 217.1495 | 1340.4009 | 1903.2393 | 0 | 0 | 1903.2393 | 0.001866%
2027 | 215 | 215-38R | Tier-3 | Tier-3---10 | 5--5 | 26 | 100% | 650.1784 | 91.15% | 8.25% | 0.6037% | 29.3345 | 0 | 0 | 29.3345 | 0 | 26.694 | 9.7005 | 2.7518 | 26.694 | 9.7005 | 2.7518 | 29.6228 | 10.7648 | 2.7518 | 4.512% | 0.12528 | 0.11908 | 5189.8024 | 828.3476 | 472.2938 | 3889.161 | 5213.7305 | 0 | 0 | 5213.7305 | 0.006157%
2027 | 216 | 216-1859F | Tier-3 | Tier-3---4 | 5--5 | 67 | 100% | 1336.0946 | 91.63% | 7.965% | 0.4046% | 60.6013 | 0 | 0 | 60.6013 | 0 | 55.1464 | 24.9973 | 2.2061 | 55.1464 | 24.9973 | 2.2061 | 61.1969 | 27.74 | 2.2061 | 4.536% | 0.15704 | 0.14927 | 8507.7615 | 1421.0211 | 648.1937 | 6438.5467 | 8544.8444 | 0 | 0 | 8544.8444 | 0.01272%
2027 | 217 | 217-41AE | Tier-2 | Tier-2---8 | 5--4 | 126 | 100% | 548.1248 | 61.28% | 37.04% | 1.683% | 16.6264 | 0 | 0 | 16.6264 | 0 | 15.1298 | 47.0099 | 0.32184 | 15.1298 | 47.0099 | 0.32184 | 16.7898 | 52.1677 | 0.32184 | 3.033% | 0.19664 | 0.1869 | 2787.4845 | 272.106 | 973.6181 | 1541.7603 | 2843.6939 | 0 | 0 | 2843.6939 | 0.00349%
2027 | 217 | 217-48AE | Tier-2 | Tier-2---8 | 5--4 | 84 | 100% | 701.5771 | 53.79% | 44.81% | 1.4% | 18.6798 | 0 | 0 | 18.6798 | 0 | 16.9984 | 31.3399 | 0.54239 | 16.9984 | 31.3399 | 0.54239 | 18.8634 | 34.7785 | 0.54239 | 2.663% | 0.20236 | 0.19234 | 3466.9889 | 313.4539 | 1406.954 | 1746.581 | 3550.4247 | 0 | 0 | 3550.4247 | 0.003921%
2027 | 217 | 217-835R | Tier-3 | Tier-3---5 | 5--5 | 71 | 100% | 1459.42 | 90.56% | 8.764% | 0.6769% | 65.4212 | 0 | 0 | 65.4212 | 0 | 59.5324 | 26.4897 | 2.2474 | 59.5324 | 26.4897 | 2.2474 | 66.0641 | 29.3961 | 2.2474 | 4.483% | 0.28412 | 0.27006 | 5136.5819 | 779.5394 | 417.5644 | 3939.4781 | 5161.8362 | 0 | 0 | 5161.8362 | 0.01373%
2027 | 217 | 217-837R | Tier-3 | Tier-3---12 | 5--5 | 68 | 100% | 680.508 | 71.93% | 26.93% | 1.134% | 24.231 | 0 | 0 | 24.231 | 0 | 22.0499 | 25.3704 | 0.86912 | 22.0499 | 25.3704 | 0.86912 | 24.4691 | 28.154 | 0.86912 | 3.561% | 0.14269 | 0.13563 | 4769.0891 | 589.9072 | 1292.048 | 2887.1339 | 4838.7956 | 0 | 0 | 4838.7956 | 0.005086%
2027 | 217 | 217-972R | Tier-2 | Tier-2---8 | 5--4 | 70 | 100% | 360.9866 | 64.42% | 33.78% | 1.803% | 11.5112 | 0 | 0 | 11.5112 | 0 | 10.475 | 26.1166 | 0.40109 | 10.475 | 26.1166 | 0.40109 | 11.6243 | 28.9821 | 0.40109 | 3.189% | 0.18227 | 0.17325 | 1980.496 | 214.776 | 614.2082 | 1151.5119 | 2017.1929 | 0 | 0 | 2017.1929 | 0.002416%
2027 | 217 | 217-983R | Tier-3 | Tier-3---5 | 5--5 | 48 | 100% | 1187.4841 | 92.09% | 7.578% | 0.3365% | 54.1281 | 0 | 0 | 54.1281 | 0 | 49.2558 | 17.9085 | 2.7504 | 49.2558 | 17.9085 | 2.7504 | 54.6601 | 19.8734 | 2.7504 | 4.558% | 0.2438 | 0.23173 | 4870.8263 | 716.2537 | 353.1181 | 3801.4544 | 4890.9032 | 0 | 0 | 4890.9032 | 0.01136%
2027 | 220 | 220-288R | Tier-3 | Tier-3---14 | 5--4 | 29 | 100% | 437.6752 | 81.99% | 17.08% | 0.9315% | 17.7636 | 0 | 0 | 17.7636 | 0 | 16.1646 | 10.8197 | 1.494 | 16.1646 | 10.8197 | 1.494 | 17.9381 | 12.0069 | 1.494 | 4.059% | 0.37523 | 0.35666 | 1166.4109 | 131.8052 | 200.8528 | 833.7529 | 1177.3495 | 0 | 0 | 1177.3495 | 0.003729%
2027 | 220 | 220-294R | Tier-3 | Tier-3---14 | 5--3 | 81 | 100% | 720.9399 | 58.97% | 39.92% | 1.12% | 21.0426 | 0 | 0 | 21.0426 | 0 | 19.1485 | 30.2206 | 0.63362 | 19.1485 | 30.2206 | 0.63362 | 21.2494 | 33.5364 | 0.63362 | 2.919% | 0.44397 | 0.422 | 1623.8364 | 124.0259 | 599.3861 | 900.4244 | 1658.5379 | 0 | 0 | 1658.5379 | 0.004417%
2027 | 220 | 220-298R | Tier-3 | Tier-3---11 | 5--4 | 155 | 100% | 1053.2838 | 64.6% | 33.51% | 1.887% | 33.6832 | 0 | 0 | 33.6832 | 0 | 30.6512 | 57.8296 | 0.53003 | 30.6512 | 57.8296 | 0.53003 | 34.0142 | 64.1746 | 0.53003 | 3.198% | 0.50177 | 0.47693 | 2099.1459 | 164.9638 | 658.2461 | 1275.9359 | 2137.8399 | 0 | 0 | 2137.8399 | 0.00707%
2027 | 221 | 221-1230F | Tier-3 | Tier-3---12 | 4--5 | 17 | 100% | 637.2245 | 99.48% | 0% | 0.5187% | 31.379 | 0 | 0 | 31.379 | 0 | 28.5545 | 6.3426 | 4.502 | 28.5545 | 6.3426 | 4.502 | 31.6874 | 7.0385 | 4.502 | 4.924% | 0.035843 | 0.034069 | 17778.1145 | 2647.4462 | 83.7682 | 15046.9001 | 17782.9169 | 0 | 0 | 17782.9169 | 0.006586%
2027 | 221 | 221-23R | Tier-3 | Tier-3---11 | 5--5 | 77 | 100% | 764.9858 | 67.26% | 31.99% | 0.7569% | 25.4678 | 0 | 0 | 25.4678 | 0 | 23.1754 | 28.7283 | 0.80671 | 23.1754 | 28.7283 | 0.80671 | 25.7181 | 31.8803 | 0.80671 | 3.329% | 0.19945 | 0.18957 | 3835.5267 | 452.4998 | 1178.7605 | 2204.2664 | 3900.9309 | 0 | 0 | 3900.9309 | 0.005346%
2027 | 221 | 221-344R | Tier-3 | Tier-3---13 | 5--4 | 93 | 100% | 642.3372 | 83.79% | 15.02% | 1.193% | 26.6423 | 0 | 0 | 26.6423 | 0 | 24.2442 | 34.6978 | 0.69872 | 24.2442 | 34.6978 | 0.69872 | 26.9042 | 38.5047 | 0.69872 | 4.148% | 0.2115 | 0.20103 | 3037.0437 | 366.2743 | 441.4951 | 2229.2742 | 3062.6782 | 0 | 0 | 3062.6782 | 0.005592%
2027 | 221 | 221-35 | Tier-2 | Tier-2---10 | 5--3 | 3 | 100% | 111.3988 | 96.62% | 2.989% | 0.3886% | 5.328 | 0 | 0 | 5.328 | 0 | 4.8484 | 1.1193 | 4.3317 | 4.8484 | 1.1193 | 4.3317 | 5.3804 | 1.2421 | 4.3317 | 4.783% | 0.17281 | 0.16425 | 644.6479 | 94.7644 | 26.1294 | 523.7541 | 645.7818 | 0 | 0 | 645.7818 | 0.001118%
2027 | 221 | 221-37AE | Tier-3 | Tier-3---11 | 5--5 | 72 | 100% | 769.7343 | 85.13% | 14.19% | 0.6769% | 32.4379 | 0 | 0 | 32.4379 | 0 | 29.518 | 26.8628 | 1.0988 | 29.518 | 26.8628 | 1.0988 | 32.7567 | 29.8101 | 1.0988 | 4.214% | 0.19925 | 0.18939 | 3863.0999 | 511.5521 | 574.4994 | 2777.0485 | 3893.0064 | 0 | 0 | 3893.0064 | 0.006809%
2027 | 221 | 221-38AE | Tier-3 | Tier-3---17 | 5--3 | 9 | 100% | 225.9712 | 8.218% | 91.4% | 0.3782% | 0.91919 | 0 | 0 | 0.91919 | 0 | 0.83645 | 3.3578 | 0.2491 | 0.83645 | 3.3578 | 0.2491 | 0.92822 | 3.7263 | 0.2491 | 0.4068% | 0.16917 | 0.1608 | 1335.7574 | 19.3633 | 1034.9942 | 281.3999 | 1399.6044 | 0 | 0 | 1399.6044 | 0.0001929%
2027 | 221 | 221-675R | Tier-2 | Tier-2---8 | 5--4 | 4 | 100% | 383.5958 | 97.43% | 1.747% | 0.8215% | 18.5004 | 0 | 0 | 18.5004 | 0 | 16.8351 | 1.4924 | 11.2807 | 16.8351 | 1.4924 | 11.2807 | 18.6822 | 1.6561 | 11.2807 | 4.823% | 0.22072 | 0.20979 | 1737.9263 | 228.1325 | 87.6764 | 1422.1174 | 1740.2506 | 0 | 0 | 1740.2506 | 0.003883%
2027 | 221 | 221-6R | Tier-2 | Tier-2---5 | 5--5 | 1 | 100% | 616.9841 | 99.25% | 0.1999% | 0.5529% | 30.3108 | 0 | 0 | 30.3108 | 0 | 27.5824 | 0.37309 | 73.9288 | 27.5824 | 0.37309 | 73.9288 | 30.6087 | 0.41403 | 73.9288 | 4.913% | 0.21604 | 0.20535 | 2855.887 | 420.5436 | 58.2104 | 2377.133 | 2857.0066 | 0 | 0 | 2857.0066 | 0.006362%
2027 | 221 | 221-782R | Tier-3 | Tier-3---17 | 5--3 | 5 | 100% | 156.081 | 94.9% | 3.083% | 2.022% | 7.3316 | 0 | 0 | 7.3316 | 0 | 6.6717 | 1.8655 | 3.5764 | 6.6717 | 1.8655 | 3.5764 | 7.4037 | 2.0701 | 3.5764 | 4.697% | 0.2472 | 0.23496 | 631.3929 | 85.1107 | 27.1817 | 519.1005 | 633.0714 | 0 | 0 | 633.0714 | 0.001539%
2027 | 221 | 221-788 | Tier-3 | Tier-3---12 | 5--5 | 12 | 100% | 677.5152 | 96.42% | 3.298% | 0.2798% | 32.3372 | 0 | 0 | 32.3372 | 0 | 29.4264 | 4.4771 | 6.5726 | 29.4264 | 4.4771 | 6.5726 | 32.655 | 4.9684 | 6.5726 | 4.773% | 0.18975 | 0.18036 | 3570.5978 | 586.4326 | 168.8515 | 2815.3137 | 3577.2505 | 0 | 0 | 3577.2505 | 0.006788%
2027 | 221 | 221-824 | Tier-3 | Tier-3---13 | 5--4 | 31 | 100% | 431.5232 | 83.48% | 15.96% | 0.5616% | 17.831 | 0 | 0 | 17.831 | 0 | 16.2259 | 11.5659 | 1.4029 | 16.2259 | 11.5659 | 1.4029 | 18.0062 | 12.8349 | 1.4029 | 4.132% | 0.18396 | 0.17486 | 2345.6862 | 321.7207 | 355.7349 | 1668.2306 | 2365.8706 | 0 | 0 | 2365.8706 | 0.003743%
2027 | 222 | 222-1433R | Tier-3 | Tier-3---5 | 5--5 | 18 | 100% | 1073.7524 | 96.43% | 3.224% | 0.3472% | 51.2525 | 0 | 0 | 51.2525 | 0 | 46.6391 | 6.7157 | 6.9448 | 46.6391 | 6.7157 | 6.9448 | 51.7562 | 7.4525 | 6.9448 | 4.773% | 0.37266 | 0.35421 | 2881.3332 | 440.8984 | 92.1003 | 2348.3345 | 2886.6922 | 0 | 0 | 2886.6922 | 0.01076%
2027 | 222 | 222-1503R | Tier-3 | Tier-3---15 | 5--4 | 23 | 100% | 289.1141 | 77.72% | 21.59% | 0.6888% | 11.1231 | 0 | 0 | 11.1231 | 0 | 10.1218 | 8.5812 | 1.1795 | 10.1218 | 8.5812 | 1.1795 | 11.2324 | 9.5227 | 1.1795 | 3.847% | 0.23465 | 0.22303 | 1232.1205 | 140.7183 | 258.7997 | 832.6024 | 1246.4147 | 0 | 0 | 1246.4147 | 0.002335%
2027 | 222 | 222-1523R | Tier-3 | Tier-3---7 | 5--5 | 137 | 100% | 1341.7279 | 81.78% | 17.54% | 0.6801% | 54.3129 | 0 | 0 | 54.3129 | 0 | 49.424 | 51.1139 | 0.96694 | 49.424 | 51.1139 | 0.96694 | 54.8467 | 56.722 | 0.96694 | 4.048% | 0.26901 | 0.25569 | 4987.6805 | 618.9983 | 835.0785 | 3533.6036 | 5035.0131 | 0 | 0 | 5035.0131 | 0.0114%
2027 | 222 | 222-1986R | Tier-3 | Tier-3---1 | 5--5 | 212 | 100% | 6887.3845 | 91.59% | 8.216% | 0.1933% | 312.256 | 0 | 0 | 312.256 | 0 | 284.1487 | 79.096 | 3.5925 | 284.1487 | 79.096 | 3.5925 | 315.3248 | 87.7742 | 3.5925 | 4.534% | 0.41507 | 0.39452 | 16593.3004 | 2725.7619 | 1237.4149 | 12630.1236 | 16665.9691 | 0 | 0 | 16665.9691 | 0.06554%
2027 | 222 | 222-1988R | Tier-3 | Tier-3---11 | 5--4 | 13 | 100% | 316.0275 | 91.8% | 8.01% | 0.1868% | 14.3611 | 0 | 0 | 14.3611 | 0 | 13.0684 | 4.8502 | 2.6944 | 13.0684 | 4.8502 | 2.6944 | 14.5023 | 5.3824 | 2.6944 | 4.544% | 0.34461 | 0.32755 | 917.0546 | 137.1058 | 68.1895 | 711.7593 | 920.9692 | 0 | 0 | 920.9692 | 0.003014%
2027 | 222 | 222-1990R | Tier-3 | Tier-3---1 | 5--5 | 81 | 100% | 4318.7821 | 96.21% | 3.588% | 0.2018% | 205.6787 | 0 | 0 | 205.6787 | 0 | 187.1649 | 30.2206 | 6.1933 | 187.1649 | 30.2206 | 6.1933 | 207.7001 | 33.5364 | 6.1933 | 4.762% | 0.41211 | 0.39171 | 10479.6421 | 1615.523 | 393.9401 | 8470.179 | 10500.323 | 0 | 0 | 10500.323 | 0.04317%
2027 | 222 | 222-1992R | Tier-3 | Tier-3---18 | 5--2 | 3 | 100% | 77.8798 | 51.19% | 47.85% | 0.9609% | 1.9735 | 0 | 0 | 1.9735 | 0 | 1.7958 | 1.1193 | 1.6045 | 1.7958 | 1.1193 | 1.6045 | 1.9929 | 1.2421 | 1.6045 | 2.534% | 0.22115 | 0.2102 | 352.1575 | 26.3738 | 147.8812 | 177.9024 | 361.1086 | 0 | 0 | 361.1086 | 0.0004142%
2027 | 222 | 222-2013R | Tier-3 | Tier-3---7 | 5--5 | 132 | 100% | 1434.8215 | 80% | 19.3% | 0.6983% | 56.8219 | 0 | 0 | 56.8219 | 0 | 51.7072 | 49.2485 | 1.0499 | 51.7072 | 49.2485 | 1.0499 | 57.3804 | 54.6519 | 1.0499 | 3.96% | 0.27927 | 0.26545 | 5137.7317 | 647.5611 | 923.7481 | 3566.4225 | 5191.2329 | 0 | 0 | 5191.2329 | 0.01193%
2027 | 222 | 222-2063 | Tier-3 | Tier-3---9 | 5--5 | 1 | 100% | 621.1772 | 98.86% | 0.7243% | 0.4185% | 30.3969 | 0 | 0 | 30.3969 | 0 | 27.6608 | 0.37309 | 74.1388 | 27.6608 | 0.37309 | 74.1388 | 30.6956 | 0.41403 | 74.1388 | 4.893% | 0.23776 | 0.22599 | 2612.6138 | 401.8596 | 25.7342 | 2185.02 | 2614.1686 | 0 | 0 | 2614.1686 | 0.00638%
2027 | 222 | 222-2085 | Tier-3 | Tier-3---3 | 5--5 | 1220 | 100% | 3261.4227 | 83.38% | 16% | 0.6198% | 134.6122 | 0 | 0 | 134.6122 | 0 | 122.4953 | 455.1752 | 0.26912 | 122.4953 | 455.1752 | 0.26912 | 135.9352 | 505.1159 | 0.26912 | 4.127% | 0.35117 | 0.33379 | 9287.3202 | 1207.9834 | 1459.1451 | 6620.1916 | 9367.6954 | 0 | 0 | 9367.6954 | 0.02826%
2027 | 230 | 230-1008R | Tier-2 | Tier-2---16 | 4--3 | 1 | 100% | 29.9584 | 96.46% | 2.54% | 0.9994% | 1.4305 | 0 | 0 | 1.4305 | 0 | 1.3017 | 0.37309 | 3.4889 | 1.3017 | 0.37309 | 3.4889 | 1.4445 | 0.41403 | 3.4889 | 4.775% | 0.055697 | 0.05294 | 537.8829 | 82.2553 | 33.2931 | 422.3344 | 538.8743 | 0 | 0 | 538.8743 | 0.0003003%
2027 | 230 | 230-127AE | Tier-2 | Tier-2---7 | 5--5 | 52 | 100% | 422.4651 | 76.79% | 21.48% | 1.73% | 16.0577 | 0 | 0 | 16.0577 | 0 | 14.6123 | 19.4009 | 0.75318 | 14.6123 | 19.4009 | 0.75318 | 16.2155 | 21.5295 | 0.75318 | 3.801% | 0.093988 | 0.089336 | 4494.8739 | 563.2432 | 960.6446 | 2970.9861 | 4549.2118 | 0 | 0 | 4549.2118 | 0.003371%
2027 | 230 | 230-133AE | Tier-2 | Tier-2---6 | 5--5 | 84 | 100% | 947.6516 | 88.55% | 10.64% | 0.8078% | 41.5386 | 0 | 0 | 41.5386 | 0 | 37.7995 | 31.3399 | 1.2061 | 37.7995 | 31.3399 | 1.2061 | 41.9468 | 34.7785 | 1.2061 | 4.383% | 0.095565 | 0.090834 | 9916.3461 | 1445.4329 | 1050.4793 | 7420.4339 | 9975.4668 | 0 | 0 | 9975.4668 | 0.008719%
2027 | 230 | 230-1586R | Tier-2 | Tier-2---7 | 4--5 | 57 | 100% | 476.4865 | 62.01% | 36.72% | 1.273% | 14.6255 | 0 | 0 | 14.6255 | 0 | 13.309 | 21.2664 | 0.62583 | 13.309 | 21.2664 | 0.62583 | 14.7693 | 23.5997 | 0.62583 | 3.069% | 0.084625 | 0.080436 | 5630.5637 | 561.1393 | 2038.0856 | 3031.3388 | 5741.9633 | 0 | 0 | 5741.9633 | 0.00307%
2027 | 230 | 230-1606R | Tier-2 | Tier-2---11 | 4--4 | 17 | 100% | 185.0767 | 40.42% | 58.67% | 0.9045% | 3.7033 | 0 | 0 | 3.7033 | 0 | 3.3699 | 6.3426 | 0.53132 | 3.3699 | 6.3426 | 0.53132 | 3.7397 | 7.0385 | 0.53132 | 2.001% | 0.062818 | 0.059709 | 2946.2367 | 194.5466 | 1610.7155 | 1140.9746 | 3037.6479 | 0 | 0 | 3037.6479 | 0.0007773%
2027 | 230 | 230-181 | Tier-2 | Tier-2---9 | 4--4 | 6 | 100% | 148.8171 | 90.62% | 8.321% | 1.055% | 6.6758 | 0 | 0 | 6.6758 | 0 | 6.0749 | 2.2386 | 2.7137 | 6.0749 | 2.2386 | 2.7137 | 6.7414 | 2.4842 | 2.7137 | 4.486% | 0.063241 | 0.060111 | 2353.1666 | 304.6061 | 482.4063 | 1566.1542 | 2364.6565 | 0 | 0 | 2364.6565 | 0.001401%
2027 | 230 | 230-2060R | Tier-2 | Tier-2---4 | 4--5 | 52 | 100% | 578.2503 | 86.36% | 12.53% | 1.105% | 24.7195 | 0 | 0 | 24.7195 | 0 | 22.4944 | 19.4009 | 1.1595 | 22.4944 | 19.4009 | 1.1595 | 24.9625 | 21.5295 | 1.1595 | 4.275% | 0.088414 | 0.084038 | 6540.2273 | 927.2098 | 823.7907 | 4789.2268 | 6586.6807 | 0 | 0 | 6586.6807 | 0.005189%
2027 | 230 | 230-2067 | Tier-2 | Tier-2---16 | 4--3 | 1 | 100% | 24.6544 | 66.14% | 33% | 0.8592% | 0.8072 | 0 | 0 | 0.8072 | 0 | 0.73454 | 0.37309 | 1.9688 | 0.73454 | 0.37309 | 1.9688 | 0.81513 | 0.41403 | 1.9688 | 3.274% | 0.054619 | 0.051915 | 451.389 | 49.4904 | 139.1284 | 262.7702 | 459.348 | 0 | 0 | 459.348 | 0.0001694%
2027 | 230 | 230-371AE | Tier-2 | Tier-2---13 | 4--3 | 8 | 100% | 66.0989 | 47.04% | 51.57% | 1.387% | 1.5392 | 0 | 0 | 1.5392 | 0 | 1.4007 | 2.9848 | 0.46927 | 1.4007 | 2.9848 | 0.46927 | 1.5543 | 3.3122 | 0.46927 | 2.329% | 0.059006 | 0.056085 | 1120.2069 | 86.6285 | 524.1056 | 509.4728 | 1151.1006 | 0 | 0 | 1151.1006 | 0.0003231%
2027 | 231 | 231-1136R | Tier-2 | Tier-2---7 | 4--5 | 24 | 100% | 532.5953 | 91.49% | 6.883% | 1.625% | 24.1206 | 0 | 0 | 24.1206 | 0 | 21.9494 | 8.9543 | 2.4513 | 21.9494 | 8.9543 | 2.4513 | 24.3576 | 9.9367 | 2.4513 | 4.529% | 0.054655 | 0.051949 | 9744.7482 | 1528.1869 | 1244.2736 | 6972.2877 | 9787.9229 | 0 | 0 | 9787.9229 | 0.005063%
2027 | 231 | 231-1635R | Tier-2 | Tier-2---4 | 5--5 | 151 | 100% | 1024.1696 | 93.53% | 4.422% | 2.048% | 47.4165 | 0 | 0 | 47.4165 | 0 | 43.1484 | 56.3373 | 0.76589 | 43.1484 | 56.3373 | 0.76589 | 47.8825 | 62.5184 | 0.76589 | 4.63% | 0.11648 | 0.11071 | 8792.8912 | 1469.9696 | 598.2137 | 6724.7079 | 8822.5165 | 0 | 0 | 8822.5165 | 0.009953%
2027 | 233 | 233-123R | Tier-2 | Tier-2---4 | 4--5 | 57 | 100% | 528.7545 | 93.49% | 4.613% | 1.898% | 24.4691 | 0 | 0 | 24.4691 | 0 | 22.2666 | 21.2664 | 1.047 | 22.2666 | 21.2664 | 1.047 | 24.7096 | 23.5997 | 1.047 | 4.628% | 0.06125 | 0.058219 | 8632.6707 | 1309.838 | 600.1971 | 6722.6355 | 8661.9434 | 0 | 0 | 8661.9434 | 0.005136%
2027 | 233 | 233-41R | Tier-2 | Tier-2---9 | 4--5 | 47 | 100% | 183.353 | 90.69% | 5.205% | 4.101% | 8.2314 | 0 | 0 | 8.2314 | 0 | 7.4904 | 17.5354 | 0.42716 | 7.4904 | 17.5354 | 0.42716 | 8.3123 | 19.4594 | 0.42716 | 4.489% | 0.044487 | 0.042285 | 4121.4954 | 626.0879 | 496.8097 | 2998.5978 | 4141.4696 | 0 | 0 | 4141.4696 | 0.001728%
2027 | 233 | 233-81F | Tier-2 | Tier-2---12 | 3--5 | 32 | 100% | 110.7293 | 80.07% | 17.19% | 2.737% | 4.3887 | 0 | 0 | 4.3887 | 0 | 3.9937 | 11.939 | 0.33451 | 3.9937 | 11.939 | 0.33451 | 4.4319 | 13.2489 | 0.33451 | 3.963% | 0.02204 | 0.020949 | 5024.0598 | 647.7753 | 960.0108 | 3416.2738 | 5076.2039 | 0 | 0 | 5076.2039 | 0.0009212%
2027 | 233 | 233-86F | Tier-2 | Tier-2---8 | 5--5 | 79 | 100% | 706.2331 | 54.32% | 44.07% | 1.616% | 18.9878 | 0 | 0 | 18.9878 | 0 | 17.2787 | 29.4745 | 0.58623 | 17.2787 | 29.4745 | 0.58623 | 19.1745 | 32.7083 | 0.58623 | 2.689% | 0.1204 | 0.11444 | 5865.9084 | 518.326 | 2449.0121 | 2898.5703 | 6005.4678 | 0 | 0 | 6005.4678 | 0.003986%
2027 | 234 | 234-48R | Tier-2 | Tier-2---4 | 4--5 | 40 | 100% | 716.3442 | 96.34% | 2.639% | 1.021% | 34.1612 | 0 | 0 | 34.1612 | 0 | 31.0863 | 14.9238 | 2.083 | 31.0863 | 14.9238 | 2.083 | 34.497 | 16.5612 | 2.083 | 4.769% | 0.047931 | 0.045559 | 14945.1963 | 2921.5226 | 549.3325 | 11474.3413 | 14973.6824 | 0 | 0 | 14973.6824 | 0.00717%
2027 | 235 | 235-897R | Tier-2 | Tier-2---5 | 5--5 | 14 | 100% | 866.8246 | 43.88% | 55.6% | 0.5206% | 18.8293 | 0 | 0 | 18.8293 | 0 | 17.1344 | 5.2233 | 3.2804 | 17.1344 | 5.2233 | 3.2804 | 19.0143 | 5.7964 | 3.2804 | 2.172% | 0.1179 | 0.11206 | 7352.2019 | 570.5761 | 3790.2833 | 2991.3426 | 7567.0664 | 0 | 0 | 7567.0664 | 0.003952%
2027 | 235 | 235-899R | Tier-2 | Tier-2---1 | 5--5 | 48 | 100% | 2436.3247 | 84.48% | 15.14% | 0.3828% | 101.8834 | 0 | 0 | 101.8834 | 0 | 92.7125 | 17.9085 | 5.177 | 92.7125 | 17.9085 | 5.177 | 102.8847 | 19.8734 | 5.177 | 4.182% | 0.15496 | 0.14729 | 15721.7941 | 2441.7508 | 2344.0438 | 10935.9995 | 15848.8506 | 0 | 0 | 15848.8506 | 0.02139%
2027 | 236 | 236-1535R | Tier-3 | Tier-3---4 | 5--5 | 48 | 100% | 1123.8498 | 89.29% | 10.22% | 0.4922% | 49.6715 | 0 | 0 | 49.6715 | 0 | 45.2004 | 17.9085 | 2.524 | 45.2004 | 17.9085 | 2.524 | 50.1597 | 19.8734 | 2.524 | 4.42% | 0.12847 | 0.12211 | 8747.8328 | 1479.3496 | 871.8453 | 6396.6378 | 8796.6325 | 0 | 0 | 8796.6325 | 0.01043%
2027 | 236 | 236-1561R | Tier-3 | Tier-3---13 | 5--4 | 37 | 100% | 444.4117 | 83% | 16.25% | 0.7514% | 18.2577 | 0 | 0 | 18.2577 | 0 | 16.6142 | 13.8045 | 1.2035 | 16.6142 | 13.8045 | 1.2035 | 18.4371 | 15.3191 | 1.2035 | 4.108% | 0.17766 | 0.16886 | 2501.5323 | 344.8298 | 385.247 | 1771.4555 | 2523.6848 | 0 | 0 | 2523.6848 | 0.003832%
2027 | 236 | 236-1563R | Tier-3 | Tier-3---13 | 5--4 | 25 | 100% | 322.2295 | 90.43% | 8.853% | 0.72% | 14.4235 | 0 | 0 | 14.4235 | 0 | 13.1252 | 9.3274 | 1.4072 | 13.1252 | 9.3274 | 1.4072 | 14.5652 | 10.3507 | 1.4072 | 4.476% | 0.17215 | 0.16363 | 1871.7647 | 281.6479 | 145.5683 | 1444.5485 | 1881.0961 | 0 | 0 | 1881.0961 | 0.003027%
2027 | 236 | 236-1567R | Tier-3 | Tier-3---10 | 5--5 | 51 | 100% | 728.3381 | 86.22% | 13.17% | 0.6054% | 31.0853 | 0 | 0 | 31.0853 | 0 | 28.2872 | 19.0278 | 1.4866 | 28.2872 | 19.0278 | 1.4866 | 31.3908 | 21.1155 | 1.4866 | 4.268% | 0.18129 | 0.17232 | 4017.5481 | 642.8423 | 507.3315 | 2867.3744 | 4046.3759 | 0 | 0 | 4046.3759 | 0.006525%
2027 | 236 | 236-1569R | Tier-3 | Tier-3---8 | 5--5 | 124 | 100% | 2598.3213 | 86.94% | 12.66% | 0.4079% | 111.8136 | 0 | 0 | 111.8136 | 0 | 101.7489 | 46.2637 | 2.1993 | 101.7489 | 46.2637 | 2.1993 | 112.9125 | 51.3397 | 2.1993 | 4.303% | 0.21435 | 0.20374 | 12122.1344 | 1764.7125 | 1443.2517 | 8914.1702 | 12204.6105 | 0 | 0 | 12204.6105 | 0.02347%
2027 | 236 | 236-1573R | Tier-3 | Tier-3---7 | 5--5 | 56 | 100% | 969.4749 | 84.94% | 14.59% | 0.4654% | 40.7624 | 0 | 0 | 40.7624 | 0 | 37.0932 | 20.8933 | 1.7754 | 37.0932 | 20.8933 | 1.7754 | 41.163 | 23.1856 | 1.7754 | 4.205% | 0.18488 | 0.17572 | 5243.9365 | 792.3542 | 712.8146 | 3738.7677 | 5285.0612 | 0 | 0 | 5285.0612 | 0.008556%
2027 | 237 | 237-1761R | Tier-3 | Tier-3---12 | 5--5 | 16 | 100% | 522.7762 | 95.9% | 3.361% | 0.7442% | 24.8152 | 0 | 0 | 24.8152 | 0 | 22.5815 | 5.9695 | 3.7828 | 22.5815 | 5.9695 | 3.7828 | 25.0591 | 6.6245 | 3.7828 | 4.747% | 0.14935 | 0.14196 | 3500.2866 | 538.7804 | 128.5026 | 2833.0037 | 3507.7692 | 0 | 0 | 3507.7692 | 0.005209%
2027 | 237 | 237-1765R | Tier-3 | Tier-3---1 | 5--5 | 62 | 100% | 2444.4351 | 92.59% | 7.183% | 0.2234% | 112.0377 | 0 | 0 | 112.0377 | 0 | 101.9528 | 23.1319 | 4.4075 | 101.9528 | 23.1319 | 4.4075 | 113.1388 | 25.6698 | 4.4075 | 4.583% | 0.25909 | 0.24626 | 9434.877 | 1790.0282 | 634.4518 | 7010.397 | 9471.2689 | 0 | 0 | 9471.2689 | 0.02352%
2027 | 237 | 237-17R | Tier-2 | Tier-2---1 | 5--5 | 71 | 100% | 2654.2774 | 88.95% | 10.68% | 0.3671% | 116.8717 | 0 | 0 | 116.8717 | 0 | 106.3516 | 26.4897 | 4.0148 | 106.3516 | 26.4897 | 4.0148 | 118.0203 | 29.3961 | 4.0148 | 4.403% | 0.15539 | 0.1477 | 17081.2815 | 2840.7254 | 1819.0583 | 12421.4979 | 17179.5559 | 0 | 0 | 17179.5559 | 0.02453%
2027 | 237 | 237-28F | Tier-2 | Tier-2---7 | 5--5 | 13 | 100% | 276.8464 | 89.51% | 9.983% | 0.5111% | 12.2658 | 0 | 0 | 12.2658 | 0 | 11.1617 | 4.8502 | 2.3013 | 11.1617 | 4.8502 | 2.3013 | 12.3863 | 5.3824 | 2.3013 | 4.431% | 0.10804 | 0.1027 | 2562.3441 | 370.7553 | 259.1168 | 1932.4719 | 2576.3477 | 0 | 0 | 2576.3477 | 0.002575%
2027 | 237 | 237-2R | Tier-3 | Tier-3---2 | 5--5 | 165 | 100% | 3287.5739 | 91.84% | 7.803% | 0.3572% | 149.4548 | 0 | 0 | 149.4548 | 0 | 136.0018 | 61.5606 | 2.2092 | 136.0018 | 61.5606 | 2.2092 | 150.9237 | 68.3149 | 2.2092 | 4.546% | 0.18156 | 0.17257 | 18107.5885 | 3632.5791 | 1358.7984 | 13116.211 | 18184.543 | 0 | 0 | 18184.543 | 0.03137%
2027 | 237 | 237-30R | Tier-3 | Tier-3---1 | 5--5 | 182 | 100% | 6959.5787 | 90.17% | 9.556% | 0.2771% | 310.6253 | 0 | 0 | 310.6253 | 0 | 282.6648 | 67.9032 | 4.1628 | 282.6648 | 67.9032 | 4.1628 | 313.6781 | 75.3534 | 4.1628 | 4.463% | 0.49249 | 0.46811 | 14131.5489 | 2201.6928 | 1248.2128 | 10681.6433 | 14203.9124 | 0 | 0 | 14203.9124 | 0.0652%
2027 | 239 | 239-2207R | Tier-3 | Tier-3---16 | 4--4 | 21 | 100% | 165.8683 | 90.26% | 7.593% | 2.142% | 7.4112 | 0 | 0 | 7.4112 | 0 | 6.7441 | 7.835 | 0.86076 | 6.7441 | 7.835 | 0.86076 | 7.484 | 8.6946 | 0.86076 | 4.468% | 0.078224 | 0.074352 | 2120.4383 | 333.2176 | 179.7389 | 1607.4818 | 2131.1885 | 0 | 0 | 2131.1885 | 0.001556%
2027 | 239 | 239-2211R | Tier-3 | Tier-3---16 | 5--4 | 19 | 100% | 226.1764 | 90.88% | 8.368% | 0.7485% | 10.1751 | 0 | 0 | 10.1751 | 0 | 9.2592 | 7.0888 | 1.3062 | 9.2592 | 7.0888 | 1.3062 | 10.2751 | 7.8666 | 1.3062 | 4.499% | 0.11902 | 0.11313 | 1900.3448 | 281.2109 | 151.0924 | 1468.0415 | 1909.367 | 0 | 0 | 1909.367 | 0.002136%
2027 | 239 | 239-2213R | Tier-3 | Tier-3---15 | 5--4 | 23 | 100% | 215.3295 | 82.04% | 16.39% | 1.578% | 8.744 | 0 | 0 | 8.744 | 0 | 7.9569 | 8.5812 | 0.92725 | 7.9569 | 8.5812 | 0.92725 | 8.8299 | 9.5227 | 0.92725 | 4.061% | 0.1294 | 0.123 | 1664.0021 | 212.2821 | 299.3019 | 1152.4181 | 1679.5697 | 0 | 0 | 1679.5697 | 0.001835%
2027 | 239 | 239-2215R | Tier-3 | Tier-3---10 | 5--5 | 72 | 100% | 915.8385 | 88.22% | 10.91% | 0.8692% | 39.9934 | 0 | 0 | 39.9934 | 0 | 36.3935 | 26.8628 | 1.3548 | 36.3935 | 26.8628 | 1.3548 | 40.3865 | 29.8101 | 1.3548 | 4.367% | 0.15408 | 0.14645 | 5944.0776 | 898.9932 | 660.8714 | 4384.2129 | 5980.5448 | 0 | 0 | 5980.5448 | 0.008395%
2027 | 239 | 239-2217R | Tier-3 | Tier-3---16 | 4--4 | 17 | 100% | 444.3449 | 30.41% | 68.9% | 0.6851% | 6.6893 | 0 | 0 | 6.6893 | 0 | 6.0872 | 6.3426 | 0.95973 | 6.0872 | 6.3426 | 0.95973 | 6.755 | 7.0385 | 0.95973 | 1.505% | 0.073205 | 0.069582 | 6069.8378 | 288.4259 | 3924.7521 | 1856.6598 | 6289.8062 | 0 | 0 | 6289.8062 | 0.001404%
2027 | 239 | 239-89R | Tier-3 | Tier-3---17 | 4--4 | 18 | 100% | 82.0466 | 94.42% | 3.771% | 1.81% | 3.8346 | 0 | 0 | 3.8346 | 0 | 3.4895 | 6.7157 | 0.5196 | 3.4895 | 6.7157 | 0.5196 | 3.8723 | 7.4525 | 0.5196 | 4.674% | 0.064786 | 0.061579 | 1266.4282 | 154.9054 | 278.3508 | 833.172 | 1270.1091 | 0 | 0 | 1270.1091 | 0.0008049%
2027 | 240 | 240-1028R | Tier-2 | Tier-2---9 | 4--5 | 15 | 100% | 195.1953 | 90.44% | 7.788% | 1.769% | 8.7387 | 0 | 0 | 8.7387 | 0 | 7.9521 | 5.5964 | 1.4209 | 7.9521 | 5.5964 | 1.4209 | 8.8245 | 6.2104 | 1.4209 | 4.477% | 0.045174 | 0.042938 | 4320.9466 | 718.78 | 412.5342 | 3189.6324 | 4342.4545 | 0 | 0 | 4342.4545 | 0.001834%
2027 | 240 | 240-1044 | Tier-3 | Tier-3---16 | 4--4 | 6 | 100% | 119.2796 | 91.6% | 7.213% | 1.188% | 5.4083 | 0 | 0 | 5.4083 | 0 | 4.9215 | 2.2386 | 2.1985 | 4.9215 | 2.2386 | 2.1985 | 5.4615 | 2.4842 | 2.1985 | 4.534% | 0.076308 | 0.072531 | 1563.1261 | 243.3751 | 155.5211 | 1164.2298 | 1569.9649 | 0 | 0 | 1569.9649 | 0.001135%
2027 | 240 | 240-1148 | Tier-3 | Tier-3---17 | 4--4 | 17 | 100% | 81.4187 | 85.86% | 11.44% | 2.706% | 3.4602 | 0 | 0 | 3.4602 | 0 | 3.1487 | 6.3426 | 0.49644 | 3.1487 | 6.3426 | 0.49644 | 3.4942 | 7.0385 | 0.49644 | 4.25% | 0.037482 | 0.035627 | 2172.1964 | 294.7676 | 257.633 | 1619.7958 | 2188.1967 | 0 | 0 | 2188.1967 | 0.0007263%
2027 | 240 | 240-2004R | Tier-3 | Tier-3---12 | 5--5 | 73 | 100% | 772.9985 | 88.27% | 9.933% | 1.797% | 33.7751 | 0 | 0 | 33.7751 | 0 | 30.7348 | 27.2359 | 1.1285 | 30.7348 | 27.2359 | 1.1285 | 34.107 | 30.2242 | 1.1285 | 4.369% | 0.095775 | 0.091035 | 8070.9504 | 1314.8813 | 873.0539 | 5883.0151 | 8120.2544 | 0 | 0 | 8120.2544 | 0.007089%
2027 | 240 | 240-2006R | Tier-3 | Tier-3---12 | 4--5 | 50 | 100% | 539.6343 | 93.67% | 5.127% | 1.207% | 25.02 | 0 | 0 | 25.02 | 0 | 22.7679 | 18.6547 | 1.2205 | 22.7679 | 18.6547 | 1.2205 | 25.2659 | 20.7015 | 1.2205 | 4.636% | 0.06999 | 0.066526 | 7710.1411 | 1171.5655 | 451.3222 | 6087.2534 | 7735.573 | 0 | 0 | 7735.573 | 0.005252%
2027 | 240 | 240-2032R | Tier-3 | Tier-3---12 | 5--5 | 104 | 100% | 650.049 | 82.45% | 16.15% | 1.395% | 26.5314 | 0 | 0 | 26.5314 | 0 | 24.1432 | 38.8018 | 0.62222 | 24.1432 | 38.8018 | 0.62222 | 26.7922 | 43.0591 | 0.62222 | 4.081% | 0.12278 | 0.1167 | 5294.5591 | 720.5691 | 843.0129 | 3730.977 | 5342.9398 | 0 | 0 | 5342.9398 | 0.005569%
2027 | 242 | 242-1426F | Tier-2 | Tier-2---10 | 5--4 | 15 | 100% | 427.3794 | 25.24% | 74.25% | 0.5092% | 5.3405 | 0 | 0 | 5.3405 | 0 | 4.8597 | 5.5964 | 0.86837 | 4.8597 | 5.5964 | 0.86837 | 5.3929 | 6.2104 | 0.86837 | 1.25% | 0.10724 | 0.10194 | 3985.1049 | 204.0417 | 2738.8493 | 1042.2139 | 4140.2501 | 0 | 0 | 4140.2501 | 0.001121%
2027 | 246 | 246-34R | Tier-3 | Tier-3---12 | 4--5 | 71 | 100% | 673.2377 | 73.17% | 25.57% | 1.264% | 24.3835 | 0 | 0 | 24.3835 | 0 | 22.1887 | 26.4897 | 0.83763 | 22.1887 | 26.4897 | 0.83763 | 24.6232 | 29.3961 | 0.83763 | 3.622% | 0.070488 | 0.066999 | 9551.097 | 1283.5559 | 2416.0529 | 5851.4883 | 9684.5582 | 0 | 0 | 9684.5582 | 0.005118%
2027 | 247 | 247-46 | Tier-3 | Tier-3---16 | 4--5 | 33 | 100% | 297.9922 | 66.6% | 32.06% | 1.34% | 9.8236 | 0 | 0 | 9.8236 | 0 | 8.9393 | 12.3121 | 0.72606 | 8.9393 | 12.3121 | 0.72606 | 9.9201 | 13.663 | 0.72606 | 3.297% | 0.045228 | 0.04299 | 6588.6081 | 720.5327 | 2027.5414 | 3840.534 | 6703.2179 | 0 | 0 | 6703.2179 | 0.002062%
2027 | 247 | 247-48 | Tier-2 | Tier-2---16 | 3--3 | 2 | 100% | 19.6012 | 90.45% | 8.053% | 1.494% | 0.87763 | 0 | 0 | 0.87763 | 0 | 0.79863 | 0.74619 | 1.0703 | 0.79863 | 0.74619 | 1.0703 | 0.88626 | 0.82806 | 1.0703 | 4.477% | 0.026216 | 0.024918 | 747.6923 | 111.2463 | 59.7602 | 576.6859 | 751.4096 | 0 | 0 | 751.4096 | 0.0001842%
2027 | 249 | 249-24R | Tier-3 | Tier-3---12 | 5--5 | 99 | 100% | 678.7483 | 77.57% | 20.95% | 1.472% | 26.063 | 0 | 0 | 26.063 | 0 | 23.717 | 36.9363 | 0.6421 | 23.717 | 36.9363 | 0.6421 | 26.3192 | 40.9889 | 0.6421 | 3.84% | 0.10094 | 0.09594 | 6724.4875 | 983.1026 | 1380.1319 | 4361.253 | 6803.0261 | 0 | 0 | 6803.0261 | 0.005471%
2027 | 252 | 252-129 | Tier-2 | Tier-2---18 | 3--3 | 3 | 100% | 18.3528 | 64.84% | 17.74% | 17.42% | 0.58905 | 0 | 0 | 0.58905 | 0 | 0.53602 | 1.1193 | 0.4789 | 0.53602 | 1.1193 | 0.4789 | 0.59483 | 1.2421 | 0.4789 | 3.21% | 0.02391 | 0.022726 | 767.5898 | 85.4984 | 240.0519 | 442.0395 | 781.6449 | 0 | 0 | 781.6449 | 0.0001236%
2027 | 283 | 283-55R | Tier-3 | Tier-3---9 | 5--5 | 29 | 100% | 691.0798 | 89.15% | 10.28% | 0.5685% | 30.4985 | 0 | 0 | 30.4985 | 0 | 27.7532 | 10.8197 | 2.5651 | 27.7532 | 10.8197 | 2.5651 | 30.7982 | 12.0069 | 2.5651 | 4.413% | 0.20157 | 0.19159 | 3428.458 | 524.1491 | 347.4063 | 2556.9026 | 3447.8217 | 0 | 0 | 3447.8217 | 0.006402%
2027 | 283 | 283-71F | Tier-3 | Tier-3---13 | 5--4 | 40 | 100% | 488.2766 | 50.8% | 48.52% | 0.6792% | 12.2794 | 0 | 0 | 12.2794 | 0 | 11.1741 | 14.9238 | 0.74874 | 11.1741 | 14.9238 | 0.74874 | 12.4001 | 16.5612 | 0.74874 | 2.515% | 0.19011 | 0.1807 | 2568.3277 | 217.0861 | 1132.2268 | 1219.0148 | 2634.1276 | 0 | 0 | 2634.1276 | 0.002577%
2027 | 300 | 300-484F | Tier-2 | Tier-2---9 | 4--5 | 3 | 100% | 230.1484 | 75.7% | 22.04% | 2.261% | 8.6234 | 0 | 0 | 8.6234 | 0 | 7.8472 | 1.1193 | 7.0109 | 7.8472 | 1.1193 | 7.0109 | 8.7082 | 1.2421 | 7.0109 | 3.747% | 0.039922 | 0.037946 | 5764.9522 | 606.5801 | 1692.4173 | 3465.9548 | 5837.922 | 0 | 0 | 5837.922 | 0.00181%
2027 | 307 | 307-1538F | Tier-2 | Tier-2---7 | 5--5 | 7 | 100% | 433.4142 | 51.51% | 48.13% | 0.3587% | 11.0514 | 0 | 0 | 11.0514 | 0 | 10.0567 | 2.6117 | 3.8507 | 10.0567 | 2.6117 | 3.8507 | 11.16 | 2.8982 | 3.8507 | 2.55% | 0.10098 | 0.09598 | 4292.1557 | 366.942 | 1865.6861 | 2059.5276 | 4400.5386 | 0 | 0 | 4400.5386 | 0.00232%
2027 | 307 | 307-234R | Tier-2 | Tier-2---4 | 5--5 | 26 | 100% | 684.1346 | 69.69% | 29.83% | 0.4763% | 23.6004 | 0 | 0 | 23.6004 | 0 | 21.476 | 9.7005 | 2.2139 | 21.476 | 9.7005 | 2.2139 | 23.8323 | 10.7648 | 2.2139 | 3.45% | 0.11001 | 0.10456 | 6219.0213 | 711.7212 | 1737.152 | 3770.148 | 6317.1866 | 0 | 0 | 6317.1866 | 0.004954%
2027 | 311 | 311-1163F | Tier-2 | Tier-2---18 | 3--3 | 2 | 100% | 23.154 | 70.13% | 28.81% | 1.065% | 0.80378 | 0 | 0 | 0.80378 | 0 | 0.73143 | 0.74619 | 0.98021 | 0.73143 | 0.74619 | 0.98021 | 0.81168 | 0.82806 | 0.98021 | 3.471% | 0.018623 | 0.017701 | 1243.3167 | 81.357 | 709.3756 | 452.5841 | 1262.6574 | 0 | 0 | 1262.6574 | 0.0001687%
2027 | 311 | 311-14R | Tier-2 | Tier-2---14 | 3--4 | 4 | 100% | 246.05 | 7.341% | 92.49% | 0.1658% | 0.89405 | 0 | 0 | 0.89405 | 0 | 0.81357 | 1.4924 | 0.54515 | 0.81357 | 1.4924 | 0.54515 | 0.90284 | 1.6561 | 0.54515 | 0.3634% | 0.018935 | 0.017998 | 12994.1779 | 107.2013 | 11392.857 | 1494.1196 | 13621.2122 | 0 | 0 | 13621.2122 | 0.0001877%
2027 | 350 | 350-2182R | Tier-2 | Tier-2---13 | 4--3 | 1 | 100% | 36.1393 | 94.02% | 5.411% | 0.5649% | 1.682 | 0 | 0 | 1.682 | 0 | 1.5306 | 0.37309 | 4.1024 | 1.5306 | 0.37309 | 4.1024 | 1.6985 | 0.41403 | 4.1024 | 4.654% | 0.068991 | 0.065576 | 523.8262 | 80.2912 | 27.7458 | 415.7892 | 525.4565 | 0 | 0 | 525.4565 | 0.000353%
2027 | 350 | 350-2188R | Tier-2 | Tier-2---5 | 5--5 | 138 | 100% | 752.4795 | 78.87% | 19.12% | 2.014% | 29.3759 | 0 | 0 | 29.3759 | 0 | 26.7316 | 51.487 | 0.51919 | 26.7316 | 51.487 | 0.51919 | 29.6646 | 57.1361 | 0.51919 | 3.904% | 0.15121 | 0.14373 | 4976.3874 | 631.9786 | 954.5279 | 3389.8809 | 5031.1577 | 0 | 0 | 5031.1577 | 0.006166%
2027 | 350 | 350-2192R | Tier-2 | Tier-2---2 | 5--5 | 245 | 100% | 2025.3012 | 87.53% | 11.37% | 1.097% | 87.7486 | 0 | 0 | 87.7486 | 0 | 79.8501 | 91.4081 | 0.87356 | 79.8501 | 91.4081 | 0.87356 | 88.611 | 101.4372 | 0.87356 | 4.333% | 0.18928 | 0.17991 | 10700.2197 | 1640.6573 | 1261.0201 | 7798.5423 | 10769.7208 | 0 | 0 | 10769.7208 | 0.01842%
2027 | 350 | 350-2196R | Tier-2 | Tier-2---5 | 5--5 | 229 | 100% | 1111.1446 | 85.23% | 12.69% | 2.072% | 46.8801 | 0 | 0 | 46.8801 | 0 | 42.6603 | 85.4386 | 0.49931 | 42.6603 | 85.4386 | 0.49931 | 47.3409 | 94.8127 | 0.49931 | 4.219% | 0.19915 | 0.18929 | 5579.5197 | 797.1006 | 755.2806 | 4027.1385 | 5622.4251 | 0 | 0 | 5622.4251 | 0.00984%
2027 | 350 | 350-2201R | Tier-3 | Tier-3---4 | 5--5 | 92 | 100% | 1600.0661 | 94.09% | 5.343% | 0.5699% | 74.5202 | 0 | 0 | 74.5202 | 0 | 67.8124 | 34.3247 | 1.9756 | 67.8124 | 34.3247 | 1.9756 | 75.2526 | 38.0907 | 1.9756 | 4.657% | 0.1241 | 0.11796 | 12893.008 | 2307.4254 | 698.8971 | 9886.6855 | 12932.7085 | 0 | 0 | 12932.7085 | 0.01564%
2027 | 350 | 350-41R | Tier-2 | Tier-2---3 | 5--5 | 107 | 100% | 1428.3995 | 91.38% | 7.839% | 0.7806% | 64.611 | 0 | 0 | 64.611 | 0 | 58.7951 | 39.9211 | 1.4728 | 58.7951 | 39.9211 | 1.4728 | 65.246 | 44.3012 | 1.4728 | 4.523% | 0.12896 | 0.12258 | 11076.0411 | 1996.9228 | 1010.9834 | 8068.135 | 11125.7625 | 0 | 0 | 11125.7625 | 0.01356%
2027 | 351 | 351-819R | Tier-2 | Tier-2---1 | 5--5 | 58 | 100% | 2090.3176 | 91.75% | 7.875% | 0.3732% | 94.9359 | 0 | 0 | 94.9359 | 0 | 86.3904 | 21.6395 | 3.9923 | 86.3904 | 21.6395 | 3.9923 | 95.8689 | 24.0137 | 3.9923 | 4.542% | 0.14376 | 0.13664 | 14540.4698 | 3135.0555 | 1103.9508 | 10301.4635 | 14602.9309 | 0 | 0 | 14602.9309 | 0.01993%
2027 | 351 | 351-871R | Tier-3 | Tier-3---6 | 5--5 | 22 | 100% | 781.5367 | 96.92% | 2.713% | 0.3715% | 37.493 | 0 | 0 | 37.493 | 0 | 34.1181 | 8.2081 | 4.1567 | 34.1181 | 8.2081 | 4.1567 | 37.8615 | 9.1086 | 4.1567 | 4.797% | 0.11468 | 0.109 | 6814.8869 | 1079.7555 | 189.4866 | 5545.6448 | 6825.8322 | 0 | 0 | 6825.8322 | 0.00787%
2027 | 352 | 352-27R | Tier-3 | Tier-3---2 | 5--5 | 76 | 100% | 1835.8142 | 93.66% | 5.876% | 0.4611% | 85.1138 | 0 | 0 | 85.1138 | 0 | 77.4524 | 28.3552 | 2.7315 | 77.4524 | 28.3552 | 2.7315 | 85.9503 | 31.4662 | 2.7315 | 4.636% | 0.11814 | 0.11229 | 15539.9427 | 3024.467 | 902.1857 | 11613.29 | 15591.2308 | 0 | 0 | 15591.2308 | 0.01787%
2027 | 353 | 353-1429R | Tier-2 | Tier-2---6 | 5--5 | 40 | 100% | 1003.2846 | 77.44% | 22.07% | 0.495% | 38.4564 | 0 | 0 | 38.4564 | 0 | 34.9948 | 14.9238 | 2.3449 | 34.9948 | 14.9238 | 2.3449 | 38.8343 | 16.5612 | 2.3449 | 3.833% | 0.12141 | 0.1154 | 8263.4579 | 1440.9039 | 1734.7877 | 5087.7663 | 8360.5633 | 0 | 0 | 8360.5633 | 0.008072%
2027 | 353 | 353-593F | Tier-2 | Tier-2---7 | 5--5 | 7 | 100% | 254.848 | 92.09% | 7.347% | 0.5637% | 11.617 | 0 | 0 | 11.617 | 0 | 10.5713 | 2.6117 | 4.0477 | 10.5713 | 2.6117 | 4.0477 | 11.7312 | 2.8982 | 4.0477 | 4.558% | 0.10537 | 0.10016 | 2418.5368 | 364.9212 | 170.4852 | 1883.1304 | 2428.5005 | 0 | 0 | 2428.5005 | 0.002438%
2027 | 353 | 353-594F | Tier-2 | Tier-2---7 | 5--5 | 1 | 100% | 200.2632 | 99.27% | 0.3225% | 0.4078% | 9.8406 | 0 | 0 | 9.8406 | 0 | 8.9548 | 0.37309 | 24.0015 | 8.9548 | 0.37309 | 24.0015 | 9.9373 | 0.41403 | 24.0015 | 4.914% | 0.10216 | 0.097099 | 1960.3623 | 318.7574 | 13.0779 | 1628.5269 | 1961.1078 | 0 | 0 | 1961.1078 | 0.002066%
2027 | 353 | 353-900F | Tier-2 | Tier-2---8 | 5--5 | 7 | 100% | 371.854 | 40.83% | 58.99% | 0.1797% | 7.5153 | 0 | 0 | 7.5153 | 0 | 6.8388 | 2.6117 | 2.6186 | 6.8388 | 2.6117 | 2.6186 | 7.5892 | 2.8982 | 2.6186 | 2.021% | 0.10085 | 0.09586 | 3687.104 | 250.2733 | 1989.9286 | 1446.9021 | 3800.7218 | 0 | 0 | 3800.7218 | 0.001577%
2027 | 353 | 353-901F | Tier-2 | Tier-2---4 | 5--5 | 23 | 100% | 613.1191 | 58.62% | 41.08% | 0.303% | 17.7913 | 0 | 0 | 17.7913 | 0 | 16.1898 | 8.5812 | 1.8867 | 16.1898 | 8.5812 | 1.8867 | 17.9661 | 9.5227 | 1.8867 | 2.902% | 0.10618 | 0.10093 | 5774.1958 | 681.1246 | 2172.7932 | 2920.278 | 5898.6241 | 0 | 0 | 5898.6241 | 0.003734%
2027 | 353 | 353-902F | Tier-2 | Tier-2---11 | 5--3 | 1 | 100% | 194.7859 | 13.28% | 86.55% | 0.1681% | 1.2803 | 0 | 0 | 1.2803 | 0 | 1.165 | 0.37309 | 3.1226 | 1.165 | 0.37309 | 3.1226 | 1.2929 | 0.41403 | 3.1226 | 0.6573% | 0.098854 | 0.093961 | 1970.4401 | 45.5501 | 1554.0368 | 370.8532 | 2059.4308 | 0 | 0 | 2059.4308 | 0.0002687%
2027 | 353 | 353-904R | Tier-2 | Tier-2---3 | 5--5 | 42 | 100% | 1250.3913 | 94% | 5.586% | 0.417% | 58.1788 | 0 | 0 | 58.1788 | 0 | 52.942 | 15.67 | 3.3786 | 52.942 | 15.67 | 3.3786 | 58.7506 | 17.3892 | 3.3786 | 4.653% | 0.12577 | 0.11955 | 9941.809 | 1678.6898 | 757.2282 | 7505.891 | 9972.8894 | 0 | 0 | 9972.8894 | 0.01221%
2027 | 354 | 354-1706R | Tier-2 | Tier-2---1 | 5--5 | 121 | 100% | 2161.9809 | 92.27% | 7.167% | 0.5599% | 98.7488 | 0 | 0 | 98.7488 | 0 | 89.8601 | 45.1444 | 1.9905 | 89.8601 | 45.1444 | 1.9905 | 99.7193 | 50.0976 | 1.9905 | 4.568% | 0.13939 | 0.13249 | 15510.3907 | 2900.5229 | 1230.7208 | 11379.147 | 15572.8049 | 0 | 0 | 15572.8049 | 0.02073%
2027 | 354 | 354-24AE | Tier-2 | Tier-2---4 | 4--5 | 15 | 100% | 742.9911 | 44.89% | 54.76% | 0.3554% | 16.5081 | 0 | 0 | 16.5081 | 0 | 15.0221 | 5.5964 | 2.6842 | 15.0221 | 5.5964 | 2.6842 | 16.6703 | 6.2104 | 2.6842 | 2.222% | 0.080555 | 0.076567 | 9223.4472 | 670.0529 | 4646.9314 | 3906.4629 | 9488.1816 | 0 | 0 | 9488.1816 | 0.003465%
2027 | 355 | 355-41R | Tier-2 | Tier-2---6 | 4--5 | 64 | 100% | 876.3288 | 87.46% | 12.04% | 0.4997% | 37.9373 | 0 | 0 | 37.9373 | 0 | 34.5224 | 23.878 | 1.4458 | 34.5224 | 23.878 | 1.4458 | 38.3101 | 26.4979 | 1.4458 | 4.329% | 0.092253 | 0.087687 | 9499.1702 | 1363.9545 | 1082.9983 | 7052.2174 | 9561.2206 | 0 | 0 | 9561.2206 | 0.007963%
2027 | 355 | 355-6R | Tier-2 | Tier-2---7 | 4--5 | 16 | 100% | 466.648 | 28.63% | 71.11% | 0.2566% | 6.6138 | 0 | 0 | 6.6138 | 0 | 6.0185 | 5.9695 | 1.0082 | 6.0185 | 5.9695 | 1.0082 | 6.6788 | 6.6245 | 1.0082 | 1.417% | 0.074333 | 0.070654 | 6277.8037 | 297.3578 | 4112.2061 | 1868.2398 | 6511.1291 | 0 | 0 | 6511.1291 | 0.001388%
2027 | 356 | 356-16R | Tier-2 | Tier-2---4 | 4--5 | 50 | 100% | 692.7279 | 85.74% | 13.66% | 0.5932% | 29.4011 | 0 | 0 | 29.4011 | 0 | 26.7546 | 18.6547 | 1.4342 | 26.7546 | 18.6547 | 1.4342 | 29.6901 | 20.7015 | 1.4342 | 4.244% | 0.090754 | 0.086262 | 7633.0284 | 1263.3568 | 1174.8968 | 5194.7749 | 7689.7037 | 0 | 0 | 7689.7037 | 0.006171%
2027 | 356 | 356-19R | Tier-3 | Tier-3---8 | 5--5 | 140 | 100% | 2142.9106 | 83.66% | 15.67% | 0.6694% | 88.7415 | 0 | 0 | 88.7415 | 0 | 80.7536 | 52.2332 | 1.546 | 80.7536 | 52.2332 | 1.546 | 89.6137 | 57.9641 | 1.546 | 4.141% | 0.16775 | 0.15945 | 12774.1099 | 1993.4622 | 1945.7185 | 8834.9292 | 12882.8117 | 0 | 0 | 12882.8117 | 0.01863%
2027 | 356 | 356-30AE | Tier-3 | Tier-3---6 | 5--5 | 92 | 100% | 1548.5525 | 73.09% | 26.03% | 0.8808% | 56.0222 | 0 | 0 | 56.0222 | 0 | 50.9794 | 34.3247 | 1.4852 | 50.9794 | 34.3247 | 1.4852 | 56.5727 | 38.0907 | 1.4852 | 3.618% | 0.14106 | 0.13408 | 10978.0949 | 1533.3184 | 2733.1665 | 6711.61 | 11131.9717 | 0 | 0 | 11131.9717 | 0.01176%
2027 | 357 | 357-1147R | Tier-2 | Tier-2---10 | 5--4 | 5 | 100% | 122.889 | 90.67% | 8.71% | 0.6166% | 5.5157 | 0 | 0 | 5.5157 | 0 | 5.0192 | 1.8655 | 2.6906 | 5.0192 | 1.8655 | 2.6906 | 5.5699 | 2.0701 | 2.6906 | 4.488% | 0.14287 | 0.1358 | 860.1588 | 128.3592 | 73.5961 | 658.2035 | 864.3366 | 0 | 0 | 864.3366 | 0.001158%
2027 | 357 | 357-1299R | Tier-3 | Tier-3---9 | 5--5 | 11 | 100% | 500.7555 | 96.82% | 2.879% | 0.2981% | 24 | 0 | 0 | 24 | 0 | 21.8397 | 4.104 | 5.3215 | 21.8397 | 4.104 | 5.3215 | 24.2359 | 4.5543 | 5.3215 | 4.793% | 0.2409 | 0.22898 | 2078.6481 | 381.924 | 60.0907 | 1636.6334 | 2082.0868 | 0 | 0 | 2082.0868 | 0.005038%
2027 | 357 | 357-2047F | Tier-2 | Tier-2---10 | 5--4 | 3 | 100% | 117.0163 | 66.86% | 32.9% | 0.2354% | 3.8728 | 0 | 0 | 3.8728 | 0 | 3.5242 | 1.1193 | 3.1486 | 3.5242 | 1.1193 | 3.1486 | 3.9109 | 1.2421 | 3.1486 | 3.31% | 0.14128 | 0.13429 | 828.2369 | 91.3768 | 250.8108 | 486.0494 | 842.5305 | 0 | 0 | 842.5305 | 0.0008129%
2027 | 357 | 357-2049F | Tier-3 | Tier-3---8 | 5--5 | 84 | 100% | 1568.933 | 87.25% | 12.44% | 0.3075% | 67.7587 | 0 | 0 | 67.7587 | 0 | 61.6595 | 31.3399 | 1.9674 | 61.6595 | 31.3399 | 1.9674 | 68.4247 | 34.7785 | 1.9674 | 4.319% | 0.18286 | 0.17381 | 8579.8277 | 1438.1344 | 1001.8193 | 6139.874 | 8636.8059 | 0 | 0 | 8636.8059 | 0.01422%
2027 | 357 | 357-45R | Tier-3 | Tier-3---8 | 5--5 | 116 | 100% | 2182.2622 | 79.98% | 19.64% | 0.3802% | 86.3975 | 0 | 0 | 86.3975 | 0 | 78.6206 | 43.279 | 1.8166 | 78.6206 | 43.279 | 1.8166 | 87.2466 | 48.0274 | 1.8166 | 3.959% | 0.18538 | 0.1762 | 11771.8449 | 1935.5654 | 2204.1059 | 7632.1736 | 11894.5692 | 0 | 0 | 11894.5692 | 0.01813%
2027 | 357 | 357-50R | Tier-3 | Tier-3---4 | 5--5 | 116 | 100% | 1441.553 | 79.05% | 20.4% | 0.5522% | 56.4096 | 0 | 0 | 56.4096 | 0 | 51.3319 | 43.279 | 1.1861 | 51.3319 | 43.279 | 1.1861 | 56.964 | 48.0274 | 1.1861 | 3.913% | 0.14913 | 0.14175 | 9666.6259 | 1487.063 | 1867.4945 | 6312.0683 | 9772.0779 | 0 | 0 | 9772.0779 | 0.01184%
2027 | 357 | 357-750R | Tier-2 | Tier-2---2 | 5--5 | 94 | 100% | 1439.7107 | 82.49% | 17.1% | 0.4096% | 58.7853 | 0 | 0 | 58.7853 | 0 | 53.4938 | 35.0709 | 1.5253 | 53.4938 | 35.0709 | 1.5253 | 59.363 | 38.9188 | 1.5253 | 4.083% | 0.171 | 0.16254 | 8419.2134 | 1423.2143 | 1353.8833 | 5642.1158 | 8495.9978 | 0 | 0 | 8495.9978 | 0.01234%
2027 | 358 | 358-1175F | Tier-2 | Tier-2---11 | 5--3 | 4 | 100% | 71.8528 | 77.22% | 22.39% | 0.388% | 2.7465 | 0 | 0 | 2.7465 | 0 | 2.4992 | 1.4924 | 1.6747 | 2.4992 | 1.4924 | 1.6747 | 2.7734 | 1.6561 | 1.6747 | 3.822% | 0.14195 | 0.13492 | 506.195 | 64.3327 | 105.8745 | 335.9879 | 512.2005 | 0 | 0 | 512.2005 | 0.0005765%
2027 | 358 | 358-33 | Tier-3 | Tier-3---15 | 5--4 | 3 | 100% | 117.3196 | 96.19% | 3.458% | 0.3548% | 5.5859 | 0 | 0 | 5.5859 | 0 | 5.0831 | 1.1193 | 4.5414 | 5.0831 | 1.1193 | 4.5414 | 5.6408 | 1.2421 | 4.5414 | 4.761% | 0.14298 | 0.1359 | 820.5581 | 159.8188 | 30.1137 | 630.6255 | 822.1875 | 0 | 0 | 822.1875 | 0.001172%
2027 | 358 | 358-682F | Tier-3 | Tier-3---3 | 5--5 | 99 | 100% | 3753.9781 | 86.22% | 13.57% | 0.2039% | 160.2214 | 0 | 0 | 160.2214 | 0 | 145.7993 | 36.9363 | 3.9473 | 145.7993 | 36.9363 | 3.9473 | 161.7961 | 40.9889 | 3.9473 | 4.268% | 0.54241 | 0.51556 | 6920.8673 | 1067.6333 | 861.2358 | 4991.9981 | 6970.5225 | 0 | 0 | 6970.5225 | 0.03363%
2027 | 387 | 387-15 | Tier-3 | Tier-3---16 | 4--5 | 4 | 100% | 365.4778 | 57.25% | 41.73% | 1.017% | 10.3576 | 0 | 0 | 10.3576 | 0 | 9.4253 | 1.4924 | 6.3156 | 9.4253 | 1.4924 | 6.3156 | 10.4594 | 1.6561 | 6.3156 | 2.834% | 0.072601 | 0.069007 | 5034.0466 | 537.3079 | 1996.9235 | 2499.8151 | 5146.1153 | 0 | 0 | 5146.1153 | 0.002174%
2027 | 393 | 393-14R | Tier-2 | Tier-2---10 | 5--4 | 2 | 100% | 777.0926 | 5.544% | 94.24% | 0.2191% | 2.1327 | 0 | 0 | 2.1327 | 0 | 1.9407 | 0.74619 | 2.6008 | 1.9407 | 0.74619 | 2.6008 | 2.1536 | 0.82806 | 2.6008 | 0.2744% | 0.10079 | 0.095804 | 7709.7876 | 115.9827 | 6667.436 | 926.369 | 8089.036 | 0 | 0 | 8089.036 | 0.0004476%
2027 | 396 | 396-699R | Tier-2 | Tier-2---5 | 5--5 | 65 | 100% | 888.3486 | 59.21% | 39.34% | 1.447% | 26.0383 | 0 | 0 | 26.0383 | 0 | 23.6945 | 24.2511 | 0.97705 | 23.6945 | 24.2511 | 0.97705 | 26.2942 | 26.9119 | 0.97705 | 2.931% | 0.15664 | 0.14888 | 5671.3841 | 668.179 | 2146.3409 | 2856.8642 | 5791.8474 | 0 | 0 | 5791.8474 | 0.005465%
2027 | 411 | 411-1873R | Tier-2 | Tier-2---7 | 4--5 | 21 | 100% | 340.3229 | 88.45% | 9.585% | 1.967% | 14.8999 | 0 | 0 | 14.8999 | 0 | 13.5587 | 7.835 | 1.7305 | 13.5587 | 7.835 | 1.7305 | 15.0463 | 8.6946 | 1.7305 | 4.378% | 0.04682 | 0.044503 | 7268.7189 | 1142.008 | 975.4979 | 5151.213 | 7312.4483 | 0 | 0 | 7312.4483 | 0.003128%
2027 | 411 | 411-30R | Tier-3 | Tier-3---6 | 5--5 | 90 | 100% | 1028.3805 | 90.72% | 7.641% | 1.643% | 46.1788 | 0 | 0 | 46.1788 | 0 | 42.0221 | 33.5785 | 1.2515 | 42.0221 | 33.5785 | 1.2515 | 46.6327 | 37.2627 | 1.2515 | 4.49% | 0.10309 | 0.09799 | 9975.2889 | 1901.318 | 929.458 | 7144.5129 | 10023.5186 | 0 | 0 | 10023.5186 | 0.009693%
2027 | 411 | 411-47R | Tier-2 | Tier-2---9 | 4--5 | 2 | 100% | 334.7019 | 84.13% | 13.18% | 2.693% | 13.9384 | 0 | 0 | 13.9384 | 0 | 12.6838 | 0.74619 | 16.9981 | 12.6838 | 0.74619 | 16.9981 | 14.0754 | 0.82806 | 16.9981 | 4.164% | 0.063274 | 0.060142 | 5289.7062 | 845.5012 | 1035.5091 | 3408.6958 | 5333.4243 | 0 | 0 | 5333.4243 | 0.002926%
2027 | 441 | 441-23R | Tier-3 | Tier-3---11 | 5--4 | 15 | 100% | 647.4088 | 86.44% | 13.14% | 0.4218% | 27.7015 | 0 | 0 | 27.7015 | 0 | 25.208 | 5.5964 | 4.5043 | 25.208 | 5.5964 | 4.5043 | 27.9737 | 6.2104 | 4.5043 | 4.279% | 0.54783 | 0.52071 | 1181.7687 | 148.5478 | 135.1005 | 898.1204 | 1190.1135 | 0 | 0 | 1190.1135 | 0.005815%
2027 | 441 | 441-279R | Tier-3 | Tier-3---18 | 5--2 | 6 | 100% | 161.5568 | 69.39% | 29.65% | 0.9602% | 5.5494 | 0 | 0 | 5.5494 | 0 | 5.0499 | 2.2386 | 2.2559 | 5.0499 | 2.2386 | 2.2559 | 5.6039 | 2.4842 | 2.2559 | 3.435% | 0.53527 | 0.50877 | 301.8227 | 28.024 | 73.3421 | 200.4565 | 306.6336 | 0 | 0 | 306.6336 | 0.001165%
2027 | 441 | 441-27R | Tier-3 | Tier-3---9 | 5--4 | 27 | 100% | 878.0372 | 89.43% | 10.14% | 0.4287% | 38.8687 | 0 | 0 | 38.8687 | 0 | 35.37 | 10.0735 | 3.5112 | 35.37 | 10.0735 | 3.5112 | 39.2507 | 11.1788 | 3.5112 | 4.427% | 0.55752 | 0.52992 | 1574.8947 | 207.3126 | 146.5629 | 1221.0192 | 1583.5641 | 0 | 0 | 1583.5641 | 0.008159%
2027 | 441 | 441-30R | Tier-3 | Tier-3---9 | 5--4 | 26 | 100% | 950.7549 | 92.15% | 7.507% | 0.3471% | 43.3661 | 0 | 0 | 43.3661 | 0 | 39.4625 | 9.7005 | 4.0681 | 39.4625 | 9.7005 | 4.0681 | 43.7923 | 10.7648 | 4.0681 | 4.561% | 0.55519 | 0.52771 | 1712.4757 | 231.3815 | 120.1168 | 1360.9775 | 1719.4801 | 0 | 0 | 1719.4801 | 0.009103%
2027 | 442 | 442-16R | Tier-3 | Tier-3---14 | 5--3 | 26 | 100% | 453.4046 | 84.5% | 14% | 1.497% | 18.9645 | 0 | 0 | 18.9645 | 0 | 17.2574 | 9.7005 | 1.779 | 17.2574 | 9.7005 | 1.779 | 19.1508 | 10.7648 | 1.779 | 4.183% | 0.45792 | 0.43525 | 990.1415 | 105.6368 | 130.7729 | 753.7318 | 998.1347 | 0 | 0 | 998.1347 | 0.003981%
2027 | 442 | 442-46R | Tier-3 | Tier-3---19 | 5--1 | 1 | 100% | 85.0858 | 0.5117% | 99.4% | 0.08534% | 0.021553 | 0 | 0 | 0.021553 | 0 | 0.019613 | 0.37309 | 0.052568 | 0.019613 | 0.37309 | 0.052568 | 0.021765 | 0.41403 | 0.052568 | 0.02533% | 0.35092 | 0.33355 | 242.465 | 0.40496 | 218.5335 | 23.5266 | 255.0274 | 0 | 0 | 255.0274 | 4.524e-06%
2027 | 442 | 442-509R | Tier-3 | Tier-3---15 | 5--3 | 31 | 100% | 278.3023 | 54.83% | 44.11% | 1.062% | 7.5527 | 0 | 0 | 7.5527 | 0 | 6.8729 | 11.5659 | 0.59423 | 6.8729 | 11.5659 | 0.59423 | 7.6269 | 12.8349 | 0.59423 | 2.714% | 0.36954 | 0.35125 | 753.0994 | 59.1542 | 305.0958 | 388.8494 | 770.8168 | 0 | 0 | 770.8168 | 0.001585%
2027 | 442 | 442-525 | Tier-3 | Tier-3---18 | 5--2 | 22 | 100% | 299.6774 | 27.82% | 71.36% | 0.8189% | 4.1268 | 0 | 0 | 4.1268 | 0 | 3.7553 | 8.2081 | 0.45751 | 3.7553 | 8.2081 | 0.45751 | 4.1673 | 9.1086 | 0.45751 | 1.377% | 0.36155 | 0.34365 | 828.8663 | 34.3592 | 535.1133 | 259.3938 | 860.0234 | 0 | 0 | 860.0234 | 0.0008662%
2027 | 442 | 442-728R | Tier-3 | Tier-3---5 | 5--5 | 161 | 100% | 2907.2477 | 55.16% | 44.36% | 0.4825% | 79.3812 | 0 | 0 | 79.3812 | 0 | 72.2358 | 60.0682 | 1.2026 | 72.2358 | 60.0682 | 1.2026 | 80.1613 | 66.6587 | 1.2026 | 2.73% | 0.35802 | 0.3403 | 8120.3954 | 853.7381 | 3313.1015 | 3953.5558 | 8310.0172 | 0 | 0 | 8310.0172 | 0.01666%
2027 | 442 | 442-729 | Tier-3 | Tier-3---15 | 5--3 | 14 | 100% | 182.1056 | 87.18% | 11.88% | 0.9486% | 7.8582 | 0 | 0 | 7.8582 | 0 | 7.1508 | 5.2233 | 1.369 | 7.1508 | 5.2233 | 1.369 | 7.9354 | 5.7964 | 1.369 | 4.315% | 0.36059 | 0.34274 | 505.0174 | 48.5793 | 97.3314 | 359.1067 | 508.3904 | 0 | 0 | 508.3904 | 0.001649%
2027 | 442 | 442-758F | Tier-3 | Tier-3---18 | 5--2 | 1 | 100% | 96.5341 | 94% | 5.101% | 0.8948% | 4.4919 | 0 | 0 | 4.4919 | 0 | 4.0876 | 0.37309 | 10.9559 | 4.0876 | 0.37309 | 10.9559 | 4.5361 | 0.41403 | 10.9559 | 4.653% | 0.35119 | 0.3338 | 274.8807 | 37.0629 | 13.3172 | 224.5005 | 275.739 | 0 | 0 | 275.739 | 0.0009429%
2027 | 442 | 442-764R | Tier-3 | Tier-3---18 | 5--2 | 12 | 100% | 133.0317 | 69.69% | 29.04% | 1.271% | 4.5888 | 0 | 0 | 4.5888 | 0 | 4.1758 | 4.4771 | 0.93269 | 4.1758 | 4.4771 | 0.93269 | 4.6339 | 4.9684 | 0.93269 | 3.449% | 0.35448 | 0.33694 | 375.2846 | 31.8241 | 102.8444 | 240.6162 | 381.2093 | 0 | 0 | 381.2093 | 0.0009632%
2027 | 442 | 442-780 | Tier-3 | Tier-3---19 | 5--1 | 16 | 100% | 89.5952 | 24.38% | 74.86% | 0.754% | 1.0813 | 0 | 0 | 1.0813 | 0 | 0.98398 | 5.9695 | 0.16484 | 0.98398 | 5.9695 | 0.16484 | 1.0919 | 6.6245 | 0.16484 | 1.207% | 0.34601 | 0.32888 | 258.9415 | 9.1784 | 175.8129 | 73.9502 | 269.1388 | 0 | 0 | 269.1388 | 0.000227%
2027 | 444 | 444-15R | Tier-2 | Tier-2---13 | 5--3 | 13 | 100% | 151.5646 | 92.72% | 4.981% | 2.303% | 6.956 | 0 | 0 | 6.956 | 0 | 6.3299 | 4.8502 | 1.3051 | 6.3299 | 4.8502 | 1.3051 | 7.0244 | 5.3824 | 1.3051 | 4.589% | 0.14886 | 0.14149 | 1018.1622 | 115.1146 | 67.1446 | 835.903 | 1022.0243 | 0 | 0 | 1022.0243 | 0.00146%
2027 | 444 | 444-43R | Tier-2 | Tier-2---5 | 5--5 | 102 | 100% | 962.2981 | 91.92% | 6.922% | 1.16% | 43.7843 | 0 | 0 | 43.7843 | 0 | 39.8432 | 38.0556 | 1.047 | 39.8432 | 38.0556 | 1.047 | 44.2147 | 42.231 | 1.047 | 4.55% | 0.2124 | 0.20189 | 4530.5338 | 537.4714 | 429.3017 | 3563.7607 | 4549.6008 | 0 | 0 | 4549.6008 | 0.00919%
2027 | 444 | 444-9R | Tier-2 | Tier-2---11 | 5--3 | 90 | 100% | 323.6995 | 49.46% | 48.19% | 2.343% | 7.9256 | 0 | 0 | 7.9256 | 0 | 7.2122 | 33.5785 | 0.21479 | 7.2122 | 33.5785 | 0.21479 | 8.0035 | 37.2627 | 0.21479 | 2.448% | 0.1488 | 0.14143 | 2175.4322 | 138.2481 | 1034.3801 | 1002.804 | 2232.6859 | 0 | 0 | 2232.6859 | 0.001664%
2027 | 445 | 445-1311R | Tier-3 | Tier-3---5 | 5--5 | 85 | 100% | 2047.0117 | 76.8% | 22.84% | 0.359% | 77.8189 | 0 | 0 | 77.8189 | 0 | 70.8141 | 31.713 | 2.233 | 70.8141 | 31.713 | 2.233 | 78.5837 | 35.1925 | 2.233 | 3.802% | 0.53792 | 0.51129 | 3805.4061 | 462.3517 | 801.0027 | 2542.0517 | 3851.3839 | 0 | 0 | 3851.3839 | 0.01633%
2027 | 445 | 445-1315 | Tier-2 | Tier-2---19 | 1--5 | 1 | 100% | 6.5606 | 98.41% | 0% | 1.592% | 0.31958 | 0 | 0 | 0.31958 | 0 | 0.29082 | 0.37309 | 0.77947 | 0.29082 | 0.37309 | 0.77947 | 0.32272 | 0.41403 | 0.77947 | 4.871% | 0.000636 | 0.00060452 | 10315.4535 | 1284.5564 | 1202.7808 | 7828.1163 | 10324.0042 | 0 | 0 | 10324.0042 | 6.708e-05%
2027 | 445 | 445-1323 | Tier-2 | Tier-2---18 | 3--3 | 1 | 100% | 14.3521 | 96.05% | 2.807% | 1.141% | 0.68238 | 0 | 0 | 0.68238 | 0 | 0.62096 | 0.37309 | 1.6643 | 0.62096 | 0.37309 | 1.6643 | 0.68909 | 0.41403 | 1.6643 | 4.755% | 0.025445 | 0.024185 | 564.05 | 80.2453 | 20.4246 | 463.3801 | 565.2098 | 0 | 0 | 565.2098 | 0.0001432%
2027 | 445 | 445-1325F | Tier-2 | Tier-2---2 | 5--4 | 76 | 100% | 1447.5424 | 80.92% | 18.64% | 0.4376% | 57.9841 | 0 | 0 | 57.9841 | 0 | 52.7648 | 28.3552 | 1.8609 | 52.7648 | 28.3552 | 1.8609 | 58.554 | 31.4662 | 1.8609 | 4.006% | 0.57356 | 0.54517 | 2523.7784 | 315.2588 | 429.2208 | 1779.2988 | 2548.8517 | 0 | 0 | 2548.8517 | 0.01217%
2027 | 445 | 445-17R | Tier-2 | Tier-2---8 | 5--3 | 43 | 100% | 440.7591 | 59.87% | 39.69% | 0.4369% | 13.0625 | 0 | 0 | 13.0625 | 0 | 11.8867 | 16.0431 | 0.74092 | 11.8867 | 16.0431 | 0.74092 | 13.1909 | 17.8033 | 0.74092 | 2.964% | 0.53426 | 0.50782 | 824.9822 | 74.1046 | 294.4492 | 456.4284 | 842.2227 | 0 | 0 | 842.2227 | 0.002742%
2027 | 445 | 445-18R | Tier-2 | Tier-2---2 | 5--5 | 116 | 100% | 2423.1968 | 81.52% | 17.92% | 0.5628% | 97.7815 | 0 | 0 | 97.7815 | 0 | 88.9798 | 43.279 | 2.056 | 88.9798 | 43.279 | 2.056 | 98.7425 | 48.0274 | 2.056 | 4.035% | 0.6048 | 0.57486 | 4006.6402 | 487.3751 | 662.1707 | 2857.0944 | 4045.2006 | 0 | 0 | 4045.2006 | 0.02052%
2027 | 445 | 445-19R | Tier-2 | Tier-2---8 | 5--3 | 65 | 100% | 654.5269 | 59.7% | 39.33% | 0.9775% | 19.3409 | 0 | 0 | 19.3409 | 0 | 17.5999 | 24.2511 | 0.72574 | 17.5999 | 24.2511 | 0.72574 | 19.5309 | 26.9119 | 0.72574 | 2.955% | 0.56527 | 0.53729 | 1157.9013 | 92.6902 | 418.9958 | 646.2153 | 1182.2052 | 0 | 0 | 1182.2052 | 0.00406%
2027 | 445 | 445-39R | Tier-2 | Tier-2---5 | 5--4 | 91 | 100% | 1104.2716 | 59.42% | 40.16% | 0.4235% | 32.4803 | 0 | 0 | 32.4803 | 0 | 29.5566 | 33.9516 | 0.87055 | 29.5566 | 33.9516 | 0.87055 | 32.7995 | 37.6767 | 0.87055 | 2.941% | 0.48997 | 0.46571 | 2253.7709 | 194.1003 | 866.8973 | 1192.7734 | 2301.3993 | 0 | 0 | 2301.3993 | 0.006818%
2027 | 445 | 445-894R | Tier-2 | Tier-2---5 | 5--4 | 156 | 100% | 1498.1966 | 65.73% | 33.21% | 1.065% | 48.7442 | 0 | 0 | 48.7442 | 0 | 44.3565 | 58.2027 | 0.7621 | 44.3565 | 58.2027 | 0.7621 | 49.2232 | 64.5886 | 0.7621 | 3.254% | 0.63526 | 0.60381 | 2358.411 | 194.1011 | 729.7847 | 1434.5253 | 2400.5046 | 0 | 0 | 2400.5046 | 0.01023%
2027 | 445 | 445-897R | Tier-2 | Tier-2---10 | 5--3 | 9 | 100% | 278.2745 | 86.91% | 12.87% | 0.2201% | 11.9717 | 0 | 0 | 11.9717 | 0 | 10.8941 | 3.3578 | 3.2444 | 10.8941 | 3.3578 | 3.2444 | 12.0894 | 3.7263 | 3.2444 | 4.302% | 0.75637 | 0.71893 | 367.9091 | 46.7882 | 51.285 | 269.8359 | 370.4168 | 0 | 0 | 370.4168 | 0.002513%
2027 | 448 | 448-1196F | Tier-3 | Tier-3---20 | 1--5 | 1 | 100% | 3.2929 | 97.08% | 0% | 2.921% | 0.15824 | 0 | 0 | 0.15824 | 0 | 0.14399 | 0.37309 | 0.38594 | 0.14399 | 0.37309 | 0.38594 | 0.15979 | 0.41403 | 0.38594 | 4.805% | 0.0002432 | 0.00023116 | 13539.8119 | 1865.7131 | 568.8043 | 11105.2945 | 13560.4063 | 0 | 0 | 13560.4063 | 3.321e-05%
2027 | 448 | 448-1234R | Tier-3 | Tier-3---15 | 5--3 | 9 | 100% | 246.005 | 87.44% | 11.91% | 0.6491% | 10.6477 | 0 | 0 | 10.6477 | 0 | 9.6892 | 3.3578 | 2.8855 | 9.6892 | 3.3578 | 2.8855 | 10.7523 | 3.7263 | 2.8855 | 4.328% | 0.62101 | 0.59027 | 396.1396 | 50.2628 | 45.6467 | 300.2301 | 398.731 | 0 | 0 | 398.731 | 0.002235%
2027 | 448 | 448-47R | Tier-3 | Tier-3---14 | 5--3 | 43 | 100% | 687.0853 | 69.92% | 29.31% | 0.7656% | 23.7813 | 0 | 0 | 23.7813 | 0 | 21.6406 | 16.0431 | 1.3489 | 21.6406 | 16.0431 | 1.3489 | 24.015 | 17.8033 | 1.3489 | 3.461% | 0.62882 | 0.59769 | 1092.6575 | 111.5426 | 295.153 | 685.9619 | 1109.7723 | 0 | 0 | 1109.7723 | 0.004992%
2027 | 448 | 448-714R | Tier-3 | Tier-3---14 | 5--3 | 85 | 100% | 1225.9869 | 25.1% | 74.31% | 0.5831% | 15.2336 | 0 | 0 | 15.2336 | 0 | 13.8624 | 31.713 | 0.43712 | 13.8624 | 31.713 | 0.43712 | 15.3833 | 35.1925 | 0.43712 | 1.243% | 0.46343 | 0.44049 | 2645.4709 | 92.606 | 1775.6477 | 777.2172 | 2748.6579 | 0 | 0 | 2748.6579 | 0.003198%
2027 | 448 | 448-724R | Tier-3 | Tier-3---18 | 5--2 | 49 | 100% | 255.0047 | 52.43% | 45.5% | 2.066% | 6.6185 | 0 | 0 | 6.6185 | 0 | 6.0227 | 18.2816 | 0.32944 | 6.0227 | 18.2816 | 0.32944 | 6.6835 | 20.2874 | 0.32944 | 2.595% | 0.55035 | 0.52311 | 463.3505 | 25.9997 | 195.8184 | 241.5324 | 474.8286 | 0 | 0 | 474.8286 | 0.001389%
2027 | 448 | 448-735R | Tier-3 | Tier-3---18 | 5--2 | 45 | 100% | 276.9497 | 53.49% | 44.76% | 1.748% | 7.3327 | 0 | 0 | 7.3327 | 0 | 6.6726 | 16.7892 | 0.39744 | 6.6726 | 16.7892 | 0.39744 | 7.4048 | 18.6313 | 0.39744 | 2.648% | 0.54202 | 0.51519 | 510.9626 | 35.205 | 210.0136 | 265.744 | 523.3393 | 0 | 0 | 523.3393 | 0.001539%
2027 | 448 | 448-744R | Tier-3 | Tier-3---7 | 5--5 | 224 | 100% | 2370.1609 | 68.76% | 30.51% | 0.7221% | 80.6754 | 0 | 0 | 80.6754 | 0 | 73.4135 | 83.5731 | 0.87843 | 73.4135 | 83.5731 | 0.87843 | 81.4683 | 92.7426 | 0.87843 | 3.404% | 0.49442 | 0.46994 | 4793.8402 | 492.7082 | 1356.6651 | 2944.4669 | 4871.823 | 0 | 0 | 4871.823 | 0.01693%
2027 | 448 | 448-9R | Tier-3 | Tier-3---9 | 5--4 | 106 | 100% | 1381.6742 | 73.74% | 25.5% | 0.7592% | 50.4329 | 0 | 0 | 50.4329 | 0 | 45.8932 | 39.548 | 1.1604 | 45.8932 | 39.548 | 1.1604 | 50.9285 | 43.8871 | 1.1604 | 3.65% | 0.54394 | 0.51701 | 2540.1235 | 273.4783 | 621.4078 | 1645.2374 | 2574.8613 | 0 | 0 | 2574.8613 | 0.01059%
2027 | 449 | 449-13R | Tier-3 | Tier-3---7 | 5--5 | 147 | 100% | 1663.2464 | 62.39% | 36.97% | 0.6428% | 51.3669 | 0 | 0 | 51.3669 | 0 | 46.7432 | 54.8449 | 0.85228 | 46.7432 | 54.8449 | 0.85228 | 51.8717 | 60.8623 | 0.85228 | 3.088% | 0.28234 | 0.26837 | 5890.9135 | 610.6402 | 2022.1047 | 3258.1686 | 6006.2928 | 0 | 0 | 6006.2928 | 0.01078%
2027 | 449 | 449-16R | Tier-3 | Tier-3---15 | 5--4 | 22 | 100% | 266.6482 | 83.41% | 16.04% | 0.5501% | 11.0087 | 0 | 0 | 11.0087 | 0 | 10.0178 | 8.2081 | 1.2205 | 10.0178 | 8.2081 | 1.2205 | 11.1169 | 9.1086 | 1.2205 | 4.129% | 0.23738 | 0.22563 | 1123.2928 | 151.839 | 170.3603 | 801.0935 | 1133.0005 | 0 | 0 | 1133.0005 | 0.002311%
2027 | 449 | 449-683 | Tier-3 | Tier-3---18 | 5--3 | 7 | 100% | 130.3299 | 84.46% | 14.85% | 0.6893% | 5.4491 | 0 | 0 | 5.4491 | 0 | 4.9586 | 2.6117 | 1.8986 | 4.9586 | 2.6117 | 1.8986 | 5.5026 | 2.8982 | 1.8986 | 4.181% | 0.34581 | 0.32869 | 376.8856 | 45.4714 | 46.4516 | 284.9627 | 379.9349 | 0 | 0 | 379.9349 | 0.001144%
2027 | 449 | 449-693R | Tier-3 | Tier-3---9 | 5--5 | 34 | 100% | 869.7515 | 92.74% | 6.815% | 0.4405% | 39.9289 | 0 | 0 | 39.9289 | 0 | 36.3348 | 12.6852 | 2.8643 | 36.3348 | 12.6852 | 2.8643 | 40.3213 | 14.077 | 2.8643 | 4.591% | 0.26107 | 0.24815 | 3331.4725 | 480.9166 | 218.7859 | 2631.7699 | 3344.0608 | 0 | 0 | 3344.0608 | 0.008381%
2027 | 449 | 449-6R | Tier-3 | Tier-3---14 | 5--4 | 45 | 100% | 487.7509 | 79.3% | 20.07% | 0.6273% | 19.1465 | 0 | 0 | 19.1465 | 0 | 17.423 | 16.7892 | 1.0377 | 17.423 | 16.7892 | 1.0377 | 19.3346 | 18.6313 | 1.0377 | 3.925% | 0.24779 | 0.23552 | 1968.4202 | 236.5464 | 397.0448 | 1334.829 | 1989.6378 | 0 | 0 | 1989.6378 | 0.004019%
2027 | 450 | 450-1851F | Tier-2 | Tier-2---3 | 5--5 | 26 | 100% | 915.4961 | 93.2% | 6.334% | 0.4614% | 42.2374 | 0 | 0 | 42.2374 | 0 | 38.4355 | 9.7005 | 3.9622 | 38.4355 | 9.7005 | 3.9622 | 42.6526 | 10.7648 | 3.9622 | 4.614% | 0.099477 | 0.094553 | 9203.0933 | 2582.2914 | 565.9601 | 6054.8418 | 9235.6635 | 0 | 0 | 9235.6635 | 0.008866%
2027 | 450 | 450-1853F | Tier-2 | Tier-2---10 | 4--4 | 5 | 100% | 133.4424 | 58.04% | 41.41% | 0.5447% | 3.8339 | 0 | 0 | 3.8339 | 0 | 3.4888 | 1.8655 | 1.8702 | 3.4888 | 1.8655 | 1.8702 | 3.8716 | 2.0701 | 1.8702 | 2.873% | 0.075291 | 0.071564 | 1772.351 | 169.5911 | 681.6123 | 921.1476 | 1811.0782 | 0 | 0 | 1811.0782 | 0.0008047%
2027 | 450 | 450-1854 | Tier-2 | Tier-2---9 | 4--4 | 2 | 100% | 167.8113 | 68.69% | 30.5% | 0.8174% | 5.7056 | 0 | 0 | 5.7056 | 0 | 5.192 | 0.74619 | 6.9581 | 5.192 | 0.74619 | 6.9581 | 5.7617 | 0.82806 | 6.9581 | 3.4% | 0.079085 | 0.07517 | 2121.91 | 277.0369 | 611.709 | 1233.1641 | 2156.5118 | 0 | 0 | 2156.5118 | 0.001198%
2027 | 452 | 452-38AE | Tier-2 | Tier-2---4 | 2--5 | 2 | 100% | 306.0513 | 99.41% | 0% | 0.595% | 15.0594 | 0 | 0 | 15.0594 | 0 | 13.7039 | 0.74619 | 18.3651 | 13.7039 | 0.74619 | 18.3651 | 15.2074 | 0.82806 | 18.3651 | 4.921% | 0.011395 | 0.010831 | 26857.9154 | 5689.4503 | 153.4079 | 21015.0572 | 26866.2375 | 0 | 0 | 26866.2375 | 0.003161%
2027 | 454 | 454-48F | Tier-2 | Tier-2---4 | 4--5 | 1 | 100% | 395.265 | 97.43% | 2.166% | 0.3994% | 19.0636 | 0 | 0 | 19.0636 | 0 | 17.3476 | 0.37309 | 46.4966 | 17.3476 | 0.37309 | 46.4966 | 19.2509 | 0.41403 | 46.4966 | 4.823% | 0.085487 | 0.081255 | 4623.6959 | 1485.502 | 103.1361 | 3035.0579 | 4629.8744 | 0 | 0 | 4629.8744 | 0.004001%
2027 | 463 | 463-1136F | Tier-2 | Tier-2---18 | 4--2 | 2 | 100% | 16.8212 | 86.42% | 11.45% | 2.121% | 0.71961 | 0 | 0 | 0.71961 | 0 | 0.65484 | 0.74619 | 0.87758 | 0.65484 | 0.74619 | 0.87758 | 0.72668 | 0.82806 | 0.87758 | 4.278% | 0.060434 | 0.057442 | 278.3405 | 39.3529 | 30.6582 | 208.3293 | 280.3083 | 0 | 0 | 280.3083 | 0.000151%
2027 | 463 | 463-1229 | Tier-2 | Tier-2---9 | 5--4 | 20 | 100% | 220.9596 | 94% | 3.511% | 2.487% | 10.2815 | 0 | 0 | 10.2815 | 0 | 9.3561 | 7.4619 | 1.2538 | 9.3561 | 7.4619 | 1.2538 | 10.3826 | 8.2806 | 1.2538 | 4.653% | 0.096723 | 0.091935 | 2284.4628 | 504.7537 | 115.6932 | 1664.0158 | 2291.5979 | 0 | 0 | 2291.5979 | 0.002158%
2027 | 470 | 470-40AE | Tier-2 | Tier-2---4 | 4--5 | 20 | 100% | 675.3424 | 87.26% | 12.19% | 0.553% | 29.1697 | 0 | 0 | 29.1697 | 0 | 26.5441 | 7.4619 | 3.5573 | 26.5441 | 7.4619 | 3.5573 | 29.4564 | 8.2806 | 3.5573 | 4.319% | 0.091034 | 0.086528 | 7418.573 | 1155.6027 | 850.5498 | 5412.4205 | 7467.8024 | 0 | 0 | 7467.8024 | 0.006123%
2027 | 470 | 470-47R | Tier-3 | Tier-3---2 | 5--5 | 53 | 100% | 2012.6027 | 94.87% | 4.37% | 0.7559% | 94.5174 | 0 | 0 | 94.5174 | 0 | 86.0096 | 19.774 | 4.3496 | 86.0096 | 19.774 | 4.3496 | 95.4464 | 21.9436 | 4.3496 | 4.696% | 0.16225 | 0.15422 | 12404.0406 | 2097.9829 | 564.7309 | 9741.3268 | 12437.1512 | 0 | 0 | 12437.1512 | 0.01984%
2027 | 471 | 471-36F | Tier-2 | Tier-2---4 | 4--5 | 6 | 100% | 570.7201 | 63.27% | 36.3% | 0.4365% | 17.8733 | 0 | 0 | 17.8733 | 0 | 16.2645 | 2.2386 | 7.2656 | 16.2645 | 2.2386 | 7.2656 | 18.049 | 2.4842 | 7.2656 | 3.132% | 0.093079 | 0.088471 | 6131.5794 | 664.7661 | 2054.2802 | 3412.5332 | 6248.875 | 0 | 0 | 6248.875 | 0.003752%
2027 | 500 | 500-1531 | Tier-2 | Tier-2---10 | 4--4 | 3 | 100% | 642.8265 | 4.579% | 95.33% | 0.095% | 1.4571 | 0 | 0 | 1.4571 | 0 | 1.3259 | 1.1193 | 1.1846 | 1.3259 | 1.1193 | 1.1846 | 1.4714 | 1.2421 | 1.1846 | 0.2267% | 0.071178 | 0.067654 | 9031.2778 | 80.4341 | 7853.8811 | 1096.9626 | 9480.0707 | 0 | 0 | 9480.0707 | 0.0003058%
2027 | 501 | 501-786 | Tier-2 | Tier-2---14 | 2--5 | 1 | 100% | 41.2155 | 98.22% | 0% | 1.777% | 2.0039 | 0 | 0 | 2.0039 | 0 | 1.8235 | 0.37309 | 4.8876 | 1.8235 | 0.37309 | 4.8876 | 2.0236 | 0.41403 | 4.8876 | 4.862% | 0.0050324 | 0.0047833 | 8190.019 | 1322.239 | 139.0981 | 6728.6818 | 8197.5989 | 0 | 0 | 8197.5989 | 0.0004206%
2027 | 504 | 504-2501R | Tier-2 | Tier-2---9 | 3--5 | 2 | 100% | 152.2062 | 97.69% | 0% | 2.311% | 7.3601 | 0 | 0 | 7.3601 | 0 | 6.6976 | 0.74619 | 8.9757 | 6.6976 | 0.74619 | 8.9757 | 7.4324 | 0.82806 | 8.9757 | 4.836% | 0.021593 | 0.020524 | 7048.9974 | 1058.3908 | 620.2842 | 5370.3225 | 7057.4821 | 0 | 0 | 7057.4821 | 0.001545%
2027 | 520 | 520-1045R | Tier-2 | Tier-2---5 | 5--4 | 47 | 100% | 596.734 | 87.03% | 12.08% | 0.8955% | 25.7068 | 0 | 0 | 25.7068 | 0 | 23.3928 | 17.5354 | 1.334 | 23.3928 | 17.5354 | 1.334 | 25.9594 | 19.4594 | 1.334 | 4.308% | 0.26824 | 0.25496 | 2224.662 | 286.7109 | 250.5356 | 1687.4154 | 2239.6901 | 0 | 0 | 2239.6901 | 0.005396%
2027 | 520 | 520-10R | Tier-2 | Tier-2---7 | 4--5 | 27 | 100% | 296.4545 | 90.13% | 8.578% | 1.296% | 13.2256 | 0 | 0 | 13.2256 | 0 | 12.0351 | 10.0735 | 1.1947 | 12.0351 | 10.0735 | 1.1947 | 13.3556 | 11.1788 | 1.1947 | 4.461% | 0.046043 | 0.043764 | 6438.5886 | 1240.5174 | 702.7495 | 4495.3216 | 6471.6962 | 0 | 0 | 6471.6962 | 0.002776%
2027 | 520 | 520-1489R | Tier-2 | Tier-2---8 | 5--5 | 129 | 100% | 662.1633 | 87.36% | 10.91% | 1.733% | 28.6339 | 0 | 0 | 28.6339 | 0 | 26.0565 | 48.1292 | 0.54139 | 26.0565 | 48.1292 | 0.54139 | 28.9153 | 53.4098 | 0.54139 | 4.324% | 0.13822 | 0.13138 | 4790.7448 | 574.961 | 546.3603 | 3669.4236 | 4822.2817 | 0 | 0 | 4822.2817 | 0.00601%
2027 | 520 | 520-1509R | Tier-2 | Tier-2---5 | 5--4 | 84 | 100% | 868.9578 | 72.04% | 26.87% | 1.095% | 30.9848 | 0 | 0 | 30.9848 | 0 | 28.1957 | 31.3399 | 0.89967 | 28.1957 | 31.3399 | 0.89967 | 31.2893 | 34.7785 | 0.89967 | 3.566% | 0.28561 | 0.27147 | 3042.4946 | 331.9166 | 761.5633 | 1949.0147 | 3086.8039 | 0 | 0 | 3086.8039 | 0.006504%
2027 | 520 | 520-1525R | Tier-2 | Tier-2---8 | 5--5 | 31 | 100% | 360.0635 | 92.4% | 6.369% | 1.229% | 16.469 | 0 | 0 | 16.469 | 0 | 14.9866 | 11.5659 | 1.2958 | 14.9866 | 11.5659 | 1.2958 | 16.6309 | 12.8349 | 1.2958 | 4.574% | 0.099044 | 0.094141 | 3635.4035 | 686.7062 | 313.6705 | 2635.0268 | 3649.7874 | 0 | 0 | 3649.7874 | 0.003457%
2027 | 520 | 520-1527R | Tier-3 | Tier-3---7 | 5--5 | 53 | 100% | 1151.6571 | 81.16% | 18.23% | 0.6117% | 46.2645 | 0 | 0 | 46.2645 | 0 | 42.1001 | 19.774 | 2.1291 | 42.1001 | 19.774 | 2.1291 | 46.7192 | 21.9436 | 2.1291 | 4.017% | 0.27105 | 0.25763 | 4248.9299 | 642.1047 | 732.0594 | 2874.7658 | 4290.6273 | 0 | 0 | 4290.6273 | 0.009711%
2027 | 520 | 520-1902R | Tier-2 | Tier-2---9 | 4--4 | 3 | 100% | 295.4783 | 43.89% | 53.74% | 2.376% | 6.4191 | 0 | 0 | 6.4191 | 0 | 5.8413 | 1.1193 | 5.2188 | 5.8413 | 1.1193 | 5.2188 | 6.4822 | 1.2421 | 5.2188 | 2.172% | 0.058932 | 0.056015 | 5013.9026 | 463.7784 | 2584.0113 | 1966.1129 | 5160.4189 | 0 | 0 | 5160.4189 | 0.001347%
2027 | 520 | 520-1904 | Tier-3 | Tier-3---13 | 4--5 | 19 | 100% | 381.2363 | 81.21% | 17.45% | 1.344% | 15.3248 | 0 | 0 | 15.3248 | 0 | 13.9453 | 7.0888 | 1.9672 | 13.9453 | 7.0888 | 1.9672 | 15.4754 | 7.8666 | 1.9672 | 4.02% | 0.05278 | 0.050167 | 7223.1755 | 1024.2251 | 1263.1331 | 4935.8173 | 7293.8681 | 0 | 0 | 7293.8681 | 0.003217%
2027 | 520 | 520-35R | Tier-3 | Tier-3---9 | 5--5 | 89 | 100% | 985.3264 | 82.6% | 16.44% | 0.9544% | 40.2894 | 0 | 0 | 40.2894 | 0 | 36.6628 | 33.2054 | 1.1041 | 36.6628 | 33.2054 | 1.1041 | 40.6854 | 36.8486 | 1.1041 | 4.089% | 0.28544 | 0.27131 | 3451.9467 | 462.7417 | 537.5528 | 2451.6522 | 3483.2179 | 0 | 0 | 3483.2179 | 0.008457%
2027 | 520 | 520-45 | Tier-2 | Tier-2---8 | 5--5 | 74 | 100% | 455.0819 | 89.33% | 9.369% | 1.306% | 20.122 | 0 | 0 | 20.122 | 0 | 18.3108 | 27.609 | 0.66322 | 18.3108 | 27.609 | 0.66322 | 20.3198 | 30.6382 | 0.66322 | 4.422% | 0.10446 | 0.099291 | 4356.4514 | 530.4104 | 403.5927 | 3422.4483 | 4380.6683 | 0 | 0 | 4380.6683 | 0.004224%
2027 | 521 | 521-14R | Tier-3 | Tier-3---5 | 5--5 | 49 | 100% | 1719.0003 | 78.65% | 20.86% | 0.4907% | 66.9215 | 0 | 0 | 66.9215 | 0 | 60.8977 | 18.2816 | 3.3311 | 60.8977 | 18.2816 | 3.3311 | 67.5792 | 20.2874 | 3.3311 | 3.893% | 0.27097 | 0.25755 | 6343.9843 | 812.9811 | 1238.2176 | 4292.7856 | 6414.5291 | 0 | 0 | 6414.5291 | 0.01405%
2027 | 521 | 521-1856R | Tier-3 | Tier-3---6 | 5--5 | 87 | 100% | 1212.5663 | 84.9% | 14.39% | 0.7143% | 50.9587 | 0 | 0 | 50.9587 | 0 | 46.3718 | 32.4592 | 1.4286 | 46.3718 | 32.4592 | 1.4286 | 51.4596 | 36.0206 | 1.4286 | 4.203% | 0.15411 | 0.14648 | 7868.3195 | 1087.4875 | 1070.4078 | 5710.4242 | 7930.1938 | 0 | 0 | 7930.1938 | 0.0107%
2027 | 521 | 521-18R | Tier-3 | Tier-3---6 | 4--5 | 73 | 100% | 1129.9866 | 95.19% | 4.09% | 0.7206% | 53.2437 | 0 | 0 | 53.2437 | 0 | 48.451 | 27.2359 | 1.7789 | 48.451 | 27.2359 | 1.7789 | 53.767 | 30.2242 | 1.7789 | 4.712% | 0.071321 | 0.067791 | 15843.6289 | 2470.7432 | 733.9331 | 12638.9526 | 15883.3193 | 0 | 0 | 15883.3193 | 0.01118%
2027 | 521 | 521-27R | Tier-2 | Tier-2---3 | 4--5 | 25 | 100% | 810.4848 | 91.73% | 7.398% | 0.8745% | 36.8002 | 0 | 0 | 36.8002 | 0 | 33.4877 | 9.3274 | 3.5903 | 33.4877 | 9.3274 | 3.5903 | 37.1619 | 10.3507 | 3.5903 | 4.541% | 0.063668 | 0.060516 | 12729.941 | 2154.4423 | 1058.961 | 9516.5377 | 12784.7821 | 0 | 0 | 12784.7821 | 0.007724%
2027 | 521 | 521-32R | Tier-3 | Tier-3---4 | 5--5 | 42 | 100% | 1448.9015 | 94.87% | 4.661% | 0.4687% | 68.0413 | 0 | 0 | 68.0413 | 0 | 61.9166 | 15.67 | 3.9513 | 61.9166 | 15.67 | 3.9513 | 68.71 | 17.3892 | 3.9513 | 4.696% | 0.14844 | 0.14109 | 9761.0273 | 1631.7912 | 451.6127 | 7677.6235 | 9787.1056 | 0 | 0 | 9787.1056 | 0.01428%
2027 | 521 | 521-700R | Tier-2 | Tier-2---3 | 4--5 | 37 | 100% | 1225.9943 | 93.19% | 6.054% | 0.7541% | 56.5552 | 0 | 0 | 56.5552 | 0 | 51.4645 | 13.8045 | 3.7281 | 51.4645 | 13.8045 | 3.7281 | 57.111 | 15.3191 | 3.7281 | 4.613% | 0.074421 | 0.070737 | 16473.8564 | 2889.9121 | 1156.3836 | 12427.5607 | 16532.2631 | 0 | 0 | 16532.2631 | 0.01187%
2027 | 522 | 522-38R | Tier-2 | Tier-2---6 | 4--5 | 1 | 100% | 1016.2869 | 80.7% | 18.11% | 1.19% | 40.5981 | 0 | 0 | 40.5981 | 0 | 36.9438 | 0.37309 | 99.0198 | 36.9438 | 0.37309 | 99.0198 | 40.9971 | 0.41403 | 99.0198 | 3.995% | 0.088602 | 0.084216 | 11470.2225 | 2251.3608 | 2088.2887 | 7130.573 | 11585.4977 | 0 | 0 | 11585.4977 | 0.008522%
2027 | 524 | 524-1782F | Tier-3 | Tier-3---10 | 4--5 | 46 | 100% | 681.1238 | 98.24% | 0.8976% | 0.8607% | 33.1228 | 0 | 0 | 33.1228 | 0 | 30.1413 | 17.1623 | 1.7562 | 30.1413 | 17.1623 | 1.7562 | 33.4483 | 19.0454 | 1.7562 | 4.863% | 0.040404 | 0.038404 | 16857.9136 | 3235.0894 | 389.5202 | 13233.3041 | 16873.3501 | 0 | 0 | 16873.3501 | 0.006953%
2027 | 524 | 524-27R | Tier-3 | Tier-3---4 | 4--5 | 114 | 100% | 1282.5738 | 98.01% | 1.22% | 0.7702% | 62.2241 | 0 | 0 | 62.2241 | 0 | 56.6231 | 42.5328 | 1.3313 | 56.6231 | 42.5328 | 1.3313 | 62.8356 | 47.1994 | 1.3313 | 4.852% | 0.060207 | 0.057227 | 21302.6656 | 4149.5256 | 661.6102 | 16491.5299 | 21324.7409 | 0 | 0 | 21324.7409 | 0.01306%
2027 | 524 | 524-46R | Tier-3 | Tier-3---4 | 5--5 | 89 | 100% | 1602.1034 | 91.53% | 7.997% | 0.4775% | 72.5837 | 0 | 0 | 72.5837 | 0 | 66.0502 | 33.2054 | 1.9891 | 66.0502 | 33.2054 | 1.9891 | 73.297 | 36.8486 | 1.9891 | 4.531% | 0.18916 | 0.17979 | 8469.7554 | 1511.9887 | 676.5843 | 6281.1824 | 8507.1343 | 0 | 0 | 8507.1343 | 0.01524%
2027 | 524 | 524-50R | Tier-3 | Tier-3---7 | 5--5 | 84 | 100% | 1190.6418 | 87% | 12.41% | 0.5904% | 51.273 | 0 | 0 | 51.273 | 0 | 46.6577 | 31.3399 | 1.4888 | 46.6577 | 31.3399 | 1.4888 | 51.7769 | 34.7785 | 1.4888 | 4.306% | 0.18313 | 0.17407 | 6501.4644 | 979.7439 | 766.6075 | 4755.113 | 6545.4915 | 0 | 0 | 6545.4915 | 0.01076%
2027 | 524 | 524-69R | Tier-3 | Tier-3---1 | 5--5 | 283 | 100% | 4619.0742 | 91.74% | 7.782% | 0.477% | 209.7609 | 0 | 0 | 209.7609 | 0 | 190.8796 | 105.5857 | 1.8078 | 190.8796 | 105.5857 | 1.8078 | 211.8224 | 117.1703 | 1.8078 | 4.541% | 0.27264 | 0.25914 | 16942.2754 | 2594.1012 | 1293.4919 | 13054.6823 | 17015.1442 | 0 | 0 | 17015.1442 | 0.04403%
2027 | 597 | 597-595 | Tier-2 | Tier-2---1 | 5--5 | 92 | 100% | 2598.8794 | 68.57% | 30.98% | 0.4453% | 88.2139 | 0 | 0 | 88.2139 | 0 | 80.2734 | 34.3247 | 2.3386 | 80.2734 | 34.3247 | 2.3386 | 89.0808 | 38.0907 | 2.3386 | 3.394% | 0.15307 | 0.14549 | 16978.8381 | 2723.3618 | 4869.9544 | 9385.5219 | 17256.733 | 0 | 0 | 17256.733 | 0.01852%
2027 | 599 | 599-19R | Tier-2 | Tier-2---1 | 5--5 | 124 | 100% | 2814.0812 | 94.6% | 4.701% | 0.7012% | 131.7718 | 0 | 0 | 131.7718 | 0 | 119.9105 | 46.2637 | 2.5919 | 119.9105 | 46.2637 | 2.5919 | 133.0668 | 51.3397 | 2.5919 | 4.683% | 0.15161 | 0.14411 | 18560.9002 | 2880.2053 | 906.7756 | 14773.9194 | 18613.1195 | 0 | 0 | 18613.1195 | 0.02766%
2027 | 67 | 67-24R | Tier-3 | Tier-3---13 | 5--4 | 112 | 100% | 649.2908 | 74.83% | 23.84% | 1.334% | 24.0487 | 0 | 0 | 24.0487 | 0 | 21.884 | 41.7866 | 0.52371 | 21.884 | 41.7866 | 0.52371 | 24.2851 | 46.3713 | 0.52371 | 3.704% | 0.2194 | 0.20854 | 2959.3576 | 336.0702 | 674.1995 | 1949.088 | 2998.1563 | 0 | 0 | 2998.1563 | 0.005048%
2027 | 67 | 67-34R | Tier-3 | Tier-3---11 | 5--5 | 188 | 100% | 1084.2867 | 76.65% | 22.12% | 1.235% | 41.1379 | 0 | 0 | 41.1379 | 0 | 37.4349 | 70.1418 | 0.5337 | 37.4349 | 70.1418 | 0.5337 | 41.5422 | 77.8375 | 0.5337 | 3.794% | 0.24743 | 0.23519 | 4382.1248 | 535.8218 | 956.7681 | 2889.5349 | 4435.4199 | 0 | 0 | 4435.4199 | 0.008635%
2027 | 67 | 67-37R | Tier-3 | Tier-3---17 | 5--3 | 55 | 100% | 226.6286 | 65.58% | 32.17% | 2.242% | 7.3573 | 0 | 0 | 7.3573 | 0 | 6.6951 | 20.5202 | 0.32627 | 6.6951 | 20.5202 | 0.32627 | 7.4296 | 22.7716 | 0.32627 | 3.246% | 0.20095 | 0.191 | 1127.7881 | 99.8375 | 351.0117 | 676.9389 | 1148.0014 | 0 | 0 | 1148.0014 | 0.001544%
2027 | 67 | 67-45R | Tier-3 | Tier-3---15 | 5--4 | 78 | 100% | 468.8847 | 75.51% | 23.11% | 1.372% | 17.5265 | 0 | 0 | 17.5265 | 0 | 15.9488 | 29.1014 | 0.54804 | 15.9488 | 29.1014 | 0.54804 | 17.6987 | 32.2943 | 0.54804 | 3.738% | 0.20887 | 0.19854 | 2244.8167 | 264.9489 | 495.8782 | 1483.9896 | 2273.443 | 0 | 0 | 2273.443 | 0.003679%
2027 | 73 | 73-1130R | Tier-3 | Tier-3---9 | 5--5 | 84 | 100% | 971.12 | 83.08% | 16.23% | 0.6878% | 39.9363 | 0 | 0 | 39.9363 | 0 | 36.3415 | 31.3399 | 1.1596 | 36.3415 | 31.3399 | 1.1596 | 40.3288 | 34.7785 | 1.1596 | 4.112% | 0.2182 | 0.2074 | 4450.6448 | 608.0965 | 688.9858 | 3153.5625 | 4489.8651 | 0 | 0 | 4489.8651 | 0.008383%
2027 | 73 | 73-1163 | Tier-3 | Tier-3---4 | 5--5 | 90 | 100% | 1861.7789 | 88.41% | 11.22% | 0.3692% | 81.4778 | 0 | 0 | 81.4778 | 0 | 74.1437 | 33.5785 | 2.2081 | 74.1437 | 33.5785 | 2.2081 | 82.2785 | 37.2627 | 2.2081 | 4.376% | 0.22506 | 0.21392 | 8272.2274 | 1229.0974 | 921.3142 | 6121.8157 | 8322.1532 | 0 | 0 | 8322.1532 | 0.0171%
2027 | 73 | 73-1164 | Tier-3 | Tier-3---13 | 5--4 | 21 | 100% | 263.7681 | 87.65% | 11.96% | 0.3908% | 11.4441 | 0 | 0 | 11.4441 | 0 | 10.414 | 7.835 | 1.3292 | 10.414 | 7.835 | 1.3292 | 11.5566 | 8.6946 | 1.3292 | 4.339% | 0.18614 | 0.17693 | 1417.02 | 198.6601 | 156.5468 | 1061.8131 | 1426.1334 | 0 | 0 | 1426.1334 | 0.002402%
2027 | 73 | 73-23R | Tier-3 | Tier-3---9 | 5--5 | 56 | 100% | 841.8786 | 89.4% | 10.02% | 0.5825% | 37.2536 | 0 | 0 | 37.2536 | 0 | 33.9003 | 20.8933 | 1.6225 | 33.9003 | 20.8933 | 1.6225 | 37.6197 | 23.1856 | 1.6225 | 4.425% | 0.21349 | 0.20292 | 3943.3878 | 597.9657 | 380.5291 | 2964.893 | 3965.1665 | 0 | 0 | 3965.1665 | 0.00782%
2027 | 73 | 73-678R | Tier-3 | Tier-3---5 | 5--5 | 93 | 100% | 1587.7071 | 88.98% | 10.47% | 0.5476% | 69.9321 | 0 | 0 | 69.9321 | 0 | 63.6373 | 34.6978 | 1.834 | 63.6373 | 34.6978 | 1.834 | 70.6194 | 38.5047 | 1.834 | 4.405% | 0.23776 | 0.22599 | 6677.7947 | 1003.2668 | 681.1886 | 4993.3394 | 6716.1123 | 0 | 0 | 6716.1123 | 0.01468%
2027 | 73 | 73-683R | Tier-3 | Tier-3---7 | 5--5 | 84 | 100% | 1378.6065 | 89.65% | 9.845% | 0.5099% | 61.1747 | 0 | 0 | 61.1747 | 0 | 55.6682 | 31.3399 | 1.7763 | 55.6682 | 31.3399 | 1.7763 | 61.7759 | 34.7785 | 1.7763 | 4.437% | 0.22716 | 0.21591 | 6068.9321 | 866.1538 | 585.2944 | 4617.4838 | 6101.6595 | 0 | 0 | 6101.6595 | 0.01284%
2027 | 75 | 75-2257F | Tier-3 | Tier-3---20 | 1--5 | 2 | 100% | 2.5742 | 95.54% | 0% | 4.459% | 0.12174 | 0 | 0 | 0.12174 | 0 | 0.11078 | 0.74619 | 0.14846 | 0.11078 | 0.74619 | 0.14846 | 0.12294 | 0.82806 | 0.14846 | 4.729% | 0.0002804 | 0.00026652 | 9180.3996 | 1426.0853 | 371.877 | 7382.4374 | 9201.7195 | 0 | 0 | 9201.7195 | 2.555e-05%
2027 | 75 | 75-2259F | Tier-3 | Tier-3---12 | 3--5 | 32 | 100% | 362.3539 | 98.06% | 1.201% | 0.7355% | 17.5891 | 0 | 0 | 17.5891 | 0 | 16.0058 | 11.939 | 1.3406 | 16.0058 | 11.939 | 1.3406 | 17.762 | 13.2489 | 1.3406 | 4.854% | 0.020337 | 0.019331 | 17817.1226 | 3618.9618 | 323.8838 | 13874.277 | 17835.0947 | 0 | 0 | 17835.0947 | 0.003692%
2027 | 75 | 75-32R | Tier-3 | Tier-3---13 | 3--5 | 15 | 100% | 196.1202 | 96.38% | 2.668% | 0.9512% | 9.3566 | 0 | 0 | 9.3566 | 0 | 8.5144 | 5.5964 | 1.5214 | 8.5144 | 5.5964 | 1.5214 | 9.4485 | 6.2104 | 1.5214 | 4.771% | 0.014781 | 0.01405 | 13268.2222 | 2437.4241 | 453.4454 | 10377.3526 | 13293.2324 | 0 | 0 | 13293.2324 | 0.001964%
2027 | 75 | 75-41 | Tier-3 | Tier-3---13 | 3--5 | 4 | 100% | 232.3508 | 98.84% | 0.3675% | 0.788% | 11.3685 | 0 | 0 | 11.3685 | 0 | 10.3452 | 1.4924 | 6.932 | 10.3452 | 1.4924 | 6.932 | 11.4802 | 1.6561 | 6.932 | 4.893% | 0.0163 | 0.015493 | 14254.8272 | 3156.0323 | 229.2614 | 10869.5335 | 14263.4051 | 0 | 0 | 14263.4051 | 0.002386%
2027 | 75 | 75-996R | Tier-2 | Tier-2---7 | 4--5 | 46 | 100% | 357.2986 | 95.33% | 2.61% | 2.061% | 16.8601 | 0 | 0 | 16.8601 | 0 | 15.3425 | 17.1623 | 0.89396 | 15.3425 | 17.1623 | 0.89396 | 17.0258 | 19.0454 | 0.89396 | 4.719% | 0.043997 | 0.041819 | 8120.9384 | 1655.5756 | 489.8744 | 5975.4884 | 8140.6943 | 0 | 0 | 8140.6943 | 0.003539%
2027 | 770 | 770-259R | Tier-2 | Tier-2---17 | 2--3 | 1 | 100% | 10.9444 | 90.49% | 1.971% | 7.54% | 0.49022 | 0 | 0 | 0.49022 | 0 | 0.4461 | 0.37309 | 1.1957 | 0.4461 | 0.37309 | 1.1957 | 0.49504 | 0.41403 | 1.1957 | 4.479% | 0.010605 | 0.01008 | 1031.9841 | 188.7755 | 88.8418 | 754.3668 | 1037.0955 | 0 | 0 | 1037.0955 | 0.0001029%
2027 | 78 | 78-26R | Tier-3 | Tier-3---5 | 5--5 | 60 | 100% | 1506.352 | 86.4% | 13.31% | 0.287% | 64.4231 | 0 | 0 | 64.4231 | 0 | 58.6242 | 22.3857 | 2.6188 | 58.6242 | 22.3857 | 2.6188 | 65.0563 | 24.8418 | 2.6188 | 4.277% | 0.34567 | 0.32856 | 4357.7168 | 613.0091 | 539.1725 | 3205.5352 | 4388.5824 | 0 | 0 | 4388.5824 | 0.01352%
2027 | 78 | 78-35R | Tier-3 | Tier-3---10 | 2--5 | 1 | 100% | 489.2316 | 99.8% | 0% | 0.2011% | 24.1683 | 0 | 0 | 24.1683 | 0 | 21.9928 | 0.37309 | 58.947 | 21.9928 | 0.37309 | 58.947 | 24.4058 | 0.41403 | 58.947 | 4.94% | 0.008188 | 0.0077827 | 59749.8307 | 9713.1665 | 132.8814 | 49903.7828 | 59756.0888 | 0 | 0 | 59756.0888 | 0.005073%
2027 | 78 | 78-782R | Tier-3 | Tier-3---7 | 5--5 | 13 | 100% | 610.0389 | 94.37% | 5.437% | 0.1919% | 28.4972 | 0 | 0 | 28.4972 | 0 | 25.9321 | 4.8502 | 5.3466 | 25.9321 | 4.8502 | 5.3466 | 28.7773 | 5.3824 | 5.3466 | 4.671% | 0.33808 | 0.32134 | 1804.4347 | 294.1768 | 90.6725 | 1419.5855 | 1809.7241 | 0 | 0 | 1809.7241 | 0.005982%
2027 | 788 | 788-34R | Tier-2 | Tier-2---6 | 5--5 | 37 | 100% | 1602.6496 | 68.44% | 30.89% | 0.6716% | 54.2931 | 0 | 0 | 54.2931 | 0 | 49.406 | 13.8045 | 3.579 | 49.406 | 13.8045 | 3.579 | 54.8267 | 15.3191 | 3.579 | 3.388% | 0.12404 | 0.1179 | 12920.0508 | 2335.3392 | 3828.2096 | 6756.5021 | 13132.4116 | 0 | 0 | 13132.4116 | 0.0114%
2027 | 791 | 791-419F | Tier-2 | Tier-2---5 | 5--5 | 5 | 100% | 638.6863 | 61.95% | 37.46% | 0.5934% | 19.5851 | 0 | 0 | 19.5851 | 0 | 17.8222 | 1.8655 | 9.5537 | 17.8222 | 1.8655 | 9.5537 | 19.7776 | 2.0701 | 9.5537 | 3.066% | 0.11325 | 0.10765 | 5639.4744 | 649.4436 | 1934.52 | 3055.5108 | 5751.2271 | 0 | 0 | 5751.2271 | 0.004111%
2027 | 79 | 79-658R | Tier-3 | Tier-3---5 | 5--5 | 34 | 100% | 1583.1515 | 94.39% | 5.201% | 0.4074% | 73.9712 | 0 | 0 | 73.9712 | 0 | 67.3127 | 12.6852 | 5.3064 | 67.3127 | 12.6852 | 5.3064 | 74.6981 | 14.077 | 5.3064 | 4.672% | 0.46655 | 0.44346 | 3393.3013 | 536.1336 | 179.2959 | 2677.8718 | 3403.2117 | 0 | 0 | 3403.2117 | 0.01553%
2027 | 79 | 79-660R | Tier-3 | Tier-3---14 | 5--3 | 20 | 100% | 410.2866 | 87.38% | 11.28% | 1.342% | 17.7464 | 0 | 0 | 17.7464 | 0 | 16.149 | 7.4619 | 2.1642 | 16.149 | 7.4619 | 2.1642 | 17.9208 | 8.2806 | 2.1642 | 4.325% | 0.45747 | 0.43483 | 896.8574 | 100.1714 | 108.3483 | 688.3376 | 902.7512 | 0 | 0 | 902.7512 | 0.003725%
2027 | 79 | 79-668R | Tier-3 | Tier-3---15 | 5--3 | 77 | 100% | 744.6976 | 38.65% | 60.41% | 0.9336% | 14.2487 | 0 | 0 | 14.2487 | 0 | 12.9661 | 28.7283 | 0.45134 | 12.9661 | 28.7283 | 0.45134 | 14.3888 | 31.8803 | 0.45134 | 1.913% | 0.43999 | 0.41821 | 1692.5377 | 90.5162 | 925.3729 | 676.6485 | 1746.6107 | 0 | 0 | 1746.6107 | 0.002991%
2027 | 79 | 79-676R | Tier-3 | Tier-3---5 | 5--5 | 28 | 100% | 1054.6802 | 84.57% | 15.17% | 0.2582% | 44.1504 | 0 | 0 | 44.1504 | 0 | 40.1763 | 10.4466 | 3.8459 | 40.1763 | 10.4466 | 3.8459 | 44.5843 | 11.5928 | 3.8459 | 4.186% | 0.38409 | 0.36508 | 2745.9122 | 408.062 | 399.7376 | 1938.1127 | 2767.9795 | 0 | 0 | 2767.9795 | 0.009267%
2027 | 79 | 79-679R | Tier-3 | Tier-3---3 | 5--5 | 59 | 100% | 1892.052 | 89.49% | 10.28% | 0.2308% | 83.8134 | 0 | 0 | 83.8134 | 0 | 76.2691 | 22.0126 | 3.4648 | 76.2691 | 22.0126 | 3.4648 | 84.6372 | 24.4277 | 3.4648 | 4.43% | 0.3939 | 0.3744 | 4803.3522 | 735.2081 | 460.7879 | 3607.3562 | 4829.6424 | 0 | 0 | 4829.6424 | 0.01759%
2027 | 79 | 79-685R | Tier-3 | Tier-3---14 | 5--4 | 2 | 100% | 400.4276 | 96.08% | 3.359% | 0.5615% | 19.044 | 0 | 0 | 19.044 | 0 | 17.3298 | 0.74619 | 23.2244 | 17.3298 | 0.74619 | 23.2244 | 19.2312 | 0.82806 | 23.2244 | 4.756% | 0.43155 | 0.41019 | 927.8849 | 128.9201 | 31.6542 | 767.3106 | 929.7795 | 0 | 0 | 929.7795 | 0.003997%
2027 | 79 | 79-714R | Tier-3 | Tier-3---9 | 5--4 | 50 | 100% | 903.7514 | 77.92% | 21.67% | 0.4055% | 34.8589 | 0 | 0 | 34.8589 | 0 | 31.7212 | 18.6547 | 1.7004 | 31.7212 | 18.6547 | 1.7004 | 35.2015 | 20.7015 | 1.7004 | 3.857% | 0.37772 | 0.35902 | 2392.6757 | 300.8376 | 478.1412 | 1613.6969 | 2420.1861 | 0 | 0 | 2420.1861 | 0.007317%
2027 | 79 | 79-785 | Tier-3 | Tier-3---3 | 5--5 | 107 | 100% | 2480.4804 | 78.86% | 20.81% | 0.3308% | 96.8251 | 0 | 0 | 96.8251 | 0 | 88.1095 | 39.9211 | 2.2071 | 88.1095 | 39.9211 | 2.2071 | 97.7767 | 44.3012 | 2.2071 | 3.903% | 0.38023 | 0.36141 | 6523.6349 | 955.6486 | 1258.2917 | 4309.6946 | 6595.4614 | 0 | 0 | 6595.4614 | 0.02032%
2027 | 79 | 79-799R | Tier-3 | Tier-3---14 | 5--3 | 15 | 100% | 551.8926 | 84.52% | 14.8% | 0.6835% | 23.0887 | 0 | 0 | 23.0887 | 0 | 21.0104 | 5.5964 | 3.7543 | 21.0104 | 5.5964 | 3.7543 | 23.3156 | 6.2104 | 3.7543 | 4.184% | 0.77068 | 0.73253 | 716.1099 | 80.6305 | 98.909 | 536.5704 | 721.8843 | 0 | 0 | 721.8843 | 0.004846%
2027 | 79 | 79-808R | Tier-3 | Tier-3---3 | 5--5 | 56 | 100% | 2167.6529 | 93.07% | 6.627% | 0.3038% | 99.8623 | 0 | 0 | 99.8623 | 0 | 90.8733 | 20.8933 | 4.3494 | 90.8733 | 20.8933 | 4.3494 | 100.8437 | 23.1856 | 4.3494 | 4.607% | 0.44563 | 0.42357 | 4864.2458 | 733.0646 | 303.7151 | 3827.4661 | 4881.8025 | 0 | 0 | 4881.8025 | 0.02096%
2027 | 799 | 799-504R | Tier-2 | Tier-2---15 | 1--5 | 2 | 100% | 27.7948 | 96.8% | 0% | 3.201% | 1.3318 | 0 | 0 | 1.3318 | 0 | 1.2119 | 0.74619 | 1.6242 | 1.2119 | 0.74619 | 1.6242 | 1.3449 | 0.82806 | 1.6242 | 4.792% | 0.0046964 | 0.0044639 | 5918.3199 | 1511.7003 | 676.4165 | 3730.2032 | 5928.185 | 0 | 0 | 5928.185 | 0.0002795%
2027 | 835 | 835-35F | Tier-2 | Tier-2---19 | 1--5 | 1 | 100% | 1.702 | 96.24% | 0% | 3.761% | 0.081081 | 0 | 0 | 0.081081 | 0 | 0.073782 | 0.37309 | 0.19776 | 0.073782 | 0.37309 | 0.19776 | 0.081878 | 0.41403 | 0.19776 | 4.764% | 0.0003154 | 0.00029979 | 5396.3575 | 853.3516 | 185.8923 | 4357.1135 | 5406.9276 | 0 | 0 | 5406.9276 | 1.702e-05%
2027 | 840 | 840-308F | Tier-2 | Tier-2---13 | 4--4 | 2 | 100% | 43.5719 | 95.47% | 3.384% | 1.143% | 2.0592 | 0 | 0 | 2.0592 | 0 | 1.8738 | 0.74619 | 2.5112 | 1.8738 | 0.74619 | 2.5112 | 2.0794 | 0.82806 | 2.5112 | 4.726% | 0.063249 | 0.060118 | 688.8919 | 152.3879 | 26.757 | 509.7471 | 690.5159 | 0 | 0 | 690.5159 | 0.0004322%
2027 | 840 | 840-374 | Tier-2 | Tier-2---13 | 4--3 | 12 | 100% | 37.0531 | 79.48% | 17.21% | 3.315% | 1.4577 | 0 | 0 | 1.4577 | 0 | 1.3265 | 4.4771 | 0.29629 | 1.3265 | 4.4771 | 0.29629 | 1.4721 | 4.9684 | 0.29629 | 3.934% | 0.064007 | 0.060838 | 578.893 | 75.1815 | 95.4784 | 408.233 | 585.0798 | 0 | 0 | 585.0798 | 0.000306%
2027 | 855 | 855-46AE | Tier-2 | Tier-2---15 | 1--5 | 2 | 100% | 22.7812 | 99.05% | 0% | 0.9453% | 1.117 | 0 | 0 | 1.117 | 0 | 1.0165 | 0.74619 | 1.3622 | 1.0165 | 0.74619 | 1.3622 | 1.128 | 0.82806 | 1.3622 | 4.903% | 0.0010888 | 0.0010349 | 20923.2579 | 6163.1266 | 183.5454 | 14576.586 | 20933.5585 | 0 | 0 | 20933.5585 | 0.0002345%
2027 | 859 | 859-42R | Tier-2 | Tier-2---3 | 4--5 | 41 | 100% | 1138.7404 | 98.96% | 0% | 1.04% | 55.7813 | 0 | 0 | 55.7813 | 0 | 50.7603 | 15.2969 | 3.3183 | 50.7603 | 15.2969 | 3.3183 | 56.3296 | 16.9752 | 3.3183 | 4.899% | 0.067132 | 0.063809 | 16962.7575 | 2757.3465 | 237.2903 | 13968.1207 | 16971.9461 | 0 | 0 | 16971.9461 | 0.01171%
2027 | 907 | 907-1562AE | Tier-3 | Tier-3---6 | 4--5 | 37 | 100% | 858.7853 | 77.1% | 22.57% | 0.3293% | 32.7744 | 0 | 0 | 32.7744 | 0 | 29.8243 | 13.8045 | 2.1605 | 29.8243 | 13.8045 | 2.1605 | 33.0965 | 15.3191 | 2.1605 | 3.816% | 0.054867 | 0.052151 | 15652.2427 | 2298.9356 | 3240.4011 | 10112.906 | 15838.9218 | 0 | 0 | 15838.9218 | 0.006879%
2027 | 907 | 907-1602 | Tier-3 | Tier-3---17 | 3--4 | 1 | 100% | 23.6904 | 85.8% | 13.77% | 0.4286% | 1.0061 | 0 | 0 | 1.0061 | 0 | 0.91555 | 0.37309 | 2.4539 | 0.91555 | 0.37309 | 2.4539 | 1.016 | 0.41403 | 2.4539 | 4.247% | 0.018131 | 0.017233 | 1306.6407 | 183.5641 | 147.0644 | 976.0122 | 1316.3056 | 0 | 0 | 1316.3056 | 0.0002112%
2027 | 907 | 907-1702R | Tier-3 | Tier-3---6 | 4--5 | 35 | 100% | 840.6328 | 97.1% | 2.481% | 0.4145% | 40.4066 | 0 | 0 | 40.4066 | 0 | 36.7695 | 13.0583 | 2.8158 | 36.7695 | 13.0583 | 2.8158 | 40.8038 | 14.491 | 2.8158 | 4.807% | 0.061079 | 0.058055 | 13763.1312 | 2505.9528 | 366.7943 | 10890.3841 | 13783.8819 | 0 | 0 | 13783.8819 | 0.008481%
2027 | 907 | 907-1716R | Tier-3 | Tier-3---2 | 4--5 | 74 | 100% | 2427.1827 | 91.21% | 8.47% | 0.3199% | 109.585 | 0 | 0 | 109.585 | 0 | 99.7208 | 27.609 | 3.6119 | 99.7208 | 27.609 | 3.6119 | 110.662 | 30.6382 | 3.6119 | 4.515% | 0.088049 | 0.083691 | 27566.2098 | 5467.7784 | 2289.9071 | 19808.5244 | 27692.3953 | 0 | 0 | 27692.3953 | 0.023%
2027 | 907 | 907-2820R | Tier-3 | Tier-3---10 | 4--5 | 2 | 100% | 535.894 | 99.72% | 0.09292% | 0.1857% | 26.4528 | 0 | 0 | 26.4528 | 0 | 24.0717 | 0.74619 | 32.2596 | 24.0717 | 0.74619 | 32.2596 | 26.7128 | 0.82806 | 32.2596 | 4.936% | 0.082479 | 0.078396 | 6497.3542 | 1341.6962 | 16.6169 | 5139.0411 | 6498.2969 | 0 | 0 | 6498.2969 | 0.005552%
2027 | 908 | 908-1172R | Tier-2 | Tier-2---2 | 5--5 | 76 | 100% | 1737.7755 | 85.15% | 14.43% | 0.419% | 73.2487 | 0 | 0 | 73.2487 | 0 | 66.6554 | 28.3552 | 2.3507 | 66.6554 | 28.3552 | 2.3507 | 73.9686 | 31.4662 | 2.3507 | 4.215% | 0.20692 | 0.19668 | 8398.1993 | 1379.7509 | 1146.2529 | 5872.1954 | 8463.133 | 0 | 0 | 8463.133 | 0.01537%
2027 | 908 | 908-1236 | Tier-2 | Tier-2---2 | 5--5 | 28 | 100% | 1117.3056 | 87.67% | 11.99% | 0.3416% | 48.4882 | 0 | 0 | 48.4882 | 0 | 44.1236 | 10.4466 | 4.2237 | 44.1236 | 10.4466 | 4.2237 | 48.9647 | 11.5928 | 4.2237 | 4.34% | 0.1877 | 0.17841 | 5952.6009 | 1091.9072 | 667.6574 | 4193.0363 | 5990.8188 | 0 | 0 | 5990.8188 | 0.01018%
2027 | 908 | 908-1368R | Tier-2 | Tier-2---5 | 5--5 | 109 | 100% | 991.2216 | 79.39% | 19.4% | 1.209% | 38.9519 | 0 | 0 | 38.9519 | 0 | 35.4457 | 40.6673 | 0.8716 | 35.4457 | 40.6673 | 0.8716 | 39.3347 | 45.1292 | 0.8716 | 3.93% | 0.23644 | 0.22474 | 4192.2079 | 563.5001 | 776.6437 | 2852.0641 | 4237.2091 | 0 | 0 | 4237.2091 | 0.008176%
2027 | 908 | 908-1370R | Tier-2 | Tier-2---8 | 5--4 | 40 | 100% | 321.5186 | 63.48% | 35.24% | 1.285% | 10.1025 | 0 | 0 | 10.1025 | 0 | 9.1931 | 14.9238 | 0.616 | 9.1931 | 14.9238 | 0.616 | 10.2018 | 16.5612 | 0.616 | 3.142% | 0.1878 | 0.17851 | 1711.9863 | 197.0075 | 569.379 | 945.5998 | 1744.5489 | 0 | 0 | 1744.5489 | 0.002121%
2027 | 908 | 908-1372R | Tier-2 | Tier-2---2 | 5--5 | 21 | 100% | 804.0275 | 84.01% | 15.68% | 0.3083% | 33.4346 | 0 | 0 | 33.4346 | 0 | 30.4251 | 7.835 | 3.8832 | 30.4251 | 7.835 | 3.8832 | 33.7632 | 8.6946 | 3.8832 | 4.158% | 0.17701 | 0.16825 | 4542.3486 | 816.5914 | 664.0711 | 3061.6861 | 4580.1787 | 0 | 0 | 4580.1787 | 0.007018%
2027 | 908 | 908-2038R | Tier-2 | Tier-2---1 | 5--5 | 146 | 100% | 3761.7346 | 88.11% | 11.56% | 0.3295% | 164.0652 | 0 | 0 | 164.0652 | 0 | 149.2971 | 54.4718 | 2.7408 | 149.2971 | 54.4718 | 2.7408 | 165.6776 | 60.4483 | 2.7408 | 4.361% | 0.23053 | 0.21912 | 16317.5676 | 2905.2613 | 1774.9087 | 11637.3976 | 16418.6104 | 0 | 0 | 16418.6104 | 0.03444%
2027 | 908 | 908-2040 | Tier-2 | Tier-2---5 | 5--5 | 46 | 100% | 697.2725 | 58.64% | 40.83% | 0.5327% | 20.2401 | 0 | 0 | 20.2401 | 0 | 18.4183 | 17.1623 | 1.0732 | 18.4183 | 17.1623 | 1.0732 | 20.4391 | 19.0454 | 1.0732 | 2.903% | 0.17929 | 0.17042 | 3888.9985 | 484.676 | 1468.7466 | 1935.576 | 3972.762 | 0 | 0 | 3972.762 | 0.004248%
2027 | 908 | 908-2055F | Tier-3 | Tier-3---2 | 5--5 | 95 | 100% | 2141.2623 | 90.56% | 9.061% | 0.3753% | 95.9903 | 0 | 0 | 95.9903 | 0 | 87.3499 | 35.444 | 2.4644 | 87.3499 | 35.444 | 2.4644 | 96.9337 | 39.3328 | 2.4644 | 4.483% | 0.20355 | 0.19347 | 10519.7129 | 1841.0843 | 947.7804 | 7730.8482 | 10571.4113 | 0 | 0 | 10571.4113 | 0.02015%
2027 | 908 | 908-2062F | Tier-2 | Tier-2---16 | 5--2 | 1 | 100% | 16.6415 | 87.19% | 12.22% | 0.5909% | 0.7182 | 0 | 0 | 0.7182 | 0 | 0.65355 | 0.37309 | 1.7517 | 0.65355 | 0.37309 | 1.7517 | 0.72526 | 0.41403 | 1.7517 | 4.316% | 0.16054 | 0.1526 | 103.6572 | 14.5987 | 13.5444 | 75.5142 | 104.3489 | 0 | 0 | 104.3489 | 0.0001508%
2027 | 908 | 908-30 | Tier-2 | Tier-2---10 | 5--4 | 10 | 100% | 139.6838 | 79.37% | 19.74% | 0.8803% | 5.4882 | 0 | 0 | 5.4882 | 0 | 4.9942 | 3.7309 | 1.3386 | 4.9942 | 3.7309 | 1.3386 | 5.5422 | 4.1403 | 1.3386 | 3.929% | 0.16572 | 0.15752 | 842.8699 | 108.2915 | 162.9752 | 571.6032 | 851.9233 | 0 | 0 | 851.9233 | 0.001152%
2027 | 909 | 909-451 | Tier-3 | Tier-3---1 | 5--5 | 126 | 100% | 4745.7108 | 91.73% | 8.003% | 0.272% | 215.4739 | 0 | 0 | 215.4739 | 0 | 196.0783 | 47.0099 | 4.171 | 196.0783 | 47.0099 | 4.171 | 217.5915 | 52.1677 | 4.171 | 4.54% | 0.31112 | 0.29572 | 15253.5364 | 2448.7202 | 1130.6792 | 11674.137 | 15319.2699 | 0 | 0 | 15319.2699 | 0.04523%
2027 | 909 | 909-805R | Tier-2 | Tier-2---1 | 5--5 | 99 | 100% | 2804.3911 | 91.7% | 7.979% | 0.3181% | 127.2991 | 0 | 0 | 127.2991 | 0 | 115.8404 | 36.9363 | 3.1362 | 115.8404 | 36.9363 | 3.1362 | 128.5502 | 40.9889 | 3.1362 | 4.539% | 0.28921 | 0.27489 | 9696.7159 | 1951.0291 | 709.8564 | 7035.8304 | 9738.6166 | 0 | 0 | 9738.6166 | 0.02672%
2027 | 909 | 909-812 | Tier-2 | Tier-2---17 | 1--5 | 1 | 100% | 5.2728 | 98.62% | 0% | 1.38% | 0.2574 | 0 | 0 | 0.2574 | 0 | 0.23423 | 0.37309 | 0.62781 | 0.23423 | 0.37309 | 0.62781 | 0.25993 | 0.41403 | 0.62781 | 4.882% | 0.0001786 | 0.00016976 | 29522.7471 | 4707.1668 | 686.726 | 24128.8543 | 29543.9615 | 0 | 0 | 29543.9615 | 5.403e-05%
2027 | 91 | 91-7F | Tier-2 | Tier-2---9 | 4--5 | 28 | 100% | 251.2122 | 79.73% | 18.17% | 2.101% | 9.9145 | 0 | 0 | 9.9145 | 0 | 9.0221 | 10.4466 | 0.86363 | 9.0221 | 10.4466 | 0.86363 | 10.0119 | 11.5928 | 0.86363 | 3.947% | 0.034038 | 0.032353 | 7380.3891 | 1285.4298 | 1444.1692 | 4650.7901 | 7458.2959 | 0 | 0 | 7458.2959 | 0.002081%
2027 | 920 | 920-1342R | Tier-3 | Tier-3---12 | 4--5 | 12 | 100% | 408.8204 | 94.62% | 4.403% | 0.9773% | 19.1478 | 0 | 0 | 19.1478 | 0 | 17.4242 | 4.4771 | 3.8918 | 17.4242 | 4.4771 | 3.8918 | 19.3359 | 4.9684 | 3.8918 | 4.684% | 0.068604 | 0.065208 | 5959.0983 | 1229.6301 | 289.5515 | 4439.9167 | 5975.7964 | 0 | 0 | 5975.7964 | 0.004019%
2027 | 920 | 920-735AE | Tier-2 | Tier-2---7 | 4--5 | 3 | 100% | 627.5827 | 25.02% | 74.11% | 0.8722% | 7.7723 | 0 | 0 | 7.7723 | 0 | 7.0727 | 1.1193 | 6.319 | 7.0727 | 1.1193 | 6.319 | 7.8487 | 1.2421 | 6.319 | 1.238% | 0.068691 | 0.065291 | 9136.3433 | 511.7297 | 6274.1673 | 2350.4463 | 9493.1022 | 0 | 0 | 9493.1022 | 0.001631%
2027 | 921 | 921-800F | Tier-2 | Tier-2---7 | 4--5 | 2 | 100% | 650.3067 | 29.95% | 69.36% | 0.6872% | 9.6425 | 0 | 0 | 9.6425 | 0 | 8.7745 | 0.74619 | 11.7592 | 8.7745 | 0.74619 | 11.7592 | 9.7373 | 0.82806 | 11.7592 | 1.483% | 0.065336 | 0.062102 | 9953.2373 | 702.3415 | 6282.5542 | 2968.3417 | 10316.3119 | 0 | 0 | 10316.3119 | 0.002024%
2027 | 928 | 928-19 | Tier-2 | Tier-2---11 | 4--4 | 2 | 100% | 73.2406 | 96.92% | 1.567% | 1.51% | 3.5139 | 0 | 0 | 3.5139 | 0 | 3.1976 | 0.74619 | 4.2852 | 3.1976 | 0.74619 | 4.2852 | 3.5484 | 0.82806 | 4.2852 | 4.798% | 0.051756 | 0.049194 | 1415.107 | 294.5529 | 37.2101 | 1083.344 | 1417.3747 | 0 | 0 | 1417.3747 | 0.0007376%
2027 | 968 | 968-476F | Tier-2 | Tier-2---17 | 3--3 | 5 | 100% | 17.6086 | 89.28% | 2.69% | 8.028% | 0.77821 | 0 | 0 | 0.77821 | 0 | 0.70816 | 1.8655 | 0.37961 | 0.70816 | 1.8655 | 0.37961 | 0.78585 | 2.0701 | 0.37961 | 4.419% | 0.015315 | 0.014557 | 1149.748 | 271.1398 | 111.0595 | 767.5487 | 1156.1655 | 0 | 0 | 1156.1655 | 0.0001633%
2027 | 970 | 970-1341R | Tier-3 | Tier-3---4 | 5--5 | 11 | 100% | 1130.055 | 96.17% | 3.586% | 0.2481% | 53.7928 | 0 | 0 | 53.7928 | 0 | 48.9507 | 4.104 | 11.9274 | 48.9507 | 4.104 | 11.9274 | 54.3214 | 4.5543 | 11.9274 | 4.76% | 0.12497 | 0.11878 | 9042.8131 | 2000.05 | 446.8525 | 6595.9106 | 9060.8711 | 0 | 0 | 9060.8711 | 0.01129%
2027 | 971 | 971-1973R | Tier-3 | Tier-3---4 | 5--5 | 100 | 100% | 1698.739 | 91.74% | 7.818% | 0.44% | 77.1439 | 0 | 0 | 77.1439 | 0 | 70.1999 | 37.3094 | 1.8816 | 70.1999 | 37.3094 | 1.8816 | 77.902 | 41.4029 | 1.8816 | 4.541% | 0.14704 | 0.13976 | 11552.8886 | 2071.9815 | 875.2489 | 8605.6581 | 11602.5712 | 0 | 0 | 11602.5712 | 0.01619%
2027 | 971 | 971-2050R | Tier-3 | Tier-3---2 | 5--5 | 189 | 100% | 3108.8974 | 90.26% | 9.266% | 0.4743% | 138.901 | 0 | 0 | 138.901 | 0 | 126.398 | 70.5148 | 1.7925 | 126.398 | 70.5148 | 1.7925 | 140.2661 | 78.2516 | 1.7925 | 4.468% | 0.18464 | 0.1755 | 16837.3789 | 2911.4979 | 1523.0662 | 12402.8149 | 16922.7873 | 0 | 0 | 16922.7873 | 0.02916%
2027 | 971 | 971-29R | Tier-3 | Tier-3---6 | 5--5 | 28 | 100% | 752.2042 | 94.43% | 5.253% | 0.3211% | 35.1587 | 0 | 0 | 35.1587 | 0 | 31.9939 | 10.4466 | 3.0626 | 31.9939 | 10.4466 | 3.0626 | 35.5042 | 11.5928 | 3.0626 | 4.674% | 0.12171 | 0.11568 | 6180.3198 | 998.028 | 309.4222 | 4872.8696 | 6198.2603 | 0 | 0 | 6198.2603 | 0.00738%
2027 | 971 | 971-371R | Tier-3 | Tier-3---12 | 5--5 | 11 | 100% | 419.6492 | 95.09% | 4.537% | 0.3709% | 19.7532 | 0 | 0 | 19.7532 | 0 | 17.9751 | 4.104 | 4.3799 | 17.9751 | 4.104 | 4.3799 | 19.9473 | 4.5543 | 4.3799 | 4.707% | 0.11668 | 0.1109 | 3596.6988 | 576.739 | 156.4778 | 2863.4821 | 3605.8911 | 0 | 0 | 3605.8911 | 0.004146%
2027 | 971 | 971-383R | Tier-3 | Tier-3---4 | 5--5 | 45 | 100% | 1568.3841 | 85.57% | 14.07% | 0.3633% | 66.4295 | 0 | 0 | 66.4295 | 0 | 60.45 | 16.7892 | 3.6005 | 60.45 | 16.7892 | 3.6005 | 67.0824 | 18.6313 | 3.6005 | 4.236% | 0.13837 | 0.13152 | 11334.794 | 1698.1384 | 1536.4876 | 8100.1681 | 11419.9942 | 0 | 0 | 11419.9942 | 0.01394%
2027 | 971 | 971-388R | Tier-3 | Tier-3---4 | 5--5 | 103 | 100% | 1370.1526 | 91.78% | 7.427% | 0.7941% | 62.2469 | 0 | 0 | 62.2469 | 0 | 56.6438 | 38.4287 | 1.474 | 56.6438 | 38.4287 | 1.474 | 62.8586 | 42.645 | 1.474 | 4.543% | 0.17642 | 0.16769 | 7766.4244 | 1241.1352 | 582.4552 | 5942.8339 | 7799.675 | 0 | 0 | 7799.675 | 0.01307%
2027 | 972 | 972-1582R | Tier-3 | Tier-3---6 | 5--5 | 81 | 100% | 1102.3739 | 89.57% | 9.851% | 0.5741% | 48.8787 | 0 | 0 | 48.8787 | 0 | 44.479 | 30.2206 | 1.4718 | 44.479 | 30.2206 | 1.4718 | 49.3591 | 33.5364 | 1.4718 | 4.434% | 0.15062 | 0.14317 | 7318.7038 | 1095.1808 | 689.6681 | 5533.8548 | 7358.4386 | 0 | 0 | 7358.4386 | 0.01026%
2027 | 972 | 972-1590F | Tier-3 | Tier-3---2 | 5--5 | 106 | 100% | 2662.477 | 86.18% | 13.31% | 0.5115% | 113.5799 | 0 | 0 | 113.5799 | 0 | 103.3562 | 39.548 | 2.6134 | 103.3562 | 39.548 | 2.6134 | 114.6962 | 43.8871 | 2.6134 | 4.266% | 0.17603 | 0.16732 | 15124.9944 | 2683.3405 | 1935.3853 | 10506.2686 | 15233.8451 | 0 | 0 | 15233.8451 | 0.02384%
2027 | 972 | 972-32R | Tier-2 | Tier-2---1 | 5--5 | 54 | 100% | 2627.0976 | 78.5% | 21.13% | 0.3758% | 102.0774 | 0 | 0 | 102.0774 | 0 | 92.889 | 20.1471 | 4.6105 | 92.889 | 20.1471 | 4.6105 | 103.0806 | 22.3576 | 4.6105 | 3.886% | 0.16607 | 0.15785 | 15819.0849 | 2182.9188 | 3069.8118 | 10566.3543 | 15996.2393 | 0 | 0 | 15996.2393 | 0.02143%
2027 | 972 | 972-942R | Tier-3 | Tier-3---6 | 5--5 | 59 | 100% | 1052.2316 | 92.49% | 7.06% | 0.4532% | 48.1724 | 0 | 0 | 48.1724 | 0 | 43.8362 | 22.0126 | 1.9914 | 43.8362 | 22.0126 | 1.9914 | 48.6458 | 24.4277 | 1.9914 | 4.578% | 0.14194 | 0.13492 | 7412.953 | 1277.1801 | 501.709 | 5634.0638 | 7441.9562 | 0 | 0 | 7441.9562 | 0.01011%
2027 | 973 | 973-1226R | Tier-3 | Tier-3---10 | 5--5 | 50 | 100% | 738.9301 | 81.66% | 17.71% | 0.6284% | 29.8702 | 0 | 0 | 29.8702 | 0 | 27.1815 | 18.6547 | 1.4571 | 27.1815 | 18.6547 | 1.4571 | 30.1638 | 20.7015 | 1.4571 | 4.042% | 0.13989 | 0.13297 | 5282.0414 | 696.4842 | 883.7073 | 3701.85 | 5332.48 | 0 | 0 | 5332.48 | 0.00627%
2027 | 973 | 973-1245R | Tier-3 | Tier-3---6 | 5--5 | 19 | 100% | 792.6367 | 95.03% | 4.73% | 0.2408% | 37.2851 | 0 | 0 | 37.2851 | 0 | 33.929 | 7.0888 | 4.7863 | 33.929 | 7.0888 | 4.7863 | 37.6516 | 7.8666 | 4.7863 | 4.704% | 0.12039 | 0.11443 | 6584.1053 | 1077.527 | 369.5828 | 5136.9955 | 6601.1501 | 0 | 0 | 6601.1501 | 0.007826%
2027 | 973 | 973-626R | Tier-3 | Tier-3---7 | 5--5 | 82 | 100% | 933.998 | 86.55% | 12.73% | 0.7172% | 40.0157 | 0 | 0 | 40.0157 | 0 | 36.4137 | 30.5937 | 1.1902 | 36.4137 | 30.5937 | 1.1902 | 40.4089 | 33.9504 | 1.1902 | 4.284% | 0.1523 | 0.14476 | 6132.6277 | 944.3399 | 738.3045 | 4449.9833 | 6175.576 | 0 | 0 | 6175.576 | 0.008399%
2027 | 974 | 974-23R | Tier-3 | Tier-3---11 | 5--5 | 104 | 100% | 770.0113 | 72.03% | 26.78% | 1.193% | 27.4528 | 0 | 0 | 27.4528 | 0 | 24.9817 | 38.8018 | 0.64383 | 24.9817 | 38.8018 | 0.64383 | 27.7226 | 43.0591 | 0.64383 | 3.565% | 0.16472 | 0.15657 | 4674.6625 | 542.8961 | 1175.2982 | 2956.4682 | 4742.7663 | 0 | 0 | 4742.7663 | 0.005762%
2027 | 974 | 974-715R | Tier-3 | Tier-3---6 | 5--5 | 29 | 100% | 765.8632 | 95.89% | 3.616% | 0.4898% | 36.3537 | 0 | 0 | 36.3537 | 0 | 33.0814 | 10.8197 | 3.0575 | 33.0814 | 10.8197 | 3.0575 | 36.711 | 12.0069 | 3.0575 | 4.747% | 0.14069 | 0.13372 | 5443.6999 | 833.249 | 274.7582 | 4335.6927 | 5455.3397 | 0 | 0 | 5455.3397 | 0.007631%
2027 | 975 | 975-22R | Tier-3 | Tier-3---7 | 5--5 | 1 | 100% | 1670.0817 | 26.02% | 73.92% | 0.06338% | 21.5086 | 0 | 0 | 21.5086 | 0 | 19.5725 | 0.37309 | 52.46 | 19.5725 | 0.37309 | 52.46 | 21.72 | 0.41403 | 52.46 | 1.288% | 0.19669 | 0.18696 | 8490.7264 | 507.2869 | 5821.7498 | 2161.6897 | 8817.8604 | 0 | 0 | 8817.8604 | 0.004515%
2027 | 991 | 991-1 | Tier-2 | Tier-2---12 | 4--5 | 11 | 100% | 269.0349 | 22.26% | 77.39% | 0.3477% | 2.965 | 0 | 0 | 2.965 | 0 | 2.6982 | 4.104 | 0.65744 | 2.6982 | 4.104 | 0.65744 | 2.9942 | 4.5543 | 0.65744 | 1.102% | 0.034773 | 0.033051 | 7736.9795 | 537.9923 | 5445.2245 | 1753.7627 | 8050.1946 | 0 | 0 | 8050.1946 | 0.0006224%
2027 | 991 | 991-1206R | Tier-2 | Tier-2---4 | 4--5 | 17 | 100% | 580.6091 | 98.3% | 0.7633% | 0.9388% | 28.251 | 0 | 0 | 28.251 | 0 | 25.708 | 6.3426 | 4.0532 | 25.708 | 6.3426 | 4.0532 | 28.5286 | 7.0385 | 4.0532 | 4.866% | 0.063785 | 0.060628 | 9102.5384 | 2181.358 | 136.565 | 6784.6154 | 9110.6067 | 0 | 0 | 9110.6067 | 0.00593%
2027 | 1023 | CB 1023 | Tier-2 | Tier-2---4 | 4--5 | 1 | 100% | 374.8399 | 98.36% | 0.9442% | 0.6917% | 18.251 | 0 | 0 | 18.251 | 0 | 16.6082 | 0.37309 | 44.5147 | 16.6082 | 0.37309 | 44.5147 | 18.4304 | 0.41403 | 44.5147 | 4.869% | 0.082267 | 0.078195 | 4556.3931 | 688.3386 | 326.2097 | 3541.8448 | 4560.275 | 0 | 0 | 4560.275 | 0.003831%
2027 | 1090 | CB 1090 | Tier-2 | Tier-2---7 | 3--5 | 24 | 100% | 193.2665 | 97.29% | 1.202% | 1.508% | 9.3074 | 0 | 0 | 9.3074 | 0 | 8.4696 | 8.9543 | 0.94588 | 8.4696 | 8.9543 | 0.94588 | 9.3989 | 9.9367 | 0.94588 | 4.816% | 0.025114 | 0.023871 | 7695.6285 | 1211.5196 | 206.2478 | 6277.8611 | 7706.4898 | 0 | 0 | 7706.4898 | 0.001954%
2027 | 1101 | CB 1101 | Tier-2 | Tier-2---9 | 4--4 | 1 | 100% | 199.93 | 98.45% | 0.8502% | 0.703% | 9.7428 | 0 | 0 | 9.7428 | 0 | 8.8658 | 0.37309 | 23.763 | 8.8658 | 0.37309 | 23.763 | 9.8386 | 0.41403 | 23.763 | 4.873% | 0.091579 | 0.087045 | 2183.1518 | 318.4441 | 233.987 | 1630.7207 | 2184.9176 | 0 | 0 | 2184.9176 | 0.002045%
2027 | 1106 | CB 1106 | Tier-2 | Tier-2---7 | 4--5 | 4 | 100% | 1067.6226 | 5.884% | 94.04% | 0.07265% | 3.1093 | 0 | 0 | 3.1093 | 0 | 2.8294 | 1.4924 | 1.8959 | 2.8294 | 1.4924 | 1.8959 | 3.1399 | 1.6561 | 1.8959 | 0.2912% | 0.070774 | 0.067271 | 15084.9121 | 163.1311 | 12883.8022 | 2037.9789 | 15824.2814 | 0 | 0 | 15824.2814 | 0.0006526%
2027 | 1138 | CB 1138 | Tier-2 | Tier-2---10 | 5--4 | 19 | 100% | 305.5776 | 38.78% | 59.44% | 1.777% | 5.8657 | 0 | 0 | 5.8657 | 0 | 5.3377 | 7.0888 | 0.75298 | 5.3377 | 7.0888 | 0.75298 | 5.9234 | 7.8666 | 0.75298 | 1.92% | 0.11418 | 0.10853 | 2676.3311 | 209.1802 | 1537.4835 | 929.6674 | 2761.6594 | 0 | 0 | 2761.6594 | 0.001231%
2027 | 1161 | CB 1161 | Tier-2 | Tier-2---20 | 4--1 | 2 | 100% | 16.2447 | 8.481% | 86.73% | 4.794% | 0.068193 | 0 | 0 | 0.068193 | 0 | 0.062055 | 0.74619 | 0.083162 | 0.062055 | 0.74619 | 0.083162 | 0.068863 | 0.82806 | 0.083162 | 0.4198% | 0.061771 | 0.058714 | 262.9824 | 2.5967 | 199.3774 | 61.0083 | 275.5166 | 0 | 0 | 275.5166 | 1.431e-05%
2027 | 1162 | CB 1162 | Tier-2 | Tier-2---18 | 4--2 | 3 | 100% | 17.3545 | 85.79% | 8.389% | 5.825% | 0.73695 | 0 | 0 | 0.73695 | 0 | 0.67061 | 1.1193 | 0.59914 | 0.67061 | 1.1193 | 0.59914 | 0.74419 | 1.2421 | 0.59914 | 4.246% | 0.064214 | 0.061035 | 270.2621 | 35.4982 | 38.2909 | 196.4729 | 272.2626 | 0 | 0 | 272.2626 | 0.0001547%
2027 | 1215 | CB 1215 | Tier-3 | Tier-3---20 | 1--5 | 1 | 100% | 3.8855 | 98.12% | 0% | 1.884% | 0.18871 | 0 | 0 | 0.18871 | 0 | 0.17172 | 0.37309 | 0.46027 | 0.17172 | 0.37309 | 0.46027 | 0.19056 | 0.41403 | 0.46027 | 4.857% | 0.0002576 | 0.00024485 | 15083.5302 | 2158.6856 | 350.5407 | 12574.3039 | 15098.329 | 0 | 0 | 15098.329 | 3.961e-05%
2027 | 1234 | CB 1234 | Tier-3 | Tier-3---10 | 5--5 | 79 | 100% | 1703.5911 | 47.26% | 52.1% | 0.6391% | 39.8535 | 0 | 0 | 39.8535 | 0 | 36.2661 | 29.4745 | 1.2304 | 36.2661 | 29.4745 | 1.2304 | 40.2452 | 32.7083 | 1.2304 | 2.339% | 0.11961 | 0.11369 | 14242.4054 | 1075.4767 | 7121.7223 | 6045.2064 | 14633.5836 | 0 | 0 | 14633.5836 | 0.008365%
2027 | 1235 | CB 1235 | Tier-2 | Tier-2---6 | 4--5 | 92 | 100% | 1038.4291 | 94.32% | 4.296% | 1.381% | 48.4843 | 0 | 0 | 48.4843 | 0 | 44.1201 | 34.3247 | 1.2854 | 44.1201 | 34.3247 | 1.2854 | 48.9608 | 38.0907 | 1.2854 | 4.669% | 0.082825 | 0.078725 | 12537.6589 | 2179.7945 | 762.6013 | 9595.263 | 12574.7238 | 0 | 0 | 12574.7238 | 0.01018%
2027 | 1243 | CB 1243 | Tier-2 | Tier-2---7 | 3--5 | 30 | 100% | 199.4877 | 98.24% | 0% | 1.764% | 9.7004 | 0 | 0 | 9.7004 | 0 | 8.8273 | 11.1928 | 0.78865 | 8.8273 | 11.1928 | 0.78865 | 9.7958 | 12.4209 | 0.78865 | 4.863% | 0.019586 | 0.018616 | 10185.2188 | 1675.1434 | 207.9289 | 8302.1466 | 10194.5771 | 0 | 0 | 10194.5771 | 0.002036%
2027 | 1245 | CB 1245 | Tier-2 | Tier-2---15 | 1--5 | 2 | 100% | 16.7924 | 98.43% | 0% | 1.568% | 0.81819 | 0 | 0 | 0.81819 | 0 | 0.74454 | 0.74619 | 0.9978 | 0.74454 | 0.74619 | 0.9978 | 0.82623 | 0.82806 | 0.9978 | 4.872% | 0.001637 | 0.001556 | 10258.0329 | 2664.8486 | 151.8636 | 7441.3207 | 10266.4078 | 0 | 0 | 10266.4078 | 0.0001717%
2027 | 1250 | CB 1250 | Tier-2 | Tier-2---4 | 4--5 | 2 | 100% | 388.8417 | 99.33% | 0.414% | 0.257% | 19.1185 | 0 | 0 | 19.1185 | 0 | 17.3976 | 0.74619 | 23.3152 | 17.3976 | 0.74619 | 23.3152 | 19.3064 | 0.82806 | 23.3152 | 4.917% | 0.088703 | 0.084312 | 4383.6458 | 676.5543 | 273.8326 | 3433.2589 | 4385.1777 | 0 | 0 | 4385.1777 | 0.004013%
2027 | 1448 | CB 1448 | Tier-1 | Non-HFTD---15 | 1--3 | 1 | 100% | 2.9553 | 84.44% | 0% | 15.56% | 0.12352 | 0 | 0 | 0.12352 | 0 | 0.1124 | 0.37309 | 0.30127 | 0.1124 | 0.37309 | 0.30127 | 0.12474 | 0.41403 | 0.30127 | 4.18% | 0.002261 | 0.0021491 | 1307.0696 | 93.2099 | 706.8191 | 507.0406 | 1317.6622 | 0 | 0 | 1317.6622 | 2.593e-05%
2027 | 157 | CB 157 | Tier-3 | Tier-3---21 | 1--5 | 1 | 100% | 1.2764 | 97.36% | 0% | 2.636% | 0.061516 | 0 | 0 | 0.061516 | 0 | 0.055978 | 0.37309 | 0.15004 | 0.055978 | 0.37309 | 0.15004 | 0.06212 | 0.41403 | 0.15004 | 4.82% | 0.0001334 | 0.0001268 | 9568.1185 | 1255.2912 | 1268.6255 | 7044.2018 | 9581.2541 | 0 | 0 | 9581.2541 | 1.291e-05%
2027 | 200 | CB 200 | Tier-2 | Tier-2---9 | 4--5 | 5 | 100% | 748.3334 | 16.62% | 82.09% | 1.289% | 6.1567 | 0 | 0 | 6.1567 | 0 | 5.6026 | 1.8655 | 3.0033 | 5.6026 | 1.8655 | 3.0033 | 6.2173 | 2.0701 | 3.0033 | 0.8227% | 0.060261 | 0.057278 | 12418.2035 | 230.4691 | 10130.0521 | 2057.6824 | 12957.4282 | 0 | 0 | 12957.4282 | 0.001292%
2027 | 204 | CB 204 | Tier-2 | Tier-2---9 | 4--4 | 1 | 100% | 421.5291 | 52.89% | 45.23% | 1.878% | 11.0363 | 0 | 0 | 11.0363 | 0 | 10.0429 | 0.37309 | 26.9178 | 10.0429 | 0.37309 | 26.9178 | 11.1448 | 0.41403 | 26.9178 | 2.618% | 0.068524 | 0.065132 | 6151.5544 | 481.5982 | 2922.6769 | 2747.2793 | 6302.4694 | 0 | 0 | 6302.4694 | 0.002317%
2027 | 212 | CB 212 | Tier-2 | Tier-2---19 | 1--5 | 1 | 100% | 7.0048 | 97.1% | 0% | 2.901% | 0.33668 | 0 | 0 | 0.33668 | 0 | 0.30637 | 0.37309 | 0.82116 | 0.30637 | 0.37309 | 0.82116 | 0.33998 | 0.41403 | 0.82116 | 4.806% | 0.0011646 | 0.001107 | 6014.7386 | 501.785 | 651.8944 | 4861.0592 | 6023.8267 | 0 | 0 | 6023.8267 | 7.067e-05%
2027 | 230 | CB 230 | Tier-2 | Tier-2---14 | 1--5 | 1 | 100% | 37.0692 | 98.96% | 0% | 1.045% | 1.8158 | 0 | 0 | 1.8158 | 0 | 1.6523 | 0.37309 | 4.4287 | 1.6523 | 0.37309 | 4.4287 | 1.8336 | 0.41403 | 4.4287 | 4.898% | 0.0025822 | 0.0024544 | 14355.6795 | 1973.4751 | 2354.5204 | 10027.684 | 14363.4884 | 0 | 0 | 14363.4884 | 0.0003811%
2027 | 231 | CB 231 | Tier-2 | Tier-2---7 | 4--5 | 50 | 100% | 416.5176 | 95.81% | 2.821% | 1.365% | 19.7547 | 0 | 0 | 19.7547 | 0 | 17.9765 | 18.6547 | 0.96364 | 17.9765 | 18.6547 | 0.96364 | 19.9488 | 20.7015 | 0.96364 | 4.743% | 0.037573 | 0.035713 | 11085.6737 | 1859.8233 | 754.4202 | 8471.4303 | 11109.8371 | 0 | 0 | 11109.8371 | 0.004147%
2027 | 232 | CB 232 | Tier-2 | Tier-2---7 | 4--5 | 23 | 100% | 300.2122 | 85.96% | 12.43% | 1.615% | 12.7738 | 0 | 0 | 12.7738 | 0 | 11.624 | 8.5812 | 1.3546 | 11.624 | 8.5812 | 1.3546 | 12.8994 | 9.5227 | 1.3546 | 4.255% | 0.029023 | 0.027587 | 10343.7991 | 1418.351 | 1554.0747 | 7371.3734 | 10419.4395 | 0 | 0 | 10419.4395 | 0.002681%
2027 | 233 | CB 233 | Tier-2 | Tier-2---4 | 4--5 | 102 | 100% | 763.9567 | 93.34% | 4.903% | 1.762% | 35.2955 | 0 | 0 | 35.2955 | 0 | 32.1184 | 38.0556 | 0.84399 | 32.1184 | 38.0556 | 0.84399 | 35.6423 | 42.231 | 0.84399 | 4.62% | 0.075451 | 0.071716 | 10125.1756 | 1595.7447 | 1194.5405 | 7334.8905 | 10160.3196 | 0 | 0 | 10160.3196 | 0.007409%
2027 | 234 | CB 234 | Tier-2 | Tier-2---4 | 4--5 | 17 | 100% | 535.5214 | 93.25% | 5.438% | 1.313% | 24.7187 | 0 | 0 | 24.7187 | 0 | 22.4936 | 6.3426 | 3.5464 | 22.4936 | 6.3426 | 3.5464 | 24.9616 | 7.0385 | 3.5464 | 4.616% | 0.044658 | 0.042447 | 11991.611 | 2064.9333 | 958.1122 | 8968.5654 | 12033.7724 | 0 | 0 | 12033.7724 | 0.005188%
2027 | 236 | CB 236 | Tier-2 | Tier-2---1 | 5--5 | 32 | 100% | 1431.5889 | 79.32% | 20.27% | 0.409% | 56.2122 | 0 | 0 | 56.2122 | 0 | 51.1523 | 11.939 | 4.2845 | 51.1523 | 11.939 | 4.2845 | 56.7646 | 13.2489 | 4.2845 | 3.927% | 0.1419 | 0.13487 | 10088.9585 | 1415.4843 | 1966.6729 | 6706.8012 | 10197.5904 | 0 | 0 | 10197.5904 | 0.0118%
2027 | 237 | CB 237 | Tier-2 | Tier-2---8 | 5--5 | 4 | 100% | 185.7066 | 94.91% | 4.738% | 0.3556% | 8.7243 | 0 | 0 | 8.7243 | 0 | 7.939 | 1.4924 | 5.3197 | 7.939 | 1.4924 | 5.3197 | 8.81 | 1.6561 | 5.3197 | 4.698% | 0.10923 | 0.10382 | 1700.183 | 298.8503 | 101.9614 | 1299.3713 | 1704.6928 | 0 | 0 | 1704.6928 | 0.001831%
2027 | 240 | CB 240 | Tier-2 | Tier-2---9 | 4--5 | 23 | 100% | 222.9994 | 87.14% | 10.79% | 2.065% | 9.6189 | 0 | 0 | 9.6189 | 0 | 8.7531 | 8.5812 | 1.02 | 8.7531 | 8.5812 | 1.02 | 9.7135 | 9.5227 | 1.02 | 4.313% | 0.048511 | 0.046109 | 4596.922 | 825.8016 | 739.2506 | 3031.8699 | 4627.7085 | 0 | 0 | 4627.7085 | 0.002019%
2027 | 242 | CB 242 | Tier-2 | Tier-2---11 | 5--3 | 9 | 100% | 207.8863 | 31.82% | 66.99% | 1.182% | 3.2748 | 0 | 0 | 3.2748 | 0 | 2.98 | 3.3578 | 0.88747 | 2.98 | 3.3578 | 0.88747 | 3.3069 | 3.7263 | 0.88747 | 1.575% | 0.1014 | 0.096385 | 2050.064 | 80.1099 | 1437.2921 | 532.662 | 2122.8512 | 0 | 0 | 2122.8512 | 0.0006874%
2027 | 244 | CB 244 | Tier-2 | Tier-2---14 | 4--4 | 5 | 100% | 218.1664 | 17.26% | 81.28% | 1.461% | 1.8642 | 0 | 0 | 1.8642 | 0 | 1.6964 | 1.8655 | 0.90935 | 1.6964 | 1.8655 | 0.90935 | 1.8825 | 2.0701 | 0.90935 | 0.8545% | 0.040668 | 0.038655 | 5364.5179 | 74.3952 | 4565.48 | 724.6427 | 5595.6651 | 0 | 0 | 5595.6651 | 0.0003913%
2027 | 246 | CB 246 | Tier-2 | Tier-2---7 | 4--5 | 24 | 100% | 397.8494 | 64.68% | 33.47% | 1.858% | 12.7368 | 0 | 0 | 12.7368 | 0 | 11.5904 | 8.9543 | 1.2944 | 11.5904 | 8.9543 | 1.2944 | 12.862 | 9.9367 | 1.2944 | 3.201% | 0.066431 | 0.063143 | 5988.8765 | 880.2356 | 2229.0372 | 2879.6037 | 6099.0502 | 0 | 0 | 6099.0502 | 0.002673%
2027 | 247 | CB 247 | Tier-2 | Tier-2---12 | 4--4 | 1 | 100% | 172.2064 | 35.95% | 62.53% | 1.527% | 3.0642 | 0 | 0 | 3.0642 | 0 | 2.7884 | 0.37309 | 7.4737 | 2.7884 | 0.37309 | 7.4737 | 3.0943 | 0.41403 | 7.4737 | 1.779% | 0.038566 | 0.036657 | 4465.2144 | 298.159 | 2868.7773 | 1298.2781 | 4614.1618 | 0 | 0 | 4614.1618 | 0.0006432%
2027 | 248 | CB 248 | Tier-2 | Tier-2---9 | 3--5 | 30 | 100% | 152.3893 | 96.93% | 0% | 3.073% | 7.3115 | 0 | 0 | 7.3115 | 0 | 6.6533 | 11.1928 | 0.59443 | 6.6533 | 11.1928 | 0.59443 | 7.3833 | 12.4209 | 0.59443 | 4.798% | 0.01881 | 0.017879 | 8101.4189 | 1342.8535 | 227.2912 | 6531.2742 | 8114.384 | 0 | 0 | 8114.384 | 0.001535%
2027 | 249 | CB 249 | Tier-3 | Tier-3---16 | 4--4 | 24 | 100% | 160.495 | 85.08% | 13.47% | 1.449% | 6.7591 | 0 | 0 | 6.7591 | 0 | 6.1507 | 8.9543 | 0.6869 | 6.1507 | 8.9543 | 0.6869 | 6.8255 | 9.9367 | 0.6869 | 4.211% | 0.05906 | 0.056137 | 2717.4811 | 349.6551 | 457.423 | 1910.4031 | 2738.598 | 0 | 0 | 2738.598 | 0.001419%
2027 | 283 | CB 283 | Tier-3 | Tier-3---21 | 1--5 | 1 | 100% | 0.8046 | 95.71% | 0% | 4.291% | 0.038119 | 0 | 0 | 0.038119 | 0 | 0.034688 | 0.37309 | 0.092973 | 0.034688 | 0.37309 | 0.092973 | 0.038493 | 0.41403 | 0.092973 | 4.738% | 7.6e-05 | 7.2238e-05 | 10586.8728 | 1573.2738 | 728.9421 | 8284.6569 | 10610.5314 | 0 | 0 | 10610.5314 | 8.001e-06%
2027 | 327 | CB 327 | Tier-3 | Tier-3---16 | 4--5 | 1 | 100% | 193.645 | 98.47% | 1.165% | 0.3624% | 9.439 | 0 | 0 | 9.439 | 0 | 8.5894 | 0.37309 | 23.022 | 8.5894 | 0.37309 | 23.022 | 9.5318 | 0.41403 | 23.022 | 4.874% | 0.076966 | 0.073157 | 2515.9681 | 429.9476 | 31.582 | 2054.4384 | 2517.9694 | 0 | 0 | 2517.9694 | 0.001981%
2027 | 331 | CB 331 | Tier-2 | Tier-2---14 | 2--5 | 5 | 100% | 85.8116 | 98.16% | 0% | 1.839% | 4.1696 | 0 | 0 | 4.1696 | 0 | 3.7942 | 1.8655 | 2.0339 | 3.7942 | 1.8655 | 2.0339 | 4.2105 | 2.0701 | 2.0339 | 4.859% | 0.010352 | 0.0098396 | 8289.3738 | 853.0321 | 3055.5825 | 4380.7593 | 8297.3133 | 0 | 0 | 8297.3133 | 0.0008752%
2027 | 351 | CB 351 | Tier-2 | Tier-2---3 | 5--5 | 28 | 100% | 1226.0332 | 96.06% | 3.555% | 0.3808% | 58.2998 | 0 | 0 | 58.2998 | 0 | 53.052 | 10.4466 | 5.0784 | 53.052 | 10.4466 | 5.0784 | 58.8728 | 11.5928 | 5.0784 | 4.755% | 0.12463 | 0.11847 | 9837.0052 | 2175.7089 | 389.2547 | 7272.0416 | 9857.1702 | 0 | 0 | 9857.1702 | 0.01224%
2027 | 355 | CB 355 | Tier-2 | Tier-2---3 | 5--5 | 83 | 100% | 1277.9843 | 89.96% | 9.576% | 0.4654% | 56.9079 | 0 | 0 | 56.9079 | 0 | 51.7854 | 30.9668 | 1.6723 | 51.7854 | 30.9668 | 1.6723 | 57.4672 | 34.3644 | 1.6723 | 4.453% | 0.1048 | 0.099616 | 12194.1112 | 2321.0506 | 1198.9562 | 8674.1044 | 12257.8799 | 0 | 0 | 12257.8799 | 0.01195%
2027 | 357 | CB 357 | Tier-3 | Tier-3---10 | 5--5 | 53 | 100% | 902.4975 | 73.58% | 26.03% | 0.3952% | 32.8696 | 0 | 0 | 32.8696 | 0 | 29.9109 | 19.774 | 1.5126 | 29.9109 | 19.774 | 1.5126 | 33.1926 | 21.9436 | 1.5126 | 3.642% | 0.12773 | 0.12141 | 7065.5334 | 866.3454 | 1820.4674 | 4378.7206 | 7162.7585 | 0 | 0 | 7162.7585 | 0.006899%
2027 | 358 | CB 358 | Tier-3 | Tier-3---15 | 5--4 | 2 | 100% | 699.283 | 2.295% | 97.69% | 0.01935% | 0.79454 | 0 | 0 | 0.79454 | 0 | 0.72302 | 0.74619 | 0.96895 | 0.72302 | 0.74619 | 0.96895 | 0.80235 | 0.82806 | 0.96895 | 0.1136% | 0.1387 | 0.13184 | 5041.5636 | 26.6978 | 4414.3494 | 600.5164 | 5298.0908 | 0 | 0 | 5298.0908 | 0.0001668%
2027 | 441 | CB 441 | Tier-3 | Tier-3---15 | 5--3 | 7 | 100% | 331.3843 | 80.16% | 18.98% | 0.8593% | 13.1488 | 0 | 0 | 13.1488 | 0 | 11.9652 | 2.6117 | 4.5815 | 11.9652 | 2.6117 | 4.5815 | 13.278 | 2.8982 | 4.5815 | 3.968% | 0.54555 | 0.51854 | 607.4359 | 49.8353 | 106.5497 | 451.0509 | 613.7126 | 0 | 0 | 613.7126 | 0.00276%
2027 | 443 | CB 443 | Tier-2 | Tier-2---17 | 2--4 | 1 | 100% | 20.1638 | 94.45% | 0% | 5.554% | 0.94267 | 0 | 0 | 0.94267 | 0 | 0.85781 | 0.37309 | 2.2992 | 0.85781 | 0.37309 | 2.2992 | 0.95193 | 0.41403 | 2.2992 | 4.675% | 0.007405 | 0.0070385 | 2722.9916 | 539.7491 | 142.9952 | 2040.2473 | 2730.8683 | 0 | 0 | 2730.8683 | 0.0001979%
2027 | 444 | CB 444 | Tier-2 | Tier-2---16 | 4--2 | 3 | 100% | 29.6249 | 91.02% | 7.551% | 1.432% | 1.3347 | 0 | 0 | 1.3347 | 0 | 1.2146 | 1.1193 | 1.0851 | 1.2146 | 1.1193 | 1.0851 | 1.3478 | 1.2421 | 1.0851 | 4.505% | 0.081621 | 0.07758 | 362.9586 | 45.1173 | 37.8839 | 279.9573 | 364.6566 | 0 | 0 | 364.6566 | 0.0002802%
2027 | 461 | CB 461 | Tier-2 | Tier-2---15 | 2--4 | 1 | 100% | 41.2423 | 96.76% | 0% | 3.245% | 1.9753 | 0 | 0 | 1.9753 | 0 | 1.7975 | 0.37309 | 4.8177 | 1.7975 | 0.37309 | 4.8177 | 1.9947 | 0.41403 | 4.8177 | 4.789% | 0.0097562 | 0.0092733 | 4227.2887 | 696.6246 | 1534.0336 | 1996.6306 | 4234.4318 | 0 | 0 | 4234.4318 | 0.0004146%
2027 | 470 | CB 470 | Tier-2 | Tier-2---6 | 5--5 | 5 | 100% | 1121.5891 | 72.77% | 26.47% | 0.763% | 40.4013 | 0 | 0 | 40.4013 | 0 | 36.7646 | 1.8655 | 19.7079 | 36.7646 | 1.8655 | 19.7079 | 40.7983 | 2.0701 | 19.7079 | 3.602% | 0.114 | 0.10835 | 9838.8116 | 1666.77 | 2557.3386 | 5614.703 | 9978.3305 | 0 | 0 | 9978.3305 | 0.00848%
2027 | 524 | CB 524 | Tier-3 | Tier-3---17 | 3--5 | 3 | 100% | 116.6365 | 76.81% | 21.38% | 1.816% | 4.4344 | 0 | 0 | 4.4344 | 0 | 4.0353 | 1.1193 | 3.6052 | 4.0353 | 1.1193 | 3.6052 | 4.478 | 1.2421 | 3.6052 | 3.802% | 0.018139 | 0.017241 | 6430.2901 | 828.1118 | 2267.5068 | 3334.6715 | 6507.9597 | 0 | 0 | 6507.9597 | 0.0009308%
2027 | 533 | CB 533 | Tier-2 | Tier-2---20 | 4--1 | 1 | 100% | 10.3489 | 2.922% | 94.16% | 2.918% | 0.01497 | 0 | 0 | 0.01497 | 0 | 0.013622 | 0.37309 | 0.036512 | 0.013622 | 0.37309 | 0.036512 | 0.015117 | 0.41403 | 0.036512 | 0.1447% | 0.06013 | 0.057154 | 172.1074 | 1.1447 | 134.3385 | 36.6243 | 180.8085 | 0 | 0 | 180.8085 | 3.142e-06%
2027 | 534 | CB 534 | Tier-2 | Tier-2---21 | 4--1 | 2 | 100% | 4.9029 | 19.37% | 69.23% | 11.4% | 0.047003 | 0 | 0 | 0.047003 | 0 | 0.042772 | 0.74619 | 0.057321 | 0.042772 | 0.74619 | 0.057321 | 0.047465 | 0.82806 | 0.057321 | 0.9587% | 0.060541 | 0.057544 | 80.9852 | 1.7721 | 56.9489 | 22.2642 | 84.386 | 0 | 0 | 84.386 | 9.866e-06%
2027 | 535 | CB 535 | Tier-2 | Tier-2---16 | 4--3 | 1 | 100% | 106.4965 | 2.067% | 97.63% | 0.3001% | 0.10897 | 0 | 0 | 0.10897 | 0 | 0.099163 | 0.37309 | 0.26579 | 0.099163 | 0.37309 | 0.26579 | 0.11004 | 0.41403 | 0.26579 | 0.1023% | 0.059698 | 0.056743 | 1783.9201 | 7.5184 | 1394.7698 | 381.6318 | 1874.9024 | 0 | 0 | 1874.9024 | 2.287e-05%
2027 | 536 | CB 536 | Tier-2 | Tier-2---18 | 4--2 | 5 | 100% | 21.8677 | 42.26% | 53.34% | 4.392% | 0.4575 | 0 | 0 | 0.4575 | 0 | 0.41632 | 1.8655 | 0.22317 | 0.41632 | 1.8655 | 0.22317 | 0.46199 | 2.0701 | 0.22317 | 2.092% | 0.063476 | 0.060334 | 344.504 | 23.2544 | 160.0251 | 161.2245 | 354.8623 | 0 | 0 | 354.8623 | 9.603e-05%
2027 | 540 | CB 540 | Tier-2 | Tier-2---17 | 1--5 | 4 | 100% | 18.5654 | 97.32% | 0% | 2.676% | 0.8944 | 0 | 0 | 0.8944 | 0 | 0.81389 | 1.4924 | 0.54536 | 0.81389 | 1.4924 | 0.54536 | 0.90319 | 1.6561 | 0.54536 | 4.818% | 0.0036022 | 0.0034239 | 5153.9037 | 633.0265 | 1280.5124 | 3240.3647 | 5161.0857 | 0 | 0 | 5161.0857 | 0.0001877%
2027 | 542 | CB 542 | Tier-2 | Tier-2---9 | 4--5 | 8 | 100% | 175.7332 | 76% | 23.31% | 0.6907% | 6.6111 | 0 | 0 | 6.6111 | 0 | 6.016 | 2.9848 | 2.0156 | 6.016 | 2.9848 | 2.0156 | 6.6761 | 3.3122 | 2.0156 | 3.762% | 0.053515 | 0.050866 | 3283.8373 | 324.6387 | 1232.8957 | 1726.3029 | 3324.8806 | 0 | 0 | 3324.8806 | 0.001388%
2027 | 576 | CB 576 | Tier-2 | Tier-2---12 | 4--4 | 3 | 100% | 131.3157 | 32.74% | 66.81% | 0.4539% | 2.1281 | 0 | 0 | 2.1281 | 0 | 1.9366 | 1.1193 | 1.7302 | 1.9366 | 1.1193 | 1.7302 | 2.149 | 1.2421 | 1.7302 | 1.621% | 0.047237 | 0.044899 | 2779.9099 | 133.7981 | 1808.4788 | 837.633 | 2877.2837 | 0 | 0 | 2877.2837 | 0.0004467%
2027 | 599 | CB 599 | Tier-2 | Tier-2---4 | 4--5 | 22 | 100% | 599.9379 | 98.66% | 0% | 1.337% | 29.2998 | 0 | 0 | 29.2998 | 0 | 26.6624 | 8.2081 | 3.2483 | 26.6624 | 8.2081 | 3.2483 | 29.5877 | 9.1086 | 3.2483 | 4.884% | 0.043095 | 0.040961 | 13921.4169 | 2931.9396 | 582.1864 | 10407.2909 | 13931.1128 | 0 | 0 | 13931.1128 | 0.00615%
2027 | 776 | CB 776 | Tier-2 | Tier-2---18 | 3--3 | 4 | 100% | 19.7396 | 79.97% | 11.02% | 9.01% | 0.78143 | 0 | 0 | 0.78143 | 0 | 0.71109 | 1.4924 | 0.47648 | 0.71109 | 1.4924 | 0.47648 | 0.78911 | 1.6561 | 0.47648 | 3.959% | 0.014982 | 0.01424 | 1317.5724 | 201.6613 | 223.1115 | 892.7996 | 1331.3137 | 0 | 0 | 1331.3137 | 0.000164%
2027 | 788 | CB 788 | Tier-2 | Tier-2---2 | 5--5 | 12 | 100% | 1509.6378 | 72.67% | 26.38% | 0.9544% | 54.3006 | 0 | 0 | 54.3006 | 0 | 49.4128 | 4.4771 | 11.0367 | 49.4128 | 4.4771 | 11.0367 | 54.8343 | 4.9684 | 11.0367 | 3.597% | 0.14181 | 0.13479 | 10645.451 | 1766.7834 | 2805.5671 | 6073.1005 | 10796.9927 | 0 | 0 | 10796.9927 | 0.0114%
2027 | 907 | CB 907 | Tier-3 | Tier-3---13 | 3--5 | 8 | 100% | 230.3059 | 98.07% | 1.485% | 0.4463% | 11.18 | 0 | 0 | 11.18 | 0 | 10.1737 | 2.9848 | 3.4085 | 10.1737 | 2.9848 | 3.4085 | 11.2899 | 3.3122 | 3.4085 | 4.854% | 0.023668 | 0.022497 | 9730.5209 | 1957.65 | 164.6441 | 7608.2269 | 9740.3056 | 0 | 0 | 9740.3056 | 0.002347%
2027 | 91 | CB 91 | Tier-2 | Tier-2---12 | 3--5 | 4 | 100% | 89.8564 | 75.83% | 22.36% | 1.818% | 3.3727 | 0 | 0 | 3.3727 | 0 | 3.0691 | 1.4924 | 2.0565 | 3.0691 | 1.4924 | 2.0565 | 3.4058 | 1.6561 | 2.0565 | 3.753% | 0.015476 | 0.01471 | 5806.255 | 775.6182 | 1813.9846 | 3216.6522 | 5879.3513 | 0 | 0 | 5879.3513 | 0.0007079%
2027 | 928 | CB 928 | Tier-2 | Tier-2---7 | 4--5 | 7 | 100% | 505.3794 | 35.21% | 64.4% | 0.3975% | 8.8072 | 0 | 0 | 8.8072 | 0 | 8.0144 | 2.6117 | 3.0687 | 8.0144 | 2.6117 | 3.0687 | 8.8937 | 2.8982 | 3.0687 | 1.743% | 0.057199 | 0.054367 | 8835.5199 | 595.4493 | 5398.0775 | 2841.9931 | 9133.6609 | 0 | 0 | 9133.6609 | 0.001849%
2027 | 971 | CB 971 | Tier-2 | Tier-2---3 | 5--5 | 27 | 100% | 1052.4948 | 94.77% | 4.863% | 0.3691% | 49.3729 | 0 | 0 | 49.3729 | 0 | 44.9286 | 10.0735 | 4.4601 | 44.9286 | 10.0735 | 4.4601 | 49.8581 | 11.1788 | 4.4601 | 4.691% | 0.12528 | 0.11908 | 8401.3813 | 1359.4082 | 538.7088 | 6503.2643 | 8424.2712 | 0 | 0 | 8424.2712 | 0.01036%
2027 | 974 | CB 974 | Tier-2 | Tier-2---12 | 1--5 | 4 | 100% | 28.6559 | 99.26% | 0% | 0.7399% | 1.408 | 0 | 0 | 1.408 | 0 | 1.2812 | 1.4924 | 0.85852 | 1.2812 | 1.4924 | 0.85852 | 1.4218 | 1.6561 | 0.85852 | 4.913% | 0.0006326 | 0.00060129 | 45298.5797 | 7319.2756 | 540.0082 | 37439.2958 | 45316.0339 | 0 | 0 | 45316.0339 | 0.0002955%
2027 | 975 | CB 975 | Tier-3 | Tier-3---16 | 5--4 | 3 | 100% | 120.9969 | 94.86% | 4.853% | 0.2849% | 5.6816 | 0 | 0 | 5.6816 | 0 | 5.1702 | 1.1193 | 4.6192 | 5.1702 | 1.1193 | 4.6192 | 5.7375 | 1.2421 | 4.6192 | 4.696% | 0.10726 | 0.10195 | 1128.0883 | 171.5054 | 73.8837 | 882.6993 | 1131.1066 | 0 | 0 | 1131.1066 | 0.001193%
2027 | 980 | CB 980 | Tier-2 | Tier-2---12 | 2--5 | 9 | 100% | 71.0483 | 98.38% | 0% | 1.619% | 3.46 | 0 | 0 | 3.46 | 0 | 3.1485 | 3.3578 | 0.93766 | 3.1485 | 3.3578 | 0.93766 | 3.494 | 3.7263 | 0.93766 | 4.87% | 0.0069124 | 0.0065702 | 10278.3875 | 4306.656 | 761.4547 | 5210.2768 | 10287.0528 | 0 | 0 | 10287.0528 | 0.0007262%
2027 | CTL1 | CB CTL1 | Tier-3 | Tier-3---19 | 5--1 | 2 | 100% | 6.7195 | 60.86% | 38.02% | 1.116% | 0.20243 | 0 | 0 | 0.20243 | 0 | 0.18421 | 0.74619 | 0.24687 | 0.18421 | 0.74619 | 0.24687 | 0.20442 | 0.82806 | 0.24687 | 3.013% | 0.42111 | 0.40027 | 15.9564 | 1.4967 | 5.9559 | 8.5038 | 16.2817 | 0 | 0 | 16.2817 | 4.249e-05%
2027 | DV1 | CB DV1 | Tier-3 | Tier-3---20 | 1--5 | 1 | 100% | 2.0345 | 98.61% | 0% | 1.387% | 0.099313 | 0 | 0 | 0.099313 | 0 | 0.090374 | 0.37309 | 0.24223 | 0.090374 | 0.37309 | 0.24223 | 0.10029 | 0.41403 | 0.24223 | 4.881% | 0.000145 | 0.00013782 | 14031.3666 | 2214.0355 | 378.6957 | 11438.6354 | 14041.5002 | 0 | 0 | 14041.5002 | 2.085e-05%
2027 | JU1 | CB JU1 | Tier-3 | Tier-3---15 | 5--4 | 29 | 100% | 282.3719 | 88.57% | 10.71% | 0.7177% | 12.3804 | 0 | 0 | 12.3804 | 0 | 11.266 | 10.8197 | 1.0412 | 11.266 | 10.8197 | 1.0412 | 12.5021 | 12.0069 | 1.0412 | 4.384% | 0.1808 | 0.17185 | 1561.7518 | 212.6103 | 161.3522 | 1187.7892 | 1571.0444 | 0 | 0 | 1571.0444 | 0.002599%
2027 | MOR1 | CB MOR1 | Tier-2 | Tier-2---4 | 5--5 | 32 | 100% | 584.1991 | 87.63% | 11.93% | 0.4377% | 25.3416 | 0 | 0 | 25.3416 | 0 | 23.0605 | 11.939 | 1.9315 | 23.0605 | 11.939 | 1.9315 | 25.5906 | 13.2489 | 1.9315 | 4.338% | 0.12647 | 0.12021 | 4619.2848 | 721.3686 | 522.5493 | 3375.3669 | 4649.0352 | 0 | 0 | 4649.0352 | 0.005319%
2027 | OK1 | CB OK1 | Tier-3 | Tier-3---7 | 5--5 | 109 | 100% | 1048.1259 | 93.55% | 5.94% | 0.509% | 48.5366 | 0 | 0 | 48.5366 | 0 | 44.1676 | 40.6673 | 1.0861 | 44.1676 | 40.6673 | 1.0861 | 49.0136 | 45.1292 | 1.0861 | 4.631% | 0.20255 | 0.19252 | 5174.6627 | 847.3251 | 299.3088 | 4028.0288 | 5192.0406 | 0 | 0 | 5192.0406 | 0.01019%
2027 | PE1 | CB PE1 | Tier-3 | Tier-3---13 | 5--4 | 66 | 100% | 620.7512 | 74.86% | 24.36% | 0.7799% | 23.002 | 0 | 0 | 23.002 | 0 | 20.9315 | 24.6242 | 0.85004 | 20.9315 | 24.6242 | 0.85004 | 23.2281 | 27.3259 | 0.85004 | 3.706% | 0.24168 | 0.22972 | 2568.4774 | 292.3041 | 583.6879 | 1692.4855 | 2602.1063 | 0 | 0 | 2602.1063 | 0.004828%
2027 | RA1 | CB RA1 | Tier-2 | Tier-2---2 | 5--5 | 65 | 100% | 1222.3715 | 85.76% | 13.62% | 0.6194% | 51.8894 | 0 | 0 | 51.8894 | 0 | 47.2187 | 24.2511 | 1.9471 | 47.2187 | 24.2511 | 1.9471 | 52.3994 | 26.9119 | 1.9471 | 4.245% | 0.14726 | 0.13997 | 8300.6807 | 1160.1787 | 1072.7493 | 6067.7527 | 8362.2497 | 0 | 0 | 8362.2497 | 0.01089%
2027 | RA2 | CB RA2 | Tier-2 | Tier-2---4 | 5--5 | 17 | 100% | 579.2495 | 83.34% | 16.16% | 0.4909% | 23.8972 | 0 | 0 | 23.8972 | 0 | 21.7461 | 6.3426 | 3.4286 | 21.7461 | 6.3426 | 3.4286 | 24.132 | 7.0385 | 3.4286 | 4.126% | 0.12706 | 0.12077 | 4558.9302 | 908.2518 | 686.0992 | 2964.5792 | 4598.474 | 0 | 0 | 4598.474 | 0.005016%
2027 | RA3 | CB RA3 | Tier-2 | Tier-2---10 | 5--4 | 5 | 100% | 353.8636 | 22.75% | 76.17% | 1.082% | 3.9851 | 0 | 0 | 3.9851 | 0 | 3.6263 | 1.8655 | 1.9439 | 3.6263 | 1.8655 | 1.9439 | 4.0242 | 2.0701 | 1.9439 | 1.126% | 0.12911 | 0.12272 | 2740.8339 | 103.3538 | 1864.7752 | 772.7049 | 2851.0971 | 0 | 0 | 2851.0971 | 0.0008365%
2027 | RC1 | CB RC1 | Tier-2 | Tier-2---4 | 4--5 | 19 | 100% | 397.5199 | 92.07% | 7.427% | 0.5025% | 18.117 | 0 | 0 | 18.117 | 0 | 16.4862 | 7.0888 | 2.3257 | 16.4862 | 7.0888 | 2.3257 | 18.295 | 7.8666 | 2.3257 | 4.558% | 0.084253 | 0.080083 | 4718.147 | 893.9653 | 343.0371 | 3481.1447 | 4737.6299 | 0 | 0 | 4737.6299 | 0.003803%
2027 | SL1 | CB SL1 | Tier-3 | Tier-3---11 | 5--5 | 128 | 100% | 677.9763 | 69.55% | 29.7% | 0.758% | 23.3394 | 0 | 0 | 23.3394 | 0 | 21.2385 | 47.7561 | 0.44473 | 21.2385 | 47.7561 | 0.44473 | 23.5688 | 52.9958 | 0.44473 | 3.443% | 0.19527 | 0.18561 | 3471.9301 | 456.3042 | 974.4203 | 2041.2056 | 3526.9947 | 0 | 0 | 3526.9947 | 0.004899%
2027 | CTL1 | CTL1-3R | Tier-3 | Tier-3---14 | 5--4 | 53 | 100% | 691.1308 | 38.4% | 60.91% | 0.6868% | 13.1376 | 0 | 0 | 13.1376 | 0 | 11.955 | 19.774 | 0.60458 | 11.955 | 19.774 | 0.60458 | 13.2667 | 21.9436 | 0.60458 | 1.901% | 0.42513 | 0.40409 | 1625.6897 | 99.6026 | 905.5939 | 620.4932 | 1677.8405 | 0 | 0 | 1677.8405 | 0.002758%
2027 | DV1 | DV1-3R | Tier-3 | Tier-3---11 | 5--5 | 90 | 100% | 634.2705 | 72.29% | 26.89% | 0.8162% | 22.6974 | 0 | 0 | 22.6974 | 0 | 20.6543 | 33.5785 | 0.6151 | 20.6543 | 33.5785 | 0.6151 | 22.9204 | 37.2627 | 0.6151 | 3.578% | 0.19421 | 0.1846 | 3265.8667 | 390.6526 | 820.8791 | 2054.3349 | 3312.9907 | 0 | 0 | 3312.9907 | 0.004764%
2027 | RA1 | RA1-402R | Tier-3 | Tier-3---4 | 5--5 | 30 | 100% | 861.3982 | 92.86% | 6.845% | 0.2988% | 39.5931 | 0 | 0 | 39.5931 | 0 | 36.0292 | 11.1928 | 3.219 | 36.0292 | 11.1928 | 3.219 | 39.9823 | 12.4209 | 3.219 | 4.596% | 0.12948 | 0.12307 | 6652.8745 | 1118.7394 | 431.7484 | 5102.3868 | 6677.6256 | 0 | 0 | 6677.6256 | 0.008311%
2027 | RB1 | RB1-427R | Tier-3 | Tier-3---7 | 5--5 | 85 | 100% | 996.0696 | 83.51% | 15.68% | 0.8099% | 41.1767 | 0 | 0 | 41.1767 | 0 | 37.4703 | 31.713 | 1.1815 | 37.4703 | 31.713 | 1.1815 | 41.5814 | 35.1925 | 1.1815 | 4.134% | 0.15381 | 0.14619 | 6476.1764 | 929.4617 | 937.2221 | 4609.4925 | 6531.7795 | 0 | 0 | 6531.7795 | 0.008643%
2027 | RB1 | RB1-433R | Tier-3 | Tier-3---10 | 5--5 | 27 | 100% | 717.075 | 94.45% | 5% | 0.5477% | 33.526 | 0 | 0 | 33.526 | 0 | 30.5082 | 10.0735 | 3.0285 | 30.5082 | 10.0735 | 3.0285 | 33.8555 | 11.1788 | 3.0285 | 4.675% | 0.15284 | 0.14528 | 4691.5909 | 760.1035 | 231.5295 | 3699.958 | 4705.1455 | 0 | 0 | 4705.1455 | 0.007037%
2027 | TM1 | TM1-10R | Tier-3 | Tier-3---12 | 5--5 | 20 | 100% | 437.3004 | 95.61% | 3.838% | 0.5568% | 20.695 | 0 | 0 | 20.695 | 0 | 18.8322 | 7.4619 | 2.5238 | 18.8322 | 7.4619 | 2.5238 | 20.8984 | 8.2806 | 2.5238 | 4.732% | 0.093421 | 0.088796 | 4680.975 | 712.9363 | 184.5612 | 3783.4774 | 4691.6885 | 0 | 0 | 4691.6885 | 0.004344%
2028 | 1001 | 1001-1820F | Tier-2 | Tier-2---5 | 5--5 | 11 | 100% | 829.5199 | 57.26% | 42.23% | 0.5113% | 23.5124 | 0 | 0 | 23.5124 | 0 | 20.4103 | 3.915 | 5.2134 | 20.4103 | 3.915 | 5.2134 | 23.8598 | 4.5766 | 5.2134 | 2.834% | 0.12846 | 0.1221 | 6457.4377 | 610.0184 | 2517.829 | 3329.5903 | 6601.1622 | 0 | 0 | 6601.1622 | 0.004935%
2028 | 1006 | 1006-829F | Tier-2 | Tier-2---15 | 1--5 | 2 | 100% | 17.7536 | 98.49% | 0% | 1.506% | 0.86556 | 0 | 0 | 0.86556 | 0 | 0.75137 | 0.71181 | 1.0556 | 0.75137 | 0.71181 | 1.0556 | 0.87836 | 0.83212 | 1.0556 | 4.875% | 0.0022112 | 0.0021017 | 8028.9403 | 1624.4298 | 111.3505 | 6293.1601 | 8035.239 | 0 | 0 | 8035.239 | 0.0001817%
2028 | 1021 | 1021-1748F | Tier-3 | Tier-3---2 | 5--5 | 95 | 100% | 3232.7645 | 89.58% | 10.03% | 0.3884% | 143.3482 | 0 | 0 | 143.3482 | 0 | 124.4356 | 33.8111 | 3.6803 | 124.4356 | 33.8111 | 3.6803 | 145.4666 | 39.5256 | 3.6803 | 4.434% | 0.16564 | 0.15744 | 19517.3055 | 3280.9667 | 1890.5731 | 14345.7657 | 19623.2124 | 0 | 0 | 19623.2124 | 0.03009%
2028 | 1021 | 1021-1760R | Tier-3 | Tier-3---6 | 5--5 | 17 | 100% | 678.7974 | 81.46% | 18.22% | 0.3148% | 27.3725 | 0 | 0 | 27.3725 | 0 | 23.7611 | 6.0504 | 3.9272 | 23.7611 | 6.0504 | 3.9272 | 27.777 | 7.073 | 3.9272 | 4.032% | 0.10829 | 0.10293 | 6268.2599 | 949.9835 | 1058.3856 | 4259.8908 | 6328.7664 | 0 | 0 | 6328.7664 | 0.005746%
2028 | 1021 | 1021-25R | Tier-3 | Tier-3---2 | 5--5 | 43 | 100% | 1498.4695 | 96.3% | 3.418% | 0.2826% | 71.4297 | 0 | 0 | 71.4297 | 0 | 62.0056 | 15.304 | 4.0516 | 62.0056 | 15.304 | 4.0516 | 72.4853 | 17.8905 | 4.0516 | 4.767% | 0.12361 | 0.11749 | 12122.637 | 2220.1266 | 404.4712 | 9498.0392 | 12145.9969 | 0 | 0 | 12145.9969 | 0.01499%
2028 | 1021 | 1021-855 | Tier-3 | Tier-3---10 | 5--5 | 11 | 100% | 466.7529 | 94.79% | 4.788% | 0.426% | 21.8995 | 0 | 0 | 21.8995 | 0 | 19.0102 | 3.915 | 4.8558 | 19.0102 | 3.915 | 4.8558 | 22.2231 | 4.5766 | 4.8558 | 4.692% | 0.10909 | 0.10369 | 4278.6432 | 663.1014 | 202.1105 | 3413.4312 | 4290.2623 | 0 | 0 | 4290.2623 | 0.004597%
2028 | 1021 | 1021-883R | Tier-3 | Tier-3---16 | 5--4 | 3 | 100% | 128.5827 | 95.57% | 4.014% | 0.4192% | 6.0827 | 0 | 0 | 6.0827 | 0 | 5.2801 | 1.0677 | 4.9453 | 5.2801 | 1.0677 | 4.9453 | 6.1726 | 1.2482 | 4.9453 | 4.731% | 0.10042 | 0.095448 | 1280.464 | 200.1169 | 52.1937 | 1028.1534 | 1283.4204 | 0 | 0 | 1283.4204 | 0.001277%
2028 | 1022 | 1022-17F | Tier-3 | Tier-3---4 | 5--5 | 33 | 100% | 887.1334 | 95.91% | 3.733% | 0.3607% | 42.1153 | 0 | 0 | 42.1153 | 0 | 36.5588 | 11.7449 | 3.1127 | 36.5588 | 11.7449 | 3.1127 | 42.7377 | 13.7299 | 3.1127 | 4.747% | 0.10945 | 0.10403 | 8105.3609 | 1393.5381 | 301.1063 | 6410.7165 | 8122.6419 | 0 | 0 | 8122.6419 | 0.00884%
2028 | 1022 | 1022-26R | Tier-3 | Tier-3---15 | 4--4 | 1 | 100% | 67.2303 | 92.09% | 7.549% | 0.3574% | 3.0648 | 0 | 0 | 3.0648 | 0 | 2.6604 | 0.35591 | 7.4751 | 2.6604 | 0.35591 | 7.4751 | 3.1101 | 0.41606 | 7.4751 | 4.559% | 0.092662 | 0.088075 | 725.545 | 109.1423 | 50.7298 | 565.6729 | 728.5325 | 0 | 0 | 728.5325 | 0.0006433%
2028 | 1022 | 1022-322R | Tier-3 | Tier-3---10 | 5--5 | 32 | 100% | 526.8683 | 92.1% | 7.447% | 0.4577% | 24.0185 | 0 | 0 | 24.0185 | 0 | 20.8496 | 11.389 | 1.8307 | 20.8496 | 11.389 | 1.8307 | 24.3734 | 13.3139 | 1.8307 | 4.559% | 0.10587 | 0.10063 | 4976.7569 | 830.1937 | 356.0985 | 3790.4647 | 4997.2437 | 0 | 0 | 4997.2437 | 0.005041%
2028 | 1023 | 1023-200R | Tier-2 | Tier-2---5 | 4--5 | 18 | 100% | 340.3967 | 93.71% | 5.554% | 0.7407% | 15.7891 | 0 | 0 | 15.7891 | 0 | 13.7059 | 6.4063 | 2.1394 | 13.7059 | 6.4063 | 2.1394 | 16.0224 | 7.4891 | 2.1394 | 4.638% | 0.083115 | 0.079 | 4095.5104 | 628.6418 | 234.4876 | 3232.381 | 4108.9353 | 0 | 0 | 4108.9353 | 0.003314%
2028 | 1023 | 1023-46AE | Tier-2 | Tier-2---2 | 5--5 | 80 | 100% | 1480.046 | 74.84% | 24.29% | 0.8655% | 54.8311 | 0 | 0 | 54.8311 | 0 | 47.597 | 28.4725 | 1.6717 | 47.597 | 28.4725 | 1.6717 | 55.6414 | 33.2847 | 1.6717 | 3.705% | 0.13914 | 0.13225 | 10637.4667 | 1301.0798 | 2440.2216 | 6896.1652 | 10776.8346 | 0 | 0 | 10776.8346 | 0.01151%
2028 | 1023 | 1023-48R | Tier-2 | Tier-2---5 | 5--5 | 64 | 100% | 664.4014 | 85.5% | 12.99% | 1.509% | 28.1206 | 0 | 0 | 28.1206 | 0 | 24.4106 | 22.778 | 1.0717 | 24.4106 | 22.778 | 1.0717 | 28.5362 | 26.6278 | 1.0717 | 4.232% | 0.12816 | 0.12182 | 5184.0424 | 718.5028 | 688.8951 | 3776.6445 | 5223.1761 | 0 | 0 | 5223.1761 | 0.005903%
2028 | 1023 | 1023-89R | Tier-2 | Tier-2---11 | 4--4 | 19 | 100% | 171.3673 | 58.84% | 39.57% | 1.585% | 4.9915 | 0 | 0 | 4.9915 | 0 | 4.3329 | 6.7622 | 0.64075 | 4.3329 | 6.7622 | 0.64075 | 5.0652 | 7.9051 | 0.64075 | 2.913% | 0.083403 | 0.079275 | 2054.6806 | 198.0279 | 761.6338 | 1095.0189 | 2098.7199 | 0 | 0 | 2098.7199 | 0.001048%
2028 | 1030 | 1030-1728R | Tier-3 | Tier-3---9 | 5--5 | 21 | 100% | 527.0422 | 83.47% | 16.25% | 0.2733% | 21.7771 | 0 | 0 | 21.7771 | 0 | 18.9039 | 7.474 | 2.5293 | 18.9039 | 7.474 | 2.5293 | 22.0989 | 8.7372 | 2.5293 | 4.132% | 0.23544 | 0.22379 | 2238.5434 | 326.4296 | 340.3101 | 1571.8036 | 2257.8096 | 0 | 0 | 2257.8096 | 0.004571%
2028 | 1030 | 1030-1777 | Tier-3 | Tier-3---5 | 5--5 | 46 | 100% | 1156.6044 | 85.87% | 13.79% | 0.3401% | 49.1606 | 0 | 0 | 49.1606 | 0 | 42.6746 | 16.3717 | 2.6066 | 42.6746 | 16.3717 | 2.6066 | 49.8871 | 19.1387 | 2.6066 | 4.25% | 0.24629 | 0.2341 | 4696.0317 | 680.3464 | 620.6467 | 3395.0386 | 4730.5949 | 0 | 0 | 4730.5949 | 0.01032%
2028 | 1030 | 1030-1823F | Tier-3 | Tier-3---13 | 5--5 | 22 | 100% | 202.5757 | 94.25% | 5.49% | 0.2586% | 9.4511 | 0 | 0 | 9.4511 | 0 | 8.2042 | 7.8299 | 1.0478 | 8.2042 | 7.8299 | 1.0478 | 9.5908 | 9.1533 | 1.0478 | 4.665% | 0.10605 | 0.1008 | 1910.1293 | 293.8795 | 98.2865 | 1517.9633 | 1915.8474 | 0 | 0 | 1915.8474 | 0.001984%
2028 | 1030 | 1030-18R | Tier-3 | Tier-3---7 | 5--5 | 85 | 100% | 693.6608 | 87.49% | 12.21% | 0.2965% | 30.0406 | 0 | 0 | 30.0406 | 0 | 26.0772 | 30.2521 | 0.862 | 26.0772 | 30.2521 | 0.862 | 30.4845 | 35.365 | 0.862 | 4.331% | 0.23843 | 0.22663 | 2909.3141 | 434.9069 | 331.8024 | 2142.6047 | 2928.2688 | 0 | 0 | 2928.2688 | 0.006306%
2028 | 1030 | 1030-20R | Tier-3 | Tier-3---3 | 5--5 | 124 | 100% | 2610.2797 | 91.86% | 7.744% | 0.3915% | 118.6968 | 0 | 0 | 118.6968 | 0 | 103.0365 | 44.1324 | 2.3347 | 103.0365 | 44.1324 | 2.3347 | 120.4509 | 51.5913 | 2.3347 | 4.547% | 0.28668 | 0.27249 | 9105.2413 | 1516.1831 | 664.7389 | 6924.3193 | 9143.8195 | 0 | 0 | 9143.8195 | 0.02491%
2028 | 1030 | 1030-42R | Tier-3 | Tier-3---3 | 5--5 | 119 | 100% | 2942.2545 | 85.79% | 13.83% | 0.3713% | 124.9524 | 0 | 0 | 124.9524 | 0 | 108.4668 | 42.3529 | 2.561 | 108.4668 | 42.3529 | 2.561 | 126.7989 | 49.511 | 2.561 | 4.247% | 0.28228 | 0.2683 | 10423.3029 | 1628.0334 | 1345.6404 | 7449.6291 | 10500.4141 | 0 | 0 | 10500.4141 | 0.02623%
2028 | 1030 | 1030-989R | Tier-3 | Tier-3---3 | 5--5 | 103 | 100% | 3020.5785 | 92.73% | 6.883% | 0.3901% | 138.6439 | 0 | 0 | 138.6439 | 0 | 120.3519 | 36.6584 | 3.2831 | 120.3519 | 36.6584 | 3.2831 | 140.6928 | 42.8541 | 3.2831 | 4.59% | 0.30703 | 0.29183 | 9838.1975 | 1537.3198 | 631.4887 | 7669.389 | 9875.4617 | 0 | 0 | 9875.4617 | 0.0291%
2028 | 1039 | 1039-13 | Tier-2 | Tier-2---3 | 5--5 | 68 | 100% | 2056.5259 | 80.69% | 18.74% | 0.569% | 82.1418 | 0 | 0 | 82.1418 | 0 | 71.3045 | 24.2017 | 2.9463 | 71.3045 | 24.2017 | 2.9463 | 83.3557 | 28.292 | 2.9463 | 3.994% | 0.1351 | 0.12841 | 15222.1821 | 2652.795 | 2719.3692 | 9850.0179 | 15375.2522 | 0 | 0 | 15375.2522 | 0.01724%
2028 | 1073 | 1073-872F | Tier-2 | Tier-2---20 | 3--2 | 1 | 100% | 7.9014 | 70.78% | 23.83% | 5.396% | 0.27682 | 0 | 0 | 0.27682 | 0 | 0.2403 | 0.35591 | 0.67517 | 0.2403 | 0.35591 | 0.67517 | 0.28091 | 0.41606 | 0.67517 | 3.503% | 0.018584 | 0.017664 | 425.1621 | 49.479 | 114.8811 | 260.802 | 431.6327 | 0 | 0 | 431.6327 | 5.81e-05%
2028 | 1090 | 1090-1734 | Tier-3 | Tier-3---16 | 2--5 | 10 | 100% | 102.6812 | 94.73% | 4.077% | 1.193% | 4.8148 | 0 | 0 | 4.8148 | 0 | 4.1796 | 3.5591 | 1.1743 | 4.1796 | 3.5591 | 1.1743 | 4.886 | 4.1606 | 1.1743 | 4.689% | 0.01345 | 0.012784 | 7634.5181 | 1203.6871 | 422.3196 | 6008.5114 | 7655.4733 | 0 | 0 | 7655.4733 | 0.001011%
2028 | 1090 | 1090-636R | Tier-3 | Tier-3---15 | 5--3 | 24 | 100% | 202.402 | 73% | 25.01% | 1.988% | 7.3141 | 0 | 0 | 7.3141 | 0 | 6.3491 | 8.5418 | 0.7433 | 6.3491 | 8.5418 | 0.7433 | 7.4222 | 9.9854 | 0.7433 | 3.614% | 0.38465 | 0.36561 | 526.2047 | 57.0359 | 118.3494 | 350.8194 | 533.603 | 0 | 0 | 533.603 | 0.001535%
2028 | 1090 | 1090-639R | Tier-3 | Tier-3---18 | 5--2 | 11 | 100% | 130.2918 | 69.21% | 28.83% | 1.952% | 4.4639 | 0 | 0 | 4.4639 | 0 | 3.875 | 3.915 | 0.98978 | 3.875 | 3.915 | 0.98978 | 4.5299 | 4.5766 | 0.98978 | 3.426% | 0.37006 | 0.35174 | 352.0864 | 32.8232 | 86.7133 | 232.5499 | 357.7313 | 0 | 0 | 357.7313 | 0.000937%
2028 | 1090 | 1090-70F | Tier-2 | Tier-2---15 | 2--5 | 4 | 100% | 35.1863 | 53.14% | 45.71% | 1.154% | 0.92556 | 0 | 0 | 0.92556 | 0 | 0.80344 | 1.4236 | 0.56436 | 0.80344 | 1.4236 | 0.56436 | 0.93923 | 1.6642 | 0.56436 | 2.63% | 0.0083 | 0.0078891 | 4239.3083 | 364.6844 | 1853.0615 | 2021.5624 | 4342.7622 | 0 | 0 | 4342.7622 | 0.0001943%
2028 | 1090 | 1090-73F | Tier-3 | Tier-3---10 | 4--5 | 81 | 100% | 724.1417 | 96.98% | 2.008% | 1.013% | 34.7621 | 0 | 0 | 34.7621 | 0 | 30.1758 | 28.8284 | 1.0467 | 30.1758 | 28.8284 | 1.0467 | 35.2758 | 33.7008 | 1.0467 | 4.8% | 0.046754 | 0.044439 | 15488.4699 | 2874.558 | 442.3847 | 12171.5272 | 15512.8378 | 0 | 0 | 15512.8378 | 0.007297%
2028 | 1090 | 1090-74F | Tier-3 | Tier-3---10 | 4--5 | 63 | 100% | 595.9278 | 96.92% | 1.794% | 1.287% | 28.5897 | 0 | 0 | 28.5897 | 0 | 24.8177 | 22.4221 | 1.1068 | 24.8177 | 22.4221 | 1.1068 | 29.0122 | 26.2117 | 1.1068 | 4.798% | 0.045737 | 0.043473 | 13029.5603 | 2451.0895 | 420.5295 | 10157.9412 | 13050.4642 | 0 | 0 | 13050.4642 | 0.006001%
2028 | 1094 | 1094-35F | Tier-2 | Tier-2---7 | 3--5 | 16 | 100% | 314.0502 | 98.71% | 0% | 1.287% | 15.3455 | 0 | 0 | 15.3455 | 0 | 13.3209 | 5.6945 | 2.3392 | 13.3209 | 5.6945 | 2.3392 | 15.5722 | 6.6569 | 2.3392 | 4.886% | 0.020398 | 0.019388 | 15396.4279 | 2493.2081 | 249.741 | 12653.4788 | 15406.7451 | 0 | 0 | 15406.7451 | 0.003221%
2028 | 1100 | 1100-1172R | Tier-2 | Tier-2---7 | 4--5 | 3 | 100% | 224.6699 | 96.97% | 2.526% | 0.5062% | 10.7839 | 0 | 0 | 10.7839 | 0 | 9.3611 | 1.0677 | 8.7674 | 9.3611 | 1.0677 | 8.7674 | 10.9433 | 1.2482 | 8.7674 | 4.8% | 0.080798 | 0.076798 | 2780.644 | 645.5698 | 68.3515 | 2066.7227 | 2785.0355 | 0 | 0 | 2785.0355 | 0.002264%
2028 | 1105 | 1105-1479 | Tier-2 | Tier-2---4 | 5--5 | 1 | 100% | 388.9465 | 99.2% | 0.3457% | 0.4512% | 19.0994 | 0 | 0 | 19.0994 | 0 | 16.5795 | 0.35591 | 46.584 | 16.5795 | 0.35591 | 46.584 | 19.3817 | 0.41606 | 46.584 | 4.911% | 0.10556 | 0.10034 | 3684.559 | 828.8019 | 25.956 | 2829.8012 | 3686.0881 | 0 | 0 | 3686.0881 | 0.004009%
2028 | 1105 | 1105-1483 | Tier-2 | Tier-2---11 | 4--4 | 1 | 100% | 59.1581 | 61.98% | 37.43% | 0.5957% | 1.8149 | 0 | 0 | 1.8149 | 0 | 1.5755 | 0.35591 | 4.4266 | 1.5755 | 0.35591 | 4.4266 | 1.8417 | 0.41606 | 4.4266 | 3.068% | 0.063819 | 0.06066 | 926.9702 | 95.1212 | 282.7416 | 549.1075 | 945.3255 | 0 | 0 | 945.3255 | 0.0003809%
2028 | 1118 | 1118-1718F | Tier-2 | Tier-2---10 | 5--4 | 3 | 100% | 86.4712 | 94.68% | 4.653% | 0.67% | 4.0525 | 0 | 0 | 4.0525 | 0 | 3.5178 | 1.0677 | 3.2947 | 3.5178 | 1.0677 | 3.2947 | 4.1123 | 1.2482 | 3.2947 | 4.686% | 0.10781 | 0.10247 | 802.0788 | 148.072 | 34.1971 | 619.8097 | 804.3024 | 0 | 0 | 804.3024 | 0.0008506%
2028 | 1138 | 1138-6R | Tier-2 | Tier-2---5 | 5--5 | 93 | 100% | 1117.3657 | 63.79% | 34.95% | 1.264% | 35.2809 | 0 | 0 | 35.2809 | 0 | 30.6261 | 33.0993 | 0.92528 | 30.6261 | 33.0993 | 0.92528 | 35.8023 | 38.6935 | 0.92528 | 3.158% | 0.17153 | 0.16304 | 6514.2797 | 790.3405 | 2180.8634 | 3543.0757 | 6637.1286 | 0 | 0 | 6637.1286 | 0.007405%
2028 | 1162 | 1162-324R | Tier-2 | Tier-2---13 | 4--3 | 9 | 100% | 67.3479 | 58.69% | 38.45% | 2.854% | 1.9567 | 0 | 0 | 1.9567 | 0 | 1.6985 | 3.2032 | 0.53027 | 1.6985 | 3.2032 | 0.53027 | 1.9856 | 3.7445 | 0.53027 | 2.905% | 0.068658 | 0.065259 | 980.9191 | 90.4084 | 338.5141 | 551.9967 | 1002.0201 | 0 | 0 | 1002.0201 | 0.0004107%
2028 | 1162 | 1162-329R | Tier-2 | Tier-2---13 | 4--3 | 6 | 100% | 43.5602 | 84.31% | 12.05% | 3.642% | 1.8179 | 0 | 0 | 1.8179 | 0 | 1.578 | 2.1354 | 0.73897 | 1.578 | 2.1354 | 0.73897 | 1.8447 | 2.4964 | 0.73897 | 4.173% | 0.070019 | 0.066553 | 622.1156 | 81.8972 | 81.6762 | 458.5422 | 627.1997 | 0 | 0 | 627.1997 | 0.0003816%
2028 | 1162 | 1162-363 | Tier-2 | Tier-2---13 | 4--3 | 8 | 100% | 41.7736 | 86.9% | 10.44% | 2.668% | 1.7968 | 0 | 0 | 1.7968 | 0 | 1.5598 | 2.8473 | 0.54782 | 1.5598 | 2.8473 | 0.54782 | 1.8234 | 3.3285 | 0.54782 | 4.301% | 0.064829 | 0.06162 | 644.3653 | 89.5043 | 68.646 | 486.215 | 648.7625 | 0 | 0 | 648.7625 | 0.0003772%
2028 | 1166 | 1166-15R | Tier-3 | Tier-3---11 | 5--5 | 23 | 100% | 528.031 | 87.26% | 12.17% | 0.5736% | 22.8075 | 0 | 0 | 22.8075 | 0 | 19.7984 | 8.1859 | 2.4186 | 19.7984 | 8.1859 | 2.4186 | 23.1446 | 9.5694 | 2.4186 | 4.319% | 0.19397 | 0.18436 | 2722.2863 | 390.5327 | 317.9476 | 2013.8061 | 2740.3485 | 0 | 0 | 2740.3485 | 0.004787%
2028 | 1166 | 1166-18R | Tier-3 | Tier-3---5 | 5--5 | 16 | 100% | 1129.6851 | 97.99% | 1.718% | 0.2919% | 54.7956 | 0 | 0 | 54.7956 | 0 | 47.5662 | 5.6945 | 8.353 | 47.5662 | 5.6945 | 8.353 | 55.6054 | 6.6569 | 8.353 | 4.851% | 0.21365 | 0.20307 | 5287.5602 | 933.108 | 102.1782 | 4252.2741 | 5293.094 | 0 | 0 | 5293.094 | 0.0115%
2028 | 1166 | 1166-342R | Tier-3 | Tier-3---5 | 5--5 | 73 | 100% | 1306.4494 | 92.9% | 6.658% | 0.4418% | 60.0776 | 0 | 0 | 60.0776 | 0 | 52.1513 | 25.9812 | 2.0073 | 52.1513 | 25.9812 | 2.0073 | 60.9654 | 30.3723 | 2.0073 | 4.599% | 0.21878 | 0.20795 | 5971.6251 | 888.1999 | 386.1133 | 4697.3119 | 5993.7061 | 0 | 0 | 5993.7061 | 0.01261%
2028 | 1215 | 1215-10R | Tier-3 | Tier-3---18 | 5--1 | 2 | 100% | 54.6915 | 39.12% | 60.14% | 0.7473% | 1.059 | 0 | 0 | 1.059 | 0 | 0.91925 | 0.71181 | 1.2914 | 0.91925 | 0.71181 | 1.2914 | 1.0746 | 0.83212 | 1.2914 | 1.936% | 0.66566 | 0.63271 | 82.162 | 5.3755 | 39.0422 | 37.7442 | 84.7671 | 0 | 0 | 84.7671 | 0.0002223%
2028 | 1215 | 1215-12R | Tier-3 | Tier-3---9 | 5--4 | 43 | 100% | 1149.8777 | 88.93% | 10.69% | 0.3802% | 50.6191 | 0 | 0 | 50.6191 | 0 | 43.9406 | 15.304 | 2.8712 | 43.9406 | 15.304 | 2.8712 | 51.3671 | 17.8905 | 2.8712 | 4.402% | 0.69907 | 0.66447 | 1644.8687 | 214.1134 | 166.723 | 1264.0324 | 1654.3499 | 0 | 0 | 1654.3499 | 0.01062%
2028 | 1215 | 1215-28R | Tier-3 | Tier-3---14 | 5--3 | 15 | 100% | 466.2657 | 75.31% | 24.3% | 0.3892% | 17.3819 | 0 | 0 | 17.3819 | 0 | 15.0886 | 5.3386 | 2.8263 | 15.0886 | 5.3386 | 2.8263 | 17.6387 | 6.2409 | 2.8263 | 3.728% | 0.66756 | 0.63451 | 698.4647 | 77.4157 | 150.4059 | 470.6431 | 707.4453 | 0 | 0 | 707.4453 | 0.003648%
2028 | 1215 | 1215-32R | Tier-3 | Tier-3---7 | 5--4 | 64 | 100% | 1677.0531 | 82.12% | 17.49% | 0.3917% | 68.1738 | 0 | 0 | 68.1738 | 0 | 59.1793 | 22.778 | 2.5981 | 59.1793 | 22.778 | 2.5981 | 69.1813 | 26.6278 | 2.5981 | 4.065% | 0.68132 | 0.6476 | 2461.4685 | 295.8109 | 389.7657 | 1775.8918 | 2484.3845 | 0 | 0 | 2484.3845 | 0.01431%
2028 | 1233 | 1233-259R | Tier-3 | Tier-3---16 | 5--4 | 24 | 100% | 252.1704 | 91.31% | 7.348% | 1.341% | 11.3978 | 0 | 0 | 11.3978 | 0 | 9.894 | 8.5418 | 1.1583 | 9.894 | 8.5418 | 1.1583 | 11.5662 | 9.9854 | 1.1583 | 4.52% | 0.12749 | 0.12118 | 1978.0181 | 293.7888 | 180.7034 | 1503.5259 | 1986.9694 | 0 | 0 | 1986.9694 | 0.002392%
2028 | 1233 | 1233-585R | Tier-3 | Tier-3---12 | 5--5 | 33 | 100% | 496.1989 | 88.91% | 10.23% | 0.8642% | 21.8376 | 0 | 0 | 21.8376 | 0 | 18.9564 | 11.7449 | 1.614 | 18.9564 | 11.7449 | 1.614 | 22.1603 | 13.7299 | 1.614 | 4.401% | 0.12988 | 0.12345 | 3820.3589 | 569.6038 | 386.1666 | 2864.5885 | 3842.4262 | 0 | 0 | 3842.4262 | 0.004584%
2028 | 1233 | 1233-587R | Tier-3 | Tier-3---13 | 5--5 | 39 | 100% | 468.3326 | 86.93% | 12.01% | 1.054% | 20.1536 | 0 | 0 | 20.1536 | 0 | 17.4947 | 13.8804 | 1.2604 | 17.4947 | 13.8804 | 1.2604 | 20.4515 | 16.2263 | 1.2604 | 4.303% | 0.13489 | 0.12821 | 3472.0209 | 495.7254 | 420.8281 | 2555.4674 | 3495.6448 | 0 | 0 | 3495.6448 | 0.00423%
2028 | 1233 | 1233-589R | Tier-3 | Tier-3---16 | 5--4 | 12 | 100% | 204.2414 | 92.81% | 6.245% | 0.9483% | 9.3828 | 0 | 0 | 9.3828 | 0 | 8.1448 | 4.2709 | 1.9071 | 8.1448 | 4.2709 | 1.9071 | 9.5214 | 4.9927 | 1.9071 | 4.594% | 0.11751 | 0.11169 | 1738.0856 | 257.6679 | 107.3811 | 1373.0366 | 1744.5963 | 0 | 0 | 1744.5963 | 0.001969%
2028 | 1233 | 1233-591R | Tier-3 | Tier-3---12 | 5--5 | 30 | 100% | 575.4654 | 90.21% | 8.957% | 0.8354% | 25.6963 | 0 | 0 | 25.6963 | 0 | 22.306 | 10.6772 | 2.0891 | 22.306 | 10.6772 | 2.0891 | 26.076 | 12.4818 | 2.0891 | 4.465% | 0.13142 | 0.12491 | 4378.9662 | 686.8056 | 385.5684 | 3306.5923 | 4401.2964 | 0 | 0 | 4401.2964 | 0.005394%
2028 | 1242 | 1242-1079R | Tier-2 | Tier-2---12 | 2--5 | 10 | 100% | 62.7006 | 97.78% | 0% | 2.22% | 3.0348 | 0 | 0 | 3.0348 | 0 | 2.6344 | 3.5591 | 0.74019 | 2.6344 | 3.5591 | 0.74019 | 3.0796 | 4.1606 | 0.74019 | 4.84% | 0.0067316 | 0.0063984 | 9314.3707 | 3724.1415 | 317.0899 | 5273.1393 | 9325.1374 | 0 | 0 | 9325.1374 | 0.000637%
2028 | 1242 | 1242-1084 | Tier-2 | Tier-2---12 | 2--5 | 14 | 100% | 67.671 | 98.5% | 0% | 1.502% | 3.2994 | 0 | 0 | 3.2994 | 0 | 2.8641 | 4.9827 | 0.57481 | 2.8641 | 4.9827 | 0.57481 | 3.3482 | 5.8248 | 0.57481 | 4.876% | 0.005996 | 0.0056992 | 11286.0292 | 3154.1305 | 158.2746 | 7973.6241 | 11294.8588 | 0 | 0 | 11294.8588 | 0.0006925%
2028 | 1242 | 1242-127AE | Tier-2 | Tier-2---21 | 1--4 | 1 | 100% | 0.5888 | 94.38% | 0% | 5.622% | 0.027507 | 0 | 0 | 0.027507 | 0 | 0.023878 | 0.35591 | 0.06709 | 0.023878 | 0.35591 | 0.06709 | 0.027914 | 0.41606 | 0.06709 | 4.672% | 0.0001786 | 0.00016976 | 3296.756 | 510.8285 | 168.3633 | 2617.5642 | 3306.4084 | 0 | 0 | 3306.4084 | 5.774e-06%
2028 | 1243 | 1243-319R | Tier-2 | Tier-2---9 | 4--4 | 3 | 100% | 157.976 | 95.24% | 3.794% | 0.9624% | 7.4479 | 0 | 0 | 7.4479 | 0 | 6.4652 | 1.0677 | 6.0552 | 6.4652 | 1.0677 | 6.0552 | 7.5579 | 1.2482 | 6.0552 | 4.715% | 0.081051 | 0.077039 | 1949.0936 | 286.756 | 79.621 | 1582.7166 | 1953.9216 | 0 | 0 | 1953.9216 | 0.001563%
2028 | 1243 | 1243-38R | Tier-2 | Tier-2---16 | 4--3 | 1 | 100% | 20.6467 | 96.08% | 2.766% | 1.159% | 0.9819 | 0 | 0 | 0.9819 | 0 | 0.85235 | 0.35591 | 2.3949 | 0.85235 | 0.35591 | 2.3949 | 0.99641 | 0.41606 | 2.3949 | 4.756% | 0.072591 | 0.068997 | 284.4264 | 43.4839 | 9.2234 | 231.7191 | 285.0078 | 0 | 0 | 285.0078 | 0.0002061%
2028 | 1243 | 1243-45R | Tier-2 | Tier-2---7 | 4--5 | 16 | 100% | 254.5086 | 93.11% | 5.994% | 0.8952% | 11.7303 | 0 | 0 | 11.7303 | 0 | 10.1827 | 5.6945 | 1.7882 | 10.1827 | 5.6945 | 1.7882 | 11.9036 | 6.6569 | 1.7882 | 4.609% | 0.087615 | 0.083278 | 2904.8382 | 427.4889 | 168.1582 | 2309.191 | 2915.2597 | 0 | 0 | 2915.2597 | 0.002462%
2028 | 1250 | 1250-671R | Tier-2 | Tier-2---6 | 4--5 | 4 | 100% | 929.0776 | 60.83% | 39% | 0.1645% | 27.9762 | 0 | 0 | 27.9762 | 0 | 24.2852 | 1.4236 | 17.0587 | 24.2852 | 1.4236 | 17.0587 | 28.3897 | 1.6642 | 17.0587 | 3.011% | 0.09205 | 0.087494 | 10093.1841 | 1136.9369 | 3676.6867 | 5279.5604 | 10299.0635 | 0 | 0 | 10299.0635 | 0.005872%
2028 | 1250 | 1250-677R | Tier-2 | Tier-2---3 | 5--5 | 28 | 100% | 1140.8126 | 92.57% | 6.885% | 0.545% | 52.2747 | 0 | 0 | 52.2747 | 0 | 45.3779 | 9.9654 | 4.5535 | 45.3779 | 9.9654 | 4.5535 | 53.0473 | 11.6497 | 4.5535 | 4.582% | 0.11659 | 0.11081 | 9785.2264 | 1563.6458 | 667.8739 | 7553.7067 | 9823.0868 | 0 | 0 | 9823.0868 | 0.01097%
2028 | 1250 | 1250-8R | Tier-2 | Tier-2---4 | 4--5 | 13 | 100% | 384.7428 | 82.72% | 16.59% | 0.6903% | 15.7538 | 0 | 0 | 15.7538 | 0 | 13.6753 | 4.6268 | 2.9557 | 13.6753 | 4.6268 | 2.9557 | 15.9866 | 5.4088 | 2.9557 | 4.095% | 0.092289 | 0.08772 | 4168.9089 | 570.5627 | 668.7462 | 2929.6001 | 4206.4253 | 0 | 0 | 4206.4253 | 0.003307%
2028 | 1458 | 1458-1056 | Tier-2 | Tier-2---11 | 5--3 | 16 | 100% | 79.604 | 49.93% | 49.51% | 0.5563% | 1.9674 | 0 | 0 | 1.9674 | 0 | 1.7079 | 5.6945 | 0.29992 | 1.7079 | 5.6945 | 0.29992 | 1.9965 | 6.6569 | 0.29992 | 2.472% | 0.13508 | 0.12839 | 589.3284 | 48.7394 | 264.1575 | 276.4315 | 604.6953 | 0 | 0 | 604.6953 | 0.000413%
2028 | 1458 | 1458-1058F | Tier-3 | Tier-3---13 | 5--5 | 3 | 100% | 533.9366 | 37.36% | 62.45% | 0.1834% | 9.8751 | 0 | 0 | 9.8751 | 0 | 8.5722 | 1.0677 | 8.0285 | 8.5722 | 1.0677 | 8.0285 | 10.021 | 1.2482 | 8.0285 | 1.849% | 0.13833 | 0.13149 | 3859.7922 | 265.8584 | 2184.7015 | 1409.2323 | 3985.6981 | 0 | 0 | 3985.6981 | 0.002073%
2028 | 1458 | 1458-1061 | Tier-2 | Tier-2---5 | 5--5 | 33 | 100% | 412.6338 | 86.27% | 13.38% | 0.3514% | 17.621 | 0 | 0 | 17.621 | 0 | 15.2962 | 11.7449 | 1.3024 | 15.2962 | 11.7449 | 1.3024 | 17.8814 | 13.7299 | 1.3024 | 4.27% | 0.14228 | 0.13523 | 2900.2061 | 586.2064 | 364.6762 | 1949.3235 | 2920.9434 | 0 | 0 | 2920.9434 | 0.003699%
2028 | 1458 | 1458-1115F | Tier-2 | Tier-2---18 | 4--2 | 2 | 100% | 65.1969 | 0% | 100% | 0% | 0 | 0 | 0 | 0 | 0 | 0 | 0.71181 | 0 | 0 | 0.71181 | 0 | 0 | 0.83212 | 0 | 0% | 0.091242 | 0.086726 | 714.5495 | 1.4118 | 564.5507 | 148.587 | 751.7617 | 0 | 0 | 751.7617 | 0%
2028 | 1458 | 1458-1117F | Tier-2 | Tier-2---16 | 4--2 | 3 | 100% | 136.3317 | 0% | 100% | 0% | 0 | 0 | 0 | 0 | 0 | 0 | 1.0677 | 0 | 0 | 1.0677 | 0 | 0 | 1.2482 | 0 | 0% | 0.091116 | 0.086606 | 1496.247 | 1.9882 | 1350.0391 | 144.2196 | 1574.1683 | 0 | 0 | 1574.1683 | 0%
2028 | 1458 | 1458-1131R | Tier-3 | Tier-3---4 | 5--5 | 51 | 100% | 1406.6624 | 89.91% | 9.875% | 0.2137% | 62.6052 | 0 | 0 | 62.6052 | 0 | 54.3454 | 18.1512 | 2.994 | 54.3454 | 18.1512 | 2.994 | 63.5304 | 21.219 | 2.994 | 4.451% | 0.15941 | 0.15152 | 8824.2343 | 1339.2018 | 802.9411 | 6682.0914 | 8870.5956 | 0 | 0 | 8870.5956 | 0.01314%
2028 | 1458 | 1458-456F | Tier-2 | Tier-2---16 | 4--3 | 1 | 100% | 120.5031 | 4.551% | 95.42% | 0.02562% | 0.27144 | 0 | 0 | 0.27144 | 0 | 0.23563 | 0.35591 | 0.66206 | 0.23563 | 0.35591 | 0.66206 | 0.27545 | 0.41606 | 0.66206 | 0.2253% | 0.091761 | 0.087218 | 1313.2339 | 11.3935 | 1113.5701 | 188.2703 | 1378.5121 | 0 | 0 | 1378.5121 | 5.698e-05%
2028 | 1458 | 1458-519 | Tier-2 | Tier-2---17 | 1--5 | 1 | 100% | 7.6147 | 99.51% | 0% | 0.4892% | 0.37508 | 0 | 0 | 0.37508 | 0 | 0.3256 | 0.35591 | 0.91484 | 0.3256 | 0.35591 | 0.91484 | 0.38063 | 0.41606 | 0.91484 | 4.926% | 0.000217 | 0.00020626 | 35090.7714 | 5636.6246 | 740.6939 | 28713.4529 | 35099.7115 | 0 | 0 | 35099.7115 | 7.873e-05%
2028 | 1458 | 1458-565R | Tier-3 | Tier-3---6 | 5--5 | 38 | 100% | 865.4889 | 93.04% | 6.555% | 0.3997% | 39.862 | 0 | 0 | 39.862 | 0 | 34.6029 | 13.5245 | 2.5585 | 34.6029 | 13.5245 | 2.5585 | 40.4511 | 15.8102 | 2.5585 | 4.606% | 0.15819 | 0.15036 | 5471.15 | 831.2842 | 343.7471 | 4296.1187 | 5490.9667 | 0 | 0 | 5490.9667 | 0.008367%
2028 | 1458 | 1458-601R | Tier-3 | Tier-3---2 | 5--5 | 127 | 100% | 3446.9071 | 93.23% | 6.468% | 0.3015% | 159.0724 | 0 | 0 | 159.0724 | 0 | 138.0852 | 45.2002 | 3.055 | 138.0852 | 45.2002 | 3.055 | 161.4232 | 52.8395 | 3.055 | 4.615% | 0.20421 | 0.1941 | 16878.9798 | 3452.9233 | 1062.0214 | 12364.0351 | 16938.4814 | 0 | 0 | 16938.4814 | 0.03339%
2028 | 1525 | 1525-23R | Tier-2 | Tier-2---20 | 4--1 | 1 | 100% | 2.2492 | 62.24% | 25.04% | 12.72% | 0.069291 | 0 | 0 | 0.069291 | 0 | 0.060149 | 0.35591 | 0.169 | 0.060149 | 0.35591 | 0.169 | 0.070315 | 0.41606 | 0.169 | 3.081% | 0.032823 | 0.031198 | 68.526 | 7.5628 | 21.4776 | 39.4855 | 69.8736 | 0 | 0 | 69.8736 | 1.454e-05%
2028 | 157 | 157-165R | Tier-3 | Tier-3---18 | 5--2 | 20 | 100% | 161.4875 | 68.83% | 29.58% | 1.593% | 5.5019 | 0 | 0 | 5.5019 | 0 | 4.776 | 7.1181 | 0.67097 | 4.776 | 7.1181 | 0.67097 | 5.5833 | 8.3212 | 0.67097 | 3.407% | 0.28262 | 0.26863 | 571.4006 | 45.3664 | 164.9781 | 361.0561 | 580.6762 | 0 | 0 | 580.6762 | 0.001155%
2028 | 157 | 157-189R | Tier-3 | Tier-3---9 | 5--4 | 177 | 100% | 1466.7959 | 72.32% | 26.57% | 1.114% | 52.5064 | 0 | 0 | 52.5064 | 0 | 45.579 | 62.9955 | 0.72353 | 45.579 | 62.9955 | 0.72353 | 53.2824 | 73.6424 | 0.72353 | 3.58% | 0.3705 | 0.35216 | 3959.0061 | 404.1268 | 974.6501 | 2580.2292 | 4016.0828 | 0 | 0 | 4016.0828 | 0.01102%
2028 | 157 | 157-1928R | Tier-3 | Tier-3---11 | 5--4 | 10 | 100% | 379.4778 | 92.67% | 6.848% | 0.4867% | 17.4064 | 0 | 0 | 17.4064 | 0 | 15.1099 | 3.5591 | 4.2455 | 15.1099 | 3.5591 | 4.2455 | 17.6636 | 4.1606 | 4.2455 | 4.587% | 0.2812 | 0.26728 | 1349.4751 | 199.7127 | 87.7056 | 1062.0567 | 1354.6297 | 0 | 0 | 1354.6297 | 0.003654%
2028 | 157 | 157-204R | Tier-3 | Tier-3---11 | 5--4 | 20 | 100% | 728.9999 | 94.73% | 4.338% | 0.9356% | 34.1826 | 0 | 0 | 34.1826 | 0 | 29.6727 | 7.1181 | 4.1686 | 29.6727 | 7.1181 | 4.1686 | 34.6878 | 8.3212 | 4.1686 | 4.689% | 0.32777 | 0.31154 | 2224.1461 | 315.248 | 151.9679 | 1756.9302 | 2230.254 | 0 | 0 | 2230.254 | 0.007175%
2028 | 157 | 157-207R | Tier-3 | Tier-3---16 | 2--5 | 2 | 100% | 147.8265 | 99.47% | 0% | 0.5328% | 7.2784 | 0 | 0 | 7.2784 | 0 | 6.3181 | 0.71181 | 8.8761 | 6.3181 | 0.71181 | 8.8761 | 7.386 | 0.83212 | 8.8761 | 4.924% | 0.0095404 | 0.0090682 | 15494.7917 | 2131.5652 | 1274.1533 | 12089.0732 | 15499.0908 | 0 | 0 | 15499.0908 | 0.001528%
2028 | 157 | 157-232R | Tier-3 | Tier-3---11 | 5--4 | 80 | 100% | 737.6356 | 80.19% | 18.85% | 0.9654% | 29.2782 | 0 | 0 | 29.2782 | 0 | 25.4154 | 28.4725 | 0.89263 | 25.4154 | 28.4725 | 0.89263 | 29.7108 | 33.2847 | 0.89263 | 3.969% | 0.32167 | 0.30575 | 2293.1426 | 264.1373 | 427.4504 | 1601.5549 | 2316.8052 | 0 | 0 | 2316.8052 | 0.006146%
2028 | 157 | 157-257R | Tier-3 | Tier-3---14 | 5--4 | 151 | 100% | 854.144 | 56.45% | 41.98% | 1.572% | 23.8658 | 0 | 0 | 23.8658 | 0 | 20.7171 | 53.7419 | 0.38549 | 20.7171 | 53.7419 | 0.38549 | 24.2185 | 62.8249 | 0.38549 | 2.794% | 0.36686 | 0.3487 | 2328.2535 | 169.8306 | 913.7375 | 1244.6854 | 2381.0619 | 0 | 0 | 2381.0619 | 0.005009%
2028 | 157 | 157-273R | Tier-3 | Tier-3---14 | 5--4 | 53 | 100% | 480.7998 | 81.05% | 17.89% | 1.052% | 19.2905 | 0 | 0 | 19.2905 | 0 | 16.7454 | 18.8631 | 0.88774 | 16.7454 | 18.8631 | 0.88774 | 19.5756 | 22.0511 | 0.88774 | 4.012% | 0.32295 | 0.30696 | 1488.7712 | 174.3464 | 278.1483 | 1036.2764 | 1503.4603 | 0 | 0 | 1503.4603 | 0.004049%
2028 | 157 | 157-81R | Tier-3 | Tier-3---3 | 5--5 | 205 | 100% | 2882.5826 | 80.96% | 18.44% | 0.5996% | 115.514 | 0 | 0 | 115.514 | 0 | 100.2737 | 72.9609 | 1.3743 | 100.2737 | 72.9609 | 1.3743 | 117.2211 | 85.2921 | 1.3743 | 4.007% | 0.38414 | 0.36512 | 7504.0834 | 990.345 | 1294.8297 | 5218.9087 | 7578.5076 | 0 | 0 | 7578.5076 | 0.02425%
2028 | 175 | 175-2024R | Tier-2 | Tier-2---5 | 5--5 | 19 | 100% | 563.0882 | 93.71% | 5.71% | 0.5784% | 26.1201 | 0 | 0 | 26.1201 | 0 | 22.6739 | 6.7622 | 3.353 | 22.6739 | 6.7622 | 3.353 | 26.5061 | 7.9051 | 3.353 | 4.639% | 0.19114 | 0.18168 | 2945.925 | 621.2029 | 162.2415 | 2162.4806 | 2955.5726 | 0 | 0 | 2955.5726 | 0.005483%
2028 | 175 | 175-24R | Tier-2 | Tier-2---8 | 5--4 | 6 | 100% | 1055.746 | 27.96% | 71.78% | 0.2605% | 14.6103 | 0 | 0 | 14.6103 | 0 | 12.6827 | 2.1354 | 5.9392 | 12.6827 | 2.1354 | 5.9392 | 14.8262 | 2.4964 | 5.9392 | 1.384% | 0.17491 | 0.16625 | 6035.8973 | 385.7406 | 3993.7328 | 1656.4239 | 6262.3539 | 0 | 0 | 6262.3539 | 0.003067%
2028 | 175 | 175-64R | Tier-3 | Tier-3---11 | 5--5 | 63 | 100% | 731.7191 | 85.48% | 13.53% | 0.984% | 30.9619 | 0 | 0 | 30.9619 | 0 | 26.877 | 22.4221 | 1.1987 | 26.877 | 22.4221 | 1.1987 | 31.4195 | 26.2117 | 1.1987 | 4.231% | 0.20232 | 0.19231 | 3616.5854 | 555.855 | 463.329 | 2597.4013 | 3643.9277 | 0 | 0 | 3643.9277 | 0.006499%
2028 | 175 | 175-90R | Tier-3 | Tier-3---9 | 5--5 | 113 | 100% | 894.6693 | 80.29% | 18.79% | 0.921% | 35.5586 | 0 | 0 | 35.5586 | 0 | 30.8671 | 40.2175 | 0.76751 | 30.8671 | 40.2175 | 0.76751 | 36.084 | 47.0147 | 0.76751 | 3.974% | 0.20491 | 0.19477 | 4366.1148 | 584.0624 | 757.6208 | 3024.4316 | 4410.9247 | 0 | 0 | 4410.9247 | 0.007464%
2028 | 175 | 175-94R | Tier-2 | Tier-2---10 | 5--4 | 9 | 100% | 275.6722 | 39.95% | 59.59% | 0.4576% | 5.4519 | 0 | 0 | 5.4519 | 0 | 4.7326 | 3.2032 | 1.4775 | 4.7326 | 3.2032 | 1.4775 | 5.5324 | 3.7445 | 1.4775 | 1.978% | 0.16555 | 0.15736 | 1665.1861 | 117.2564 | 895.8047 | 652.125 | 1717.2587 | 0 | 0 | 1717.2587 | 0.001144%
2028 | 176 | 176-161R | Tier-3 | Tier-3---5 | 5--5 | 62 | 100% | 1442.7596 | 90.39% | 9.157% | 0.4576% | 64.5504 | 0 | 0 | 64.5504 | 0 | 56.034 | 22.0662 | 2.5394 | 56.034 | 22.0662 | 2.5394 | 65.5044 | 25.7957 | 2.5394 | 4.474% | 0.22417 | 0.21307 | 6436.0353 | 957.8537 | 605.899 | 4872.2826 | 6468.2597 | 0 | 0 | 6468.2597 | 0.01355%
2028 | 176 | 176-164R | Tier-3 | Tier-3---11 | 5--5 | 55 | 100% | 613.402 | 87.29% | 12.01% | 0.6968% | 26.5055 | 0 | 0 | 26.5055 | 0 | 23.0085 | 19.5749 | 1.1754 | 23.0085 | 19.5749 | 1.1754 | 26.8972 | 22.8832 | 1.1754 | 4.321% | 0.20727 | 0.19701 | 2959.4233 | 422.7131 | 329.6607 | 2207.0495 | 2979.0056 | 0 | 0 | 2979.0056 | 0.005564%
2028 | 176 | 176-1834R | Tier-3 | Tier-3---5 | 5--5 | 32 | 100% | 1527.634 | 81.51% | 17.94% | 0.5573% | 61.6342 | 0 | 0 | 61.6342 | 0 | 53.5025 | 11.389 | 4.6977 | 53.5025 | 11.389 | 4.6977 | 62.545 | 13.3139 | 4.6977 | 4.035% | 0.23205 | 0.22056 | 6583.3295 | 1087.0711 | 1168.7765 | 4327.4819 | 6646.7304 | 0 | 0 | 6646.7304 | 0.01294%
2028 | 176 | 176-1845R | Tier-3 | Tier-3---11 | 5--5 | 51 | 100% | 550.3123 | 86.34% | 12.77% | 0.8885% | 23.5203 | 0 | 0 | 23.5203 | 0 | 20.4171 | 18.1512 | 1.1248 | 20.4171 | 18.1512 | 1.1248 | 23.8679 | 21.219 | 1.1248 | 4.274% | 0.20978 | 0.19939 | 2623.3078 | 370.7068 | 320.9781 | 1931.6229 | 2641.9652 | 0 | 0 | 2641.9652 | 0.004937%
2028 | 176 | 176-194R | Tier-3 | Tier-3---9 | 5--5 | 44 | 100% | 677.779 | 83.64% | 15.51% | 0.8494% | 28.061 | 0 | 0 | 28.061 | 0 | 24.3588 | 15.6599 | 1.5555 | 24.3588 | 15.6599 | 1.5555 | 28.4757 | 18.3066 | 1.5555 | 4.14% | 0.21542 | 0.20476 | 3146.314 | 445.8846 | 458.0112 | 2242.4182 | 3173.1215 | 0 | 0 | 3173.1215 | 0.00589%
2028 | 176 | 176-197F | Tier-3 | Tier-3---5 | 5--5 | 115 | 100% | 1901.6652 | 78.35% | 21.16% | 0.4918% | 73.7557 | 0 | 0 | 73.7557 | 0 | 64.0248 | 40.9293 | 1.5643 | 64.0248 | 40.9293 | 1.5643 | 74.8457 | 47.8468 | 1.5643 | 3.878% | 0.23242 | 0.22091 | 8182.1472 | 1427.4932 | 1620.6818 | 5133.9723 | 8274.3863 | 0 | 0 | 8274.3863 | 0.01548%
2028 | 176 | 176-200F | Tier-3 | Tier-3---15 | 5--4 | 5 | 100% | 342.7574 | 49.83% | 49.91% | 0.2576% | 8.4543 | 0 | 0 | 8.4543 | 0 | 7.3389 | 1.7795 | 4.1241 | 7.3389 | 1.7795 | 4.1241 | 8.5793 | 2.0803 | 4.1241 | 2.467% | 0.18529 | 0.17612 | 1849.8169 | 153.4619 | 845.5193 | 850.8357 | 1898.1484 | 0 | 0 | 1898.1484 | 0.001775%
2028 | 177 | 177-955 | Tier-2 | Tier-2---5 | 5--5 | 3 | 100% | 950.0511 | 33.62% | 66.04% | 0.3363% | 15.8108 | 0 | 0 | 15.8108 | 0 | 13.7248 | 1.0677 | 12.8543 | 13.7248 | 1.0677 | 12.8543 | 16.0445 | 1.2482 | 12.8543 | 1.664% | 0.11726 | 0.11145 | 8102.2285 | 665.4806 | 4864.4056 | 2572.3423 | 8382.3153 | 0 | 0 | 8382.3153 | 0.003319%
2028 | 182 | 182-2240F | Tier-2 | Tier-2---2 | 5--5 | 40 | 100% | 1849.4802 | 64.04% | 35.59% | 0.3658% | 58.6279 | 0 | 0 | 58.6279 | 0 | 50.8929 | 14.2363 | 3.5749 | 50.8929 | 14.2363 | 3.5749 | 59.4943 | 16.6424 | 3.5749 | 3.17% | 0.1455 | 0.1383 | 12710.8197 | 2473.4049 | 4337.8066 | 5899.6082 | 12948.8593 | 0 | 0 | 12948.8593 | 0.01231%
2028 | 182 | 182-2250 | Tier-2 | Tier-2---8 | 5--5 | 4 | 100% | 188.3209 | 97.39% | 2.141% | 0.4657% | 9.0789 | 0 | 0 | 9.0789 | 0 | 7.8811 | 1.4236 | 5.5359 | 7.8811 | 1.4236 | 5.5359 | 9.2131 | 1.6642 | 5.5359 | 4.821% | 0.10496 | 0.099761 | 1794.2707 | 286.1267 | 42.0773 | 1466.0666 | 1796.7063 | 0 | 0 | 1796.7063 | 0.001906%
2028 | 182 | 182-2252R | Tier-2 | Tier-2---5 | 5--5 | 17 | 100% | 437.4034 | 92.58% | 6.861% | 0.5557% | 20.0457 | 0 | 0 | 20.0457 | 0 | 17.401 | 6.0504 | 2.876 | 17.401 | 6.0504 | 2.876 | 20.342 | 7.073 | 2.876 | 4.583% | 0.11307 | 0.10747 | 3868.3889 | 593.9237 | 259.5961 | 3014.8691 | 3883.3295 | 0 | 0 | 3883.3295 | 0.004208%
2028 | 185 | 185-51F | Tier-2 | Tier-2---7 | 4--5 | 8 | 100% | 390.6047 | 65.18% | 33.32% | 1.503% | 12.602 | 0 | 0 | 12.602 | 0 | 10.9393 | 2.8473 | 3.8421 | 10.9393 | 2.8473 | 3.8421 | 12.7882 | 3.3285 | 3.8421 | 3.226% | 0.048222 | 0.045835 | 8100.2023 | 1032.7815 | 2609.1587 | 4458.2621 | 8247.0995 | 0 | 0 | 8247.0995 | 0.002645%
2028 | 197 | 197-1150F | Tier-2 | Tier-2---15 | 3--4 | 4 | 100% | 37.9092 | 96.86% | 0.4538% | 2.686% | 1.8176 | 0 | 0 | 1.8176 | 0 | 1.5778 | 1.4236 | 1.1083 | 1.5778 | 1.4236 | 1.1083 | 1.8445 | 1.6642 | 1.1083 | 4.795% | 0.021777 | 0.020699 | 1740.8051 | 277.2878 | 48.7789 | 1414.7385 | 1743.6514 | 0 | 0 | 1743.6514 | 0.0003815%
2028 | 197 | 197-1155F | Tier-2 | Tier-2---21 | 1--4 | 1 | 100% | 2.6346 | 91.13% | 0% | 8.87% | 0.11884 | 0 | 0 | 0.11884 | 0 | 0.10316 | 0.35591 | 0.28986 | 0.10316 | 0.35591 | 0.28986 | 0.1206 | 0.41606 | 0.28986 | 4.511% | 0.0010316 | 0.00098054 | 2553.8632 | 379.4847 | 234.4628 | 1939.9157 | 2565.6607 | 0 | 0 | 2565.6607 | 2.495e-05%
2028 | 206 | 206-1817 | Tier-2 | Tier-2---4 | 4--5 | 8 | 100% | 414.414 | 98.25% | 0% | 1.752% | 20.154 | 0 | 0 | 20.154 | 0 | 17.495 | 2.8473 | 6.1445 | 17.495 | 2.8473 | 6.1445 | 20.4519 | 3.3285 | 6.1445 | 4.863% | 0.038208 | 0.036317 | 10846.319 | 1742.1104 | 241.9911 | 8862.2175 | 10856.2171 | 0 | 0 | 10856.2171 | 0.00423%
2028 | 209 | 209-1769F | Tier-2 | Tier-2---6 | 5--5 | 51 | 100% | 1246.6839 | 98.28% | 0% | 1.716% | 60.6517 | 0 | 0 | 60.6517 | 0 | 52.6497 | 18.1512 | 2.9006 | 52.6497 | 18.1512 | 2.9006 | 61.5481 | 21.219 | 2.9006 | 4.865% | 0.11169 | 0.10616 | 11161.7212 | 1795.9566 | 261.2581 | 9104.5065 | 11171.6974 | 0 | 0 | 11171.6974 | 0.01273%
2028 | 210 | 210-172R | Tier-2 | Tier-2---11 | 5--2 | 19 | 100% | 187.8449 | 74.26% | 23.89% | 1.85% | 6.9052 | 0 | 0 | 6.9052 | 0 | 5.9941 | 6.7622 | 0.88641 | 5.9941 | 6.7622 | 0.88641 | 7.0072 | 7.9051 | 0.88641 | 3.676% | 0.32588 | 0.30975 | 576.4292 | 39.7856 | 130.795 | 405.8486 | 584.1554 | 0 | 0 | 584.1554 | 0.001449%
2028 | 210 | 210-392R | Tier-2 | Tier-2---10 | 5--3 | 60 | 100% | 420.3387 | 65.56% | 32.94% | 1.504% | 13.641 | 0 | 0 | 13.641 | 0 | 11.8413 | 21.3544 | 0.55451 | 11.8413 | 21.3544 | 0.55451 | 13.8426 | 24.9635 | 0.55451 | 3.245% | 0.34771 | 0.33049 | 1208.8925 | 89.1732 | 378.0363 | 741.683 | 1230.5744 | 0 | 0 | 1230.5744 | 0.002863%
2028 | 210 | 210-394R | Tier-2 | Tier-2---16 | 5--2 | 18 | 100% | 90.8214 | 45.65% | 51.72% | 2.624% | 2.0524 | 0 | 0 | 2.0524 | 0 | 1.7816 | 6.4063 | 0.2781 | 1.7816 | 6.4063 | 0.2781 | 2.0827 | 7.4891 | 0.2781 | 2.26% | 0.31841 | 0.30265 | 285.2308 | 14.2948 | 124.8192 | 146.1168 | 293.3036 | 0 | 0 | 293.3036 | 0.0004308%
2028 | 210 | 210-9R | Tier-2 | Tier-2---13 | 5--2 | 38 | 100% | 204.3186 | 25.26% | 73.76% | 0.9801% | 2.5548 | 0 | 0 | 2.5548 | 0 | 2.2177 | 13.5245 | 0.16398 | 2.2177 | 13.5245 | 0.16398 | 2.5926 | 15.8102 | 0.16398 | 1.25% | 0.31397 | 0.29843 | 650.7604 | 21.6073 | 447.6112 | 181.5419 | 676.0897 | 0 | 0 | 676.0897 | 0.0005363%
2028 | 211 | 211-279R | Tier-2 | Tier-2---10 | 5--3 | 65 | 100% | 472.6727 | 73.92% | 24.32% | 1.766% | 17.295 | 0 | 0 | 17.295 | 0 | 15.0132 | 23.1339 | 0.64897 | 15.0132 | 23.1339 | 0.64897 | 17.5506 | 27.0438 | 0.64897 | 3.659% | 0.37314 | 0.35467 | 1266.7597 | 81.8701 | 334.8802 | 850.0094 | 1283.9654 | 0 | 0 | 1283.9654 | 0.00363%
2028 | 211 | 211-312R | Tier-2 | Tier-2---8 | 5--3 | 145 | 100% | 754.0624 | 63.09% | 35.39% | 1.526% | 23.5477 | 0 | 0 | 23.5477 | 0 | 20.441 | 51.6065 | 0.39609 | 20.441 | 51.6065 | 0.39609 | 23.8957 | 60.3286 | 0.39609 | 3.123% | 0.39031 | 0.37099 | 1931.9795 | 162.2508 | 643.7527 | 1125.9761 | 1969.1194 | 0 | 0 | 1969.1194 | 0.004943%
2028 | 211 | 211-771R | Tier-3 | Tier-3---14 | 5--4 | 66 | 100% | 617.3051 | 73.22% | 25.44% | 1.334% | 22.3748 | 0 | 0 | 22.3748 | 0 | 19.4228 | 23.4898 | 0.82686 | 19.4228 | 23.4898 | 0.82686 | 22.7055 | 27.4599 | 0.82686 | 3.625% | 0.3743 | 0.35578 | 1649.207 | 127.1804 | 388.1922 | 1133.8343 | 1672.204 | 0 | 0 | 1672.204 | 0.004696%
2028 | 212 | 212-1177R | Tier-2 | Tier-2---8 | 5--4 | 79 | 100% | 484.9484 | 83.96% | 14.37% | 1.67% | 20.155 | 0 | 0 | 20.155 | 0 | 17.4958 | 28.1166 | 0.62226 | 17.4958 | 28.1166 | 0.62226 | 20.4528 | 32.8687 | 0.62226 | 4.156% | 0.15054 | 0.14309 | 3221.4606 | 348.4219 | 528.8758 | 2344.1629 | 3248.3676 | 0 | 0 | 3248.3676 | 0.004231%
2028 | 212 | 212-1204R | Tier-2 | Tier-2---8 | 5--4 | 70 | 100% | 431.7599 | 82.12% | 16.51% | 1.365% | 17.5508 | 0 | 0 | 17.5508 | 0 | 15.2353 | 24.9135 | 0.61153 | 15.2353 | 24.9135 | 0.61153 | 17.8102 | 29.1241 | 0.61153 | 4.065% | 0.19221 | 0.18269 | 2246.3396 | 244.3912 | 383.4547 | 1618.4937 | 2267.2561 | 0 | 0 | 2267.2561 | 0.003684%
2028 | 212 | 212-638R | Tier-2 | Tier-2---11 | 5--4 | 4 | 100% | 157.455 | 96.47% | 1.863% | 1.664% | 7.5191 | 0 | 0 | 7.5191 | 0 | 6.5271 | 1.4236 | 4.5848 | 6.5271 | 1.4236 | 4.5848 | 7.6302 | 1.6642 | 4.5848 | 4.775% | 0.10708 | 0.10177 | 1470.5114 | 155.1186 | 63.8116 | 1251.5811 | 1473.2126 | 0 | 0 | 1473.2126 | 0.001578%
2028 | 212 | 212-725R | Tier-3 | Tier-3---10 | 5--5 | 46 | 100% | 749.6423 | 94.58% | 4.636% | 0.779% | 35.0978 | 0 | 0 | 35.0978 | 0 | 30.4671 | 16.3717 | 1.861 | 30.4671 | 16.3717 | 1.861 | 35.6164 | 19.1387 | 1.861 | 4.682% | 0.13941 | 0.13251 | 5377.288 | 738.7725 | 258.1994 | 4380.3161 | 5392.4534 | 0 | 0 | 5392.4534 | 0.007367%
2028 | 212 | 212-734R | Tier-2 | Tier-2---10 | 5--4 | 42 | 100% | 405.6391 | 93.64% | 4.241% | 2.118% | 18.8023 | 0 | 0 | 18.8023 | 0 | 16.3216 | 14.9481 | 1.0919 | 16.3216 | 14.9481 | 1.0919 | 19.0801 | 17.4745 | 1.0919 | 4.635% | 0.17753 | 0.16875 | 2284.84 | 188.9421 | 239.3419 | 1856.5561 | 2292.4067 | 0 | 0 | 2292.4067 | 0.003947%
2028 | 212 | 212-739R | Tier-3 | Tier-3---15 | 5--4 | 39 | 100% | 301.7157 | 89.07% | 9.028% | 1.906% | 13.302 | 0 | 0 | 13.302 | 0 | 11.547 | 13.8804 | 0.83189 | 11.547 | 13.8804 | 0.83189 | 13.4986 | 16.2263 | 0.83189 | 4.409% | 0.13097 | 0.12449 | 2303.7005 | 251.0522 | 237.9772 | 1814.6711 | 2316.8178 | 0 | 0 | 2316.8178 | 0.002792%
2028 | 212 | 212-743R | Tier-2 | Tier-2---13 | 5--3 | 6 | 100% | 81.923 | 90.82% | 6.613% | 2.567% | 3.6829 | 0 | 0 | 3.6829 | 0 | 3.197 | 2.1354 | 1.4971 | 3.197 | 2.1354 | 1.4971 | 3.7373 | 2.4964 | 1.4971 | 4.496% | 0.11654 | 0.11078 | 702.9342 | 71.3752 | 58.8304 | 572.7286 | 706.2949 | 0 | 0 | 706.2949 | 0.000773%
2028 | 212 | 212-758R | Tier-2 | Tier-2---8 | 5--4 | 68 | 100% | 381.3507 | 89.63% | 8.808% | 1.561% | 16.9197 | 0 | 0 | 16.9197 | 0 | 14.6874 | 24.2017 | 0.60687 | 14.6874 | 24.2017 | 0.60687 | 17.1697 | 28.292 | 0.60687 | 4.437% | 0.1427 | 0.13564 | 2672.3387 | 313.5648 | 256.9237 | 2101.8502 | 2686.7681 | 0 | 0 | 2686.7681 | 0.003551%
2028 | 212 | 212-773R | Tier-2 | Tier-2---5 | 5--4 | 103 | 100% | 677.1103 | 83.18% | 15.77% | 1.046% | 27.8801 | 0 | 0 | 27.8801 | 0 | 24.2017 | 36.6584 | 0.6602 | 24.2017 | 36.6584 | 0.6602 | 28.2921 | 42.8541 | 0.6602 | 4.118% | 0.19881 | 0.18897 | 3405.7885 | 402.585 | 522.8709 | 2480.3327 | 3435.6179 | 0 | 0 | 3435.6179 | 0.005852%
2028 | 212 | 212-799R | Tier-2 | Tier-2---10 | 5--4 | 39 | 100% | 254.923 | 88.52% | 10.12% | 1.358% | 11.1702 | 0 | 0 | 11.1702 | 0 | 9.6965 | 13.8804 | 0.69858 | 9.6965 | 13.8804 | 0.69858 | 11.3353 | 16.2263 | 0.69858 | 4.382% | 0.12493 | 0.11875 | 2040.5268 | 236.751 | 211.9535 | 1591.8223 | 2052.7246 | 0 | 0 | 2052.7246 | 0.002345%
2028 | 212 | 212-880R | Tier-2 | Tier-2---16 | 5--2 | 3 | 100% | 30.3116 | 92.5% | 4.382% | 3.114% | 1.3879 | 0 | 0 | 1.3879 | 0 | 1.2048 | 1.0677 | 1.1284 | 1.2048 | 1.0677 | 1.1284 | 1.4085 | 1.2482 | 1.1284 | 4.579% | 0.10736 | 0.10205 | 282.3367 | 28.4993 | 19.5005 | 234.337 | 283.4389 | 0 | 0 | 283.4389 | 0.0002913%
2028 | 212 | 212-886R | Tier-2 | Tier-2---8 | 5--4 | 17 | 100% | 472.8052 | 94.27% | 4.633% | 1.099% | 22.0624 | 0 | 0 | 22.0624 | 0 | 19.1516 | 6.0504 | 3.1653 | 19.1516 | 6.0504 | 3.1653 | 22.3885 | 7.073 | 3.1653 | 4.666% | 0.18767 | 0.17838 | 2519.3545 | 323.5371 | 126.2126 | 2069.6048 | 2526.8745 | 0 | 0 | 2526.8745 | 0.004631%
2028 | 212 | 212-888R | Tier-2 | Tier-2---8 | 5--4 | 45 | 100% | 346.5382 | 90.95% | 7.817% | 1.237% | 15.6005 | 0 | 0 | 15.6005 | 0 | 13.5423 | 16.0158 | 0.84556 | 13.5423 | 16.0158 | 0.84556 | 15.8311 | 18.7227 | 0.84556 | 4.502% | 0.13116 | 0.12466 | 2642.179 | 334.1686 | 213.131 | 2094.8795 | 2654.6375 | 0 | 0 | 2654.6375 | 0.003275%
2028 | 214 | 214-1122R | Tier-3 | Tier-3---3 | 5--5 | 127 | 100% | 2893.3725 | 90.28% | 9.311% | 0.4067% | 129.3045 | 0 | 0 | 129.3045 | 0 | 112.2447 | 45.2002 | 2.4833 | 112.2447 | 45.2002 | 2.4833 | 131.2154 | 52.8395 | 2.4833 | 4.469% | 0.26918 | 0.25585 | 10749.0069 | 1574.7708 | 951.5348 | 8222.7013 | 10803.4034 | 0 | 0 | 10803.4034 | 0.02714%
2028 | 214 | 214-1135R | Tier-3 | Tier-3---6 | 4--5 | 75 | 100% | 805.3146 | 95.2% | 3.81% | 0.9931% | 37.9484 | 0 | 0 | 37.9484 | 0 | 32.9416 | 26.693 | 1.2341 | 32.9416 | 26.693 | 1.2341 | 38.5092 | 31.2044 | 1.2341 | 4.712% | 0.090777 | 0.086284 | 8871.3507 | 1468.4713 | 438.4999 | 6964.3795 | 8893.5417 | 0 | 0 | 8893.5417 | 0.007965%
2028 | 214 | 214-17AE | Tier-3 | Tier-3---17 | 4--4 | 30 | 100% | 127.491 | 90.35% | 5.503% | 4.145% | 5.7019 | 0 | 0 | 5.7019 | 0 | 4.9496 | 10.6772 | 0.46357 | 4.9496 | 10.6772 | 0.46357 | 5.7862 | 12.4818 | 0.46357 | 4.472% | 0.071957 | 0.068395 | 1771.7769 | 216.0551 | 150.3479 | 1405.374 | 1780.6795 | 0 | 0 | 1780.6795 | 0.001197%
2028 | 214 | 214-4R | Tier-3 | Tier-3---17 | 4--4 | 22 | 100% | 89.6399 | 90.66% | 5.945% | 3.4% | 4.0225 | 0 | 0 | 4.0225 | 0 | 3.4918 | 7.8299 | 0.44596 | 3.4918 | 7.8299 | 0.44596 | 4.082 | 9.1533 | 0.44596 | 4.487% | 0.059676 | 0.056722 | 1502.1196 | 200.0517 | 124.6473 | 1177.4206 | 1509.4294 | 0 | 0 | 1509.4294 | 0.0008443%
2028 | 214 | 214-536R | Tier-3 | Tier-3---17 | 4--4 | 9 | 100% | 96.9267 | 93.35% | 4.585% | 2.069% | 4.4786 | 0 | 0 | 4.4786 | 0 | 3.8877 | 3.2032 | 1.2137 | 3.8877 | 3.2032 | 1.2137 | 4.5448 | 3.7445 | 1.2137 | 4.621% | 0.053744 | 0.051083 | 1803.5024 | 246.1785 | 178.6516 | 1378.6723 | 1809.7517 | 0 | 0 | 1809.7517 | 0.0009401%
2028 | 214 | 214-583R | Tier-3 | Tier-3---13 | 4--5 | 32 | 100% | 328.9866 | 94.06% | 4.474% | 1.469% | 15.3171 | 0 | 0 | 15.3171 | 0 | 13.2962 | 11.389 | 1.1675 | 13.2962 | 11.389 | 1.1675 | 15.5435 | 13.3139 | 1.1675 | 4.656% | 0.070413 | 0.066928 | 4672.2426 | 712.2083 | 352.9213 | 3607.1129 | 4686.7021 | 0 | 0 | 4686.7021 | 0.003215%
2028 | 214 | 214-613R | Tier-3 | Tier-3---14 | 5--3 | 50 | 100% | 480.8617 | 49.89% | 49.25% | 0.8586% | 11.8746 | 0 | 0 | 11.8746 | 0 | 10.3079 | 17.7953 | 0.57925 | 10.3079 | 17.7953 | 0.57925 | 12.0501 | 20.803 | 0.57925 | 2.469% | 0.43289 | 0.41146 | 1110.8228 | 86.441 | 501.4412 | 522.9406 | 1139.8124 | 0 | 0 | 1139.8124 | 0.002492%
2028 | 214 | 214-647R | Tier-3 | Tier-3---8 | 5--5 | 73 | 100% | 2287.3818 | 92.77% | 6.976% | 0.2574% | 105.0353 | 0 | 0 | 105.0353 | 0 | 91.1775 | 25.9812 | 3.5094 | 91.1775 | 25.9812 | 3.5094 | 106.5875 | 30.3723 | 3.5094 | 4.592% | 0.23844 | 0.22663 | 9593.2735 | 1427.6996 | 628.6999 | 7536.874 | 9629.4117 | 0 | 0 | 9629.4117 | 0.02205%
2028 | 215 | 215-1531R | Tier-2 | Tier-2---2 | 5--5 | 72 | 100% | 1398.9852 | 84.15% | 15.42% | 0.4283% | 58.2745 | 0 | 0 | 58.2745 | 0 | 50.586 | 25.6253 | 1.9741 | 50.586 | 25.6253 | 1.9741 | 59.1357 | 29.9562 | 1.9741 | 4.165% | 0.20291 | 0.19287 | 6894.5825 | 1039.1679 | 1002.2008 | 4853.2138 | 6951.4886 | 0 | 0 | 6951.4886 | 0.01223%
2028 | 215 | 215-1534R | Tier-2 | Tier-2---1 | 5--5 | 58 | 100% | 1734.1452 | 88.98% | 10.7% | 0.3246% | 76.3804 | 0 | 0 | 76.3804 | 0 | 66.3032 | 20.6426 | 3.212 | 66.3032 | 20.6426 | 3.212 | 77.5092 | 24.1314 | 3.212 | 4.404% | 0.1982 | 0.18839 | 8749.2684 | 1441.1188 | 882.1072 | 6426.0424 | 8799.4812 | 0 | 0 | 8799.4812 | 0.01603%
2028 | 215 | 215-1544R | Tier-2 | Tier-2---8 | 5--4 | 16 | 100% | 205.9069 | 87.21% | 11.98% | 0.8132% | 8.8888 | 0 | 0 | 8.8888 | 0 | 7.7161 | 5.6945 | 1.355 | 7.7161 | 5.6945 | 1.355 | 9.0202 | 6.6569 | 1.355 | 4.317% | 0.10891 | 0.10352 | 1890.6466 | 333.0962 | 217.1495 | 1340.4009 | 1903.2393 | 0 | 0 | 1903.2393 | 0.001866%
2028 | 215 | 215-38R | Tier-3 | Tier-3---10 | 5--5 | 26 | 100% | 650.1784 | 91.15% | 8.25% | 0.6037% | 29.3345 | 0 | 0 | 29.3345 | 0 | 25.4643 | 9.2536 | 2.7518 | 25.4643 | 9.2536 | 2.7518 | 29.768 | 10.8175 | 2.7518 | 4.512% | 0.12528 | 0.11908 | 5189.8024 | 828.3476 | 472.2938 | 3889.161 | 5213.7305 | 0 | 0 | 5213.7305 | 0.006157%
2028 | 216 | 216-1859F | Tier-3 | Tier-3---4 | 5--5 | 67 | 100% | 1336.0946 | 91.63% | 7.965% | 0.4046% | 60.6013 | 0 | 0 | 60.6013 | 0 | 52.6059 | 23.8458 | 2.2061 | 52.6059 | 23.8458 | 2.2061 | 61.4969 | 27.876 | 2.2061 | 4.536% | 0.15704 | 0.14927 | 8507.7615 | 1421.0211 | 648.1937 | 6438.5467 | 8544.8444 | 0 | 0 | 8544.8444 | 0.01272%
2028 | 217 | 217-41AE | Tier-2 | Tier-2---8 | 5--4 | 126 | 100% | 548.1248 | 61.28% | 37.04% | 1.683% | 16.6264 | 0 | 0 | 16.6264 | 0 | 14.4328 | 44.8442 | 0.32184 | 14.4328 | 44.8442 | 0.32184 | 16.8721 | 52.4234 | 0.32184 | 3.033% | 0.19664 | 0.1869 | 2787.4845 | 272.106 | 973.6181 | 1541.7603 | 2843.6939 | 0 | 0 | 2843.6939 | 0.00349%
2028 | 217 | 217-48AE | Tier-2 | Tier-2---8 | 5--4 | 84 | 100% | 701.5771 | 53.79% | 44.81% | 1.4% | 18.6798 | 0 | 0 | 18.6798 | 0 | 16.2153 | 29.8962 | 0.54239 | 16.2153 | 29.8962 | 0.54239 | 18.9559 | 34.949 | 0.54239 | 2.663% | 0.20236 | 0.19234 | 3466.9889 | 313.4539 | 1406.954 | 1746.581 | 3550.4247 | 0 | 0 | 3550.4247 | 0.003921%
2028 | 217 | 217-835R | Tier-3 | Tier-3---5 | 5--5 | 71 | 100% | 1459.42 | 90.56% | 8.764% | 0.6769% | 65.4212 | 0 | 0 | 65.4212 | 0 | 56.7898 | 25.2694 | 2.2474 | 56.7898 | 25.2694 | 2.2474 | 66.388 | 29.5402 | 2.2474 | 4.483% | 0.28412 | 0.27006 | 5136.5819 | 779.5394 | 417.5644 | 3939.4781 | 5161.8362 | 0 | 0 | 5161.8362 | 0.01373%
2028 | 217 | 217-837R | Tier-3 | Tier-3---12 | 5--5 | 68 | 100% | 680.508 | 71.93% | 26.93% | 1.134% | 24.231 | 0 | 0 | 24.231 | 0 | 21.0341 | 24.2017 | 0.86912 | 21.0341 | 24.2017 | 0.86912 | 24.5891 | 28.292 | 0.86912 | 3.561% | 0.14269 | 0.13563 | 4769.0891 | 589.9072 | 1292.048 | 2887.1339 | 4838.7956 | 0 | 0 | 4838.7956 | 0.005086%
2028 | 217 | 217-972R | Tier-2 | Tier-2---8 | 5--4 | 70 | 100% | 360.9866 | 64.42% | 33.78% | 1.803% | 11.5112 | 0 | 0 | 11.5112 | 0 | 9.9924 | 24.9135 | 0.40109 | 9.9924 | 24.9135 | 0.40109 | 11.6813 | 29.1241 | 0.40109 | 3.189% | 0.18227 | 0.17325 | 1980.496 | 214.776 | 614.2082 | 1151.5119 | 2017.1929 | 0 | 0 | 2017.1929 | 0.002416%
2028 | 217 | 217-983R | Tier-3 | Tier-3---5 | 5--5 | 48 | 100% | 1187.4841 | 92.09% | 7.578% | 0.3365% | 54.1281 | 0 | 0 | 54.1281 | 0 | 46.9867 | 17.0835 | 2.7504 | 46.9867 | 17.0835 | 2.7504 | 54.928 | 19.9708 | 2.7504 | 4.558% | 0.2438 | 0.23173 | 4870.8263 | 716.2537 | 353.1181 | 3801.4544 | 4890.9032 | 0 | 0 | 4890.9032 | 0.01136%
2028 | 220 | 220-288R | Tier-3 | Tier-3---14 | 5--4 | 29 | 100% | 437.6752 | 81.99% | 17.08% | 0.9315% | 17.7636 | 0 | 0 | 17.7636 | 0 | 15.4199 | 10.3213 | 1.494 | 15.4199 | 10.3213 | 1.494 | 18.0261 | 12.0657 | 1.494 | 4.059% | 0.37523 | 0.35666 | 1166.4109 | 131.8052 | 200.8528 | 833.7529 | 1177.3495 | 0 | 0 | 1177.3495 | 0.003729%
2028 | 220 | 220-294R | Tier-3 | Tier-3---14 | 5--3 | 81 | 100% | 720.9399 | 58.97% | 39.92% | 1.12% | 21.0426 | 0 | 0 | 21.0426 | 0 | 18.2664 | 28.8284 | 0.63362 | 18.2664 | 28.8284 | 0.63362 | 21.3536 | 33.7008 | 0.63362 | 2.919% | 0.44397 | 0.422 | 1623.8364 | 124.0259 | 599.3861 | 900.4244 | 1658.5379 | 0 | 0 | 1658.5379 | 0.004417%
2028 | 220 | 220-298R | Tier-3 | Tier-3---11 | 5--4 | 155 | 100% | 1053.2838 | 64.6% | 33.51% | 1.887% | 33.6832 | 0 | 0 | 33.6832 | 0 | 29.2392 | 55.1655 | 0.53003 | 29.2392 | 55.1655 | 0.53003 | 34.181 | 64.4891 | 0.53003 | 3.198% | 0.50177 | 0.47693 | 2099.1459 | 164.9638 | 658.2461 | 1275.9359 | 2137.8399 | 0 | 0 | 2137.8399 | 0.00707%
2028 | 221 | 221-1230F | Tier-3 | Tier-3---12 | 4--5 | 17 | 100% | 637.2245 | 99.48% | 0% | 0.5187% | 31.379 | 0 | 0 | 31.379 | 0 | 27.239 | 6.0504 | 4.502 | 27.239 | 6.0504 | 4.502 | 31.8427 | 7.073 | 4.502 | 4.924% | 0.035843 | 0.034069 | 17778.1145 | 2647.4462 | 83.7682 | 15046.9001 | 17782.9169 | 0 | 0 | 17782.9169 | 0.006586%
2028 | 221 | 221-23R | Tier-3 | Tier-3---11 | 5--5 | 77 | 100% | 764.9858 | 67.26% | 31.99% | 0.7569% | 25.4678 | 0 | 0 | 25.4678 | 0 | 22.1077 | 27.4048 | 0.80671 | 22.1077 | 27.4048 | 0.80671 | 25.8442 | 32.0365 | 0.80671 | 3.329% | 0.19945 | 0.18957 | 3835.5267 | 452.4998 | 1178.7605 | 2204.2664 | 3900.9309 | 0 | 0 | 3900.9309 | 0.005346%
2028 | 221 | 221-344R | Tier-3 | Tier-3---13 | 5--4 | 93 | 100% | 642.3372 | 83.79% | 15.02% | 1.193% | 26.6423 | 0 | 0 | 26.6423 | 0 | 23.1273 | 33.0993 | 0.69872 | 23.1273 | 33.0993 | 0.69872 | 27.0361 | 38.6935 | 0.69872 | 4.148% | 0.2115 | 0.20103 | 3037.0437 | 366.2743 | 441.4951 | 2229.2742 | 3062.6782 | 0 | 0 | 3062.6782 | 0.005592%
2028 | 221 | 221-35 | Tier-2 | Tier-2---10 | 5--3 | 3 | 100% | 111.3988 | 96.62% | 2.989% | 0.3886% | 5.328 | 0 | 0 | 5.328 | 0 | 4.625 | 1.0677 | 4.3317 | 4.625 | 1.0677 | 4.3317 | 5.4067 | 1.2482 | 4.3317 | 4.783% | 0.17281 | 0.16425 | 644.6479 | 94.7644 | 26.1294 | 523.7541 | 645.7818 | 0 | 0 | 645.7818 | 0.001118%
2028 | 221 | 221-37AE | Tier-3 | Tier-3---11 | 5--5 | 72 | 100% | 769.7343 | 85.13% | 14.19% | 0.6769% | 32.4379 | 0 | 0 | 32.4379 | 0 | 28.1582 | 25.6253 | 1.0988 | 28.1582 | 25.6253 | 1.0988 | 32.9172 | 29.9562 | 1.0988 | 4.214% | 0.19925 | 0.18939 | 3863.0999 | 511.5521 | 574.4994 | 2777.0485 | 3893.0064 | 0 | 0 | 3893.0064 | 0.006809%
2028 | 221 | 221-38AE | Tier-3 | Tier-3---17 | 5--3 | 9 | 100% | 225.9712 | 8.218% | 91.4% | 0.3782% | 0.91919 | 0 | 0 | 0.91919 | 0 | 0.79791 | 3.2032 | 0.2491 | 0.79791 | 3.2032 | 0.2491 | 0.93277 | 3.7445 | 0.2491 | 0.4068% | 0.16917 | 0.1608 | 1335.7574 | 19.3633 | 1034.9942 | 281.3999 | 1399.6044 | 0 | 0 | 1399.6044 | 0.0001929%
2028 | 221 | 221-675R | Tier-2 | Tier-2---8 | 5--4 | 4 | 100% | 383.5958 | 97.43% | 1.747% | 0.8215% | 18.5004 | 0 | 0 | 18.5004 | 0 | 16.0595 | 1.4236 | 11.2807 | 16.0595 | 1.4236 | 11.2807 | 18.7738 | 1.6642 | 11.2807 | 4.823% | 0.22072 | 0.20979 | 1737.9263 | 228.1325 | 87.6764 | 1422.1174 | 1740.2506 | 0 | 0 | 1740.2506 | 0.003883%
2028 | 221 | 221-6R | Tier-2 | Tier-2---5 | 5--5 | 1 | 100% | 616.9841 | 99.25% | 0.1999% | 0.5529% | 30.3108 | 0 | 0 | 30.3108 | 0 | 26.3118 | 0.35591 | 73.9288 | 26.3118 | 0.35591 | 73.9288 | 30.7587 | 0.41606 | 73.9288 | 4.913% | 0.21604 | 0.20535 | 2855.887 | 420.5436 | 58.2104 | 2377.133 | 2857.0066 | 0 | 0 | 2857.0066 | 0.006362%
2028 | 221 | 221-782R | Tier-3 | Tier-3---17 | 5--3 | 5 | 100% | 156.081 | 94.9% | 3.083% | 2.022% | 7.3316 | 0 | 0 | 7.3316 | 0 | 6.3643 | 1.7795 | 3.5764 | 6.3643 | 1.7795 | 3.5764 | 7.44 | 2.0803 | 3.5764 | 4.697% | 0.2472 | 0.23496 | 631.3929 | 85.1107 | 27.1817 | 519.1005 | 633.0714 | 0 | 0 | 633.0714 | 0.001539%
2028 | 221 | 221-788 | Tier-3 | Tier-3---12 | 5--5 | 12 | 100% | 677.5152 | 96.42% | 3.298% | 0.2798% | 32.3372 | 0 | 0 | 32.3372 | 0 | 28.0708 | 4.2709 | 6.5726 | 28.0708 | 4.2709 | 6.5726 | 32.815 | 4.9927 | 6.5726 | 4.773% | 0.18975 | 0.18036 | 3570.5978 | 586.4326 | 168.8515 | 2815.3137 | 3577.2505 | 0 | 0 | 3577.2505 | 0.006788%
2028 | 221 | 221-824 | Tier-3 | Tier-3---13 | 5--4 | 31 | 100% | 431.5232 | 83.48% | 15.96% | 0.5616% | 17.831 | 0 | 0 | 17.831 | 0 | 15.4785 | 11.0331 | 1.4029 | 15.4785 | 11.0331 | 1.4029 | 18.0945 | 12.8978 | 1.4029 | 4.132% | 0.18396 | 0.17486 | 2345.6862 | 321.7207 | 355.7349 | 1668.2306 | 2365.8706 | 0 | 0 | 2365.8706 | 0.003743%
2028 | 222 | 222-1433R | Tier-3 | Tier-3---5 | 5--5 | 18 | 100% | 1073.7524 | 96.43% | 3.224% | 0.3472% | 51.2525 | 0 | 0 | 51.2525 | 0 | 44.4905 | 6.4063 | 6.9448 | 44.4905 | 6.4063 | 6.9448 | 52.0099 | 7.4891 | 6.9448 | 4.773% | 0.37266 | 0.35421 | 2881.3332 | 440.8984 | 92.1003 | 2348.3345 | 2886.6922 | 0 | 0 | 2886.6922 | 0.01076%
2028 | 222 | 222-1503R | Tier-3 | Tier-3---15 | 5--4 | 23 | 100% | 289.1141 | 77.72% | 21.59% | 0.6888% | 11.1231 | 0 | 0 | 11.1231 | 0 | 9.6556 | 8.1859 | 1.1795 | 9.6556 | 8.1859 | 1.1795 | 11.2875 | 9.5694 | 1.1795 | 3.847% | 0.23465 | 0.22303 | 1232.1205 | 140.7183 | 258.7997 | 832.6024 | 1246.4147 | 0 | 0 | 1246.4147 | 0.002335%
2028 | 222 | 222-1523R | Tier-3 | Tier-3---7 | 5--5 | 137 | 100% | 1341.7279 | 81.78% | 17.54% | 0.6801% | 54.3129 | 0 | 0 | 54.3129 | 0 | 47.1472 | 48.7592 | 0.96694 | 47.1472 | 48.7592 | 0.96694 | 55.1156 | 57.0001 | 0.96694 | 4.048% | 0.26901 | 0.25569 | 4987.6805 | 618.9983 | 835.0785 | 3533.6036 | 5035.0131 | 0 | 0 | 5035.0131 | 0.0114%
2028 | 222 | 222-1986R | Tier-3 | Tier-3---1 | 5--5 | 212 | 100% | 6887.3845 | 91.59% | 8.216% | 0.1933% | 312.256 | 0 | 0 | 312.256 | 0 | 271.0585 | 75.4522 | 3.5925 | 271.0585 | 75.4522 | 3.5925 | 316.8705 | 88.2045 | 3.5925 | 4.534% | 0.41507 | 0.39452 | 16593.3004 | 2725.7619 | 1237.4149 | 12630.1236 | 16665.9691 | 0 | 0 | 16665.9691 | 0.06554%
2028 | 222 | 222-1988R | Tier-3 | Tier-3---11 | 5--4 | 13 | 100% | 316.0275 | 91.8% | 8.01% | 0.1868% | 14.3611 | 0 | 0 | 14.3611 | 0 | 12.4664 | 4.6268 | 2.6944 | 12.4664 | 4.6268 | 2.6944 | 14.5734 | 5.4088 | 2.6944 | 4.544% | 0.34461 | 0.32755 | 917.0546 | 137.1058 | 68.1895 | 711.7593 | 920.9692 | 0 | 0 | 920.9692 | 0.003014%
2028 | 222 | 222-1990R | Tier-3 | Tier-3---1 | 5--5 | 81 | 100% | 4318.7821 | 96.21% | 3.588% | 0.2018% | 205.6787 | 0 | 0 | 205.6787 | 0 | 178.5426 | 28.8284 | 6.1933 | 178.5426 | 28.8284 | 6.1933 | 208.7183 | 33.7008 | 6.1933 | 4.762% | 0.41211 | 0.39171 | 10479.6421 | 1615.523 | 393.9401 | 8470.179 | 10500.323 | 0 | 0 | 10500.323 | 0.04317%
2028 | 222 | 222-1992R | Tier-3 | Tier-3---18 | 5--2 | 3 | 100% | 77.8798 | 51.19% | 47.85% | 0.9609% | 1.9735 | 0 | 0 | 1.9735 | 0 | 1.7131 | 1.0677 | 1.6045 | 1.7131 | 1.0677 | 1.6045 | 2.0027 | 1.2482 | 1.6045 | 2.534% | 0.22115 | 0.2102 | 352.1575 | 26.3738 | 147.8812 | 177.9024 | 361.1086 | 0 | 0 | 361.1086 | 0.0004142%
2028 | 222 | 222-2013R | Tier-3 | Tier-3---7 | 5--5 | 132 | 100% | 1434.8215 | 80% | 19.3% | 0.6983% | 56.8219 | 0 | 0 | 56.8219 | 0 | 49.3251 | 46.9797 | 1.0499 | 49.3251 | 46.9797 | 1.0499 | 57.6616 | 54.9198 | 1.0499 | 3.96% | 0.27927 | 0.26545 | 5137.7317 | 647.5611 | 923.7481 | 3566.4225 | 5191.2329 | 0 | 0 | 5191.2329 | 0.01193%
2028 | 222 | 222-2063 | Tier-3 | Tier-3---9 | 5--5 | 1 | 100% | 621.1772 | 98.86% | 0.7243% | 0.4185% | 30.3969 | 0 | 0 | 30.3969 | 0 | 26.3865 | 0.35591 | 74.1388 | 26.3865 | 0.35591 | 74.1388 | 30.8461 | 0.41606 | 74.1388 | 4.893% | 0.23776 | 0.22599 | 2612.6138 | 401.8596 | 25.7342 | 2185.02 | 2614.1686 | 0 | 0 | 2614.1686 | 0.00638%
2028 | 222 | 222-2085 | Tier-3 | Tier-3---3 | 5--5 | 1220 | 100% | 3261.4227 | 83.38% | 16% | 0.6198% | 134.6122 | 0 | 0 | 134.6122 | 0 | 116.8522 | 434.2062 | 0.26912 | 116.8522 | 434.2062 | 0.26912 | 136.6016 | 507.592 | 0.26912 | 4.127% | 0.35117 | 0.33379 | 9287.3202 | 1207.9834 | 1459.1451 | 6620.1916 | 9367.6954 | 0 | 0 | 9367.6954 | 0.02826%
2028 | 230 | 230-1008R | Tier-2 | Tier-2---16 | 4--3 | 1 | 100% | 29.9584 | 96.46% | 2.54% | 0.9994% | 1.4305 | 0 | 0 | 1.4305 | 0 | 1.2417 | 0.35591 | 3.4889 | 1.2417 | 0.35591 | 3.4889 | 1.4516 | 0.41606 | 3.4889 | 4.775% | 0.055697 | 0.05294 | 537.8829 | 82.2553 | 33.2931 | 422.3344 | 538.8743 | 0 | 0 | 538.8743 | 0.0003003%
2028 | 230 | 230-127AE | Tier-2 | Tier-2---7 | 5--5 | 52 | 100% | 422.4651 | 76.79% | 21.48% | 1.73% | 16.0577 | 0 | 0 | 16.0577 | 0 | 13.9391 | 18.5071 | 0.75318 | 13.9391 | 18.5071 | 0.75318 | 16.295 | 21.6351 | 0.75318 | 3.801% | 0.093988 | 0.089336 | 4494.8739 | 563.2432 | 960.6446 | 2970.9861 | 4549.2118 | 0 | 0 | 4549.2118 | 0.003371%
2028 | 230 | 230-133AE | Tier-2 | Tier-2---6 | 5--5 | 84 | 100% | 947.6516 | 88.55% | 10.64% | 0.8078% | 41.5386 | 0 | 0 | 41.5386 | 0 | 36.0582 | 29.8962 | 1.2061 | 36.0582 | 29.8962 | 1.2061 | 42.1524 | 34.949 | 1.2061 | 4.383% | 0.095565 | 0.090834 | 9916.3461 | 1445.4329 | 1050.4793 | 7420.4339 | 9975.4668 | 0 | 0 | 9975.4668 | 0.008719%
2028 | 230 | 230-1586R | Tier-2 | Tier-2---7 | 4--5 | 57 | 100% | 476.4865 | 62.01% | 36.72% | 1.273% | 14.6255 | 0 | 0 | 14.6255 | 0 | 12.6959 | 20.2867 | 0.62583 | 12.6959 | 20.2867 | 0.62583 | 14.8417 | 23.7154 | 0.62583 | 3.069% | 0.084625 | 0.080436 | 5630.5637 | 561.1393 | 2038.0856 | 3031.3388 | 5741.9633 | 0 | 0 | 5741.9633 | 0.00307%
2028 | 230 | 230-1606R | Tier-2 | Tier-2---11 | 4--4 | 17 | 100% | 185.0767 | 40.42% | 58.67% | 0.9045% | 3.7033 | 0 | 0 | 3.7033 | 0 | 3.2147 | 6.0504 | 0.53132 | 3.2147 | 6.0504 | 0.53132 | 3.758 | 7.073 | 0.53132 | 2.001% | 0.062818 | 0.059709 | 2946.2367 | 194.5466 | 1610.7155 | 1140.9746 | 3037.6479 | 0 | 0 | 3037.6479 | 0.0007773%
2028 | 230 | 230-181 | Tier-2 | Tier-2---9 | 4--4 | 6 | 100% | 148.8171 | 90.62% | 8.321% | 1.055% | 6.6758 | 0 | 0 | 6.6758 | 0 | 5.795 | 2.1354 | 2.7137 | 5.795 | 2.1354 | 2.7137 | 6.7744 | 2.4964 | 2.7137 | 4.486% | 0.063241 | 0.060111 | 2353.1666 | 304.6061 | 482.4063 | 1566.1542 | 2364.6565 | 0 | 0 | 2364.6565 | 0.001401%
2028 | 230 | 230-2060R | Tier-2 | Tier-2---4 | 4--5 | 52 | 100% | 578.2503 | 86.36% | 12.53% | 1.105% | 24.7195 | 0 | 0 | 24.7195 | 0 | 21.4582 | 18.5071 | 1.1595 | 21.4582 | 18.5071 | 1.1595 | 25.0849 | 21.6351 | 1.1595 | 4.275% | 0.088414 | 0.084038 | 6540.2273 | 927.2098 | 823.7907 | 4789.2268 | 6586.6807 | 0 | 0 | 6586.6807 | 0.005189%
2028 | 230 | 230-2067 | Tier-2 | Tier-2---16 | 4--3 | 1 | 100% | 24.6544 | 66.14% | 33% | 0.8592% | 0.8072 | 0 | 0 | 0.8072 | 0 | 0.7007 | 0.35591 | 1.9688 | 0.7007 | 0.35591 | 1.9688 | 0.81913 | 0.41606 | 1.9688 | 3.274% | 0.054619 | 0.051915 | 451.389 | 49.4904 | 139.1284 | 262.7702 | 459.348 | 0 | 0 | 459.348 | 0.0001694%
2028 | 230 | 230-371AE | Tier-2 | Tier-2---13 | 4--3 | 8 | 100% | 66.0989 | 47.04% | 51.57% | 1.387% | 1.5392 | 0 | 0 | 1.5392 | 0 | 1.3361 | 2.8473 | 0.46927 | 1.3361 | 2.8473 | 0.46927 | 1.562 | 3.3285 | 0.46927 | 2.329% | 0.059006 | 0.056085 | 1120.2069 | 86.6285 | 524.1056 | 509.4728 | 1151.1006 | 0 | 0 | 1151.1006 | 0.0003231%
2028 | 231 | 231-1136R | Tier-2 | Tier-2---7 | 4--5 | 24 | 100% | 532.5953 | 91.49% | 6.883% | 1.625% | 24.1206 | 0 | 0 | 24.1206 | 0 | 20.9382 | 8.5418 | 2.4513 | 20.9382 | 8.5418 | 2.4513 | 24.477 | 9.9854 | 2.4513 | 4.529% | 0.054655 | 0.051949 | 9744.7482 | 1528.1869 | 1244.2736 | 6972.2877 | 9787.9229 | 0 | 0 | 9787.9229 | 0.005063%
2028 | 231 | 231-1635R | Tier-2 | Tier-2---4 | 5--5 | 151 | 100% | 1024.1696 | 93.53% | 4.422% | 2.048% | 47.4165 | 0 | 0 | 47.4165 | 0 | 41.1606 | 53.7419 | 0.76589 | 41.1606 | 53.7419 | 0.76589 | 48.1173 | 62.8249 | 0.76589 | 4.63% | 0.11648 | 0.11071 | 8792.8912 | 1469.9696 | 598.2137 | 6724.7079 | 8822.5165 | 0 | 0 | 8822.5165 | 0.009953%
2028 | 233 | 233-123R | Tier-2 | Tier-2---4 | 4--5 | 57 | 100% | 528.7545 | 93.49% | 4.613% | 1.898% | 24.4691 | 0 | 0 | 24.4691 | 0 | 21.2408 | 20.2867 | 1.047 | 21.2408 | 20.2867 | 1.047 | 24.8307 | 23.7154 | 1.047 | 4.628% | 0.06125 | 0.058219 | 8632.6707 | 1309.838 | 600.1971 | 6722.6355 | 8661.9434 | 0 | 0 | 8661.9434 | 0.005136%
2028 | 233 | 233-41R | Tier-2 | Tier-2---9 | 4--5 | 47 | 100% | 183.353 | 90.69% | 5.205% | 4.101% | 8.2314 | 0 | 0 | 8.2314 | 0 | 7.1454 | 16.7276 | 0.42716 | 7.1454 | 16.7276 | 0.42716 | 8.353 | 19.5548 | 0.42716 | 4.489% | 0.044487 | 0.042285 | 4121.4954 | 626.0879 | 496.8097 | 2998.5978 | 4141.4696 | 0 | 0 | 4141.4696 | 0.001728%
2028 | 233 | 233-81F | Tier-2 | Tier-2---12 | 3--5 | 32 | 100% | 110.7293 | 80.07% | 17.19% | 2.737% | 4.3887 | 0 | 0 | 4.3887 | 0 | 3.8097 | 11.389 | 0.33451 | 3.8097 | 11.389 | 0.33451 | 4.4536 | 13.3139 | 0.33451 | 3.963% | 0.02204 | 0.020949 | 5024.0598 | 647.7753 | 960.0108 | 3416.2738 | 5076.2039 | 0 | 0 | 5076.2039 | 0.0009212%
2028 | 233 | 233-86F | Tier-2 | Tier-2---8 | 5--5 | 79 | 100% | 706.2331 | 54.32% | 44.07% | 1.616% | 18.9878 | 0 | 0 | 18.9878 | 0 | 16.4827 | 28.1166 | 0.58623 | 16.4827 | 28.1166 | 0.58623 | 19.2684 | 32.8687 | 0.58623 | 2.689% | 0.1204 | 0.11444 | 5865.9084 | 518.326 | 2449.0121 | 2898.5703 | 6005.4678 | 0 | 0 | 6005.4678 | 0.003986%
2028 | 234 | 234-48R | Tier-2 | Tier-2---4 | 4--5 | 40 | 100% | 716.3442 | 96.34% | 2.639% | 1.021% | 34.1612 | 0 | 0 | 34.1612 | 0 | 29.6542 | 14.2363 | 2.083 | 29.6542 | 14.2363 | 2.083 | 34.6661 | 16.6424 | 2.083 | 4.769% | 0.047931 | 0.045559 | 14945.1963 | 2921.5226 | 549.3325 | 11474.3413 | 14973.6824 | 0 | 0 | 14973.6824 | 0.00717%
2028 | 235 | 235-897R | Tier-2 | Tier-2---5 | 5--5 | 14 | 100% | 866.8246 | 43.88% | 55.6% | 0.5206% | 18.8293 | 0 | 0 | 18.8293 | 0 | 16.345 | 4.9827 | 3.2804 | 16.345 | 4.9827 | 3.2804 | 19.1075 | 5.8248 | 3.2804 | 2.172% | 0.1179 | 0.11206 | 7352.2019 | 570.5761 | 3790.2833 | 2991.3426 | 7567.0664 | 0 | 0 | 7567.0664 | 0.003952%
2028 | 235 | 235-899R | Tier-2 | Tier-2---1 | 5--5 | 48 | 100% | 2436.3247 | 84.48% | 15.14% | 0.3828% | 101.8834 | 0 | 0 | 101.8834 | 0 | 88.4414 | 17.0835 | 5.177 | 88.4414 | 17.0835 | 5.177 | 103.3891 | 19.9708 | 5.177 | 4.182% | 0.15496 | 0.14729 | 15721.7941 | 2441.7508 | 2344.0438 | 10935.9995 | 15848.8506 | 0 | 0 | 15848.8506 | 0.02139%
2028 | 236 | 236-1535R | Tier-3 | Tier-3---4 | 5--5 | 48 | 100% | 1123.8498 | 89.29% | 10.22% | 0.4922% | 49.6715 | 0 | 0 | 49.6715 | 0 | 43.1181 | 17.0835 | 2.524 | 43.1181 | 17.0835 | 2.524 | 50.4056 | 19.9708 | 2.524 | 4.42% | 0.12847 | 0.12211 | 8747.8328 | 1479.3496 | 871.8453 | 6396.6378 | 8796.6325 | 0 | 0 | 8796.6325 | 0.01043%
2028 | 236 | 236-1561R | Tier-3 | Tier-3---13 | 5--4 | 37 | 100% | 444.4117 | 83% | 16.25% | 0.7514% | 18.2577 | 0 | 0 | 18.2577 | 0 | 15.8489 | 13.1685 | 1.2035 | 15.8489 | 13.1685 | 1.2035 | 18.5275 | 15.3942 | 1.2035 | 4.108% | 0.17766 | 0.16886 | 2501.5323 | 344.8298 | 385.247 | 1771.4555 | 2523.6848 | 0 | 0 | 2523.6848 | 0.003832%
2028 | 236 | 236-1563R | Tier-3 | Tier-3---13 | 5--4 | 25 | 100% | 322.2295 | 90.43% | 8.853% | 0.72% | 14.4235 | 0 | 0 | 14.4235 | 0 | 12.5205 | 8.8977 | 1.4072 | 12.5205 | 8.8977 | 1.4072 | 14.6366 | 10.4015 | 1.4072 | 4.476% | 0.17215 | 0.16363 | 1871.7647 | 281.6479 | 145.5683 | 1444.5485 | 1881.0961 | 0 | 0 | 1881.0961 | 0.003027%
2028 | 236 | 236-1567R | Tier-3 | Tier-3---10 | 5--5 | 51 | 100% | 728.3381 | 86.22% | 13.17% | 0.6054% | 31.0853 | 0 | 0 | 31.0853 | 0 | 26.984 | 18.1512 | 1.4866 | 26.984 | 18.1512 | 1.4866 | 31.5446 | 21.219 | 1.4866 | 4.268% | 0.18129 | 0.17232 | 4017.5481 | 642.8423 | 507.3315 | 2867.3744 | 4046.3759 | 0 | 0 | 4046.3759 | 0.006525%
2028 | 236 | 236-1569R | Tier-3 | Tier-3---8 | 5--5 | 124 | 100% | 2598.3213 | 86.94% | 12.66% | 0.4079% | 111.8136 | 0 | 0 | 111.8136 | 0 | 97.0615 | 44.1324 | 2.1993 | 97.0615 | 44.1324 | 2.1993 | 113.466 | 51.5913 | 2.1993 | 4.303% | 0.21435 | 0.20374 | 12122.1344 | 1764.7125 | 1443.2517 | 8914.1702 | 12204.6105 | 0 | 0 | 12204.6105 | 0.02347%
2028 | 236 | 236-1573R | Tier-3 | Tier-3---7 | 5--5 | 56 | 100% | 969.4749 | 84.94% | 14.59% | 0.4654% | 40.7624 | 0 | 0 | 40.7624 | 0 | 35.3844 | 19.9308 | 1.7754 | 35.3844 | 19.9308 | 1.7754 | 41.3648 | 23.2993 | 1.7754 | 4.205% | 0.18488 | 0.17572 | 5243.9365 | 792.3542 | 712.8146 | 3738.7677 | 5285.0612 | 0 | 0 | 5285.0612 | 0.008556%
2028 | 237 | 237-1761R | Tier-3 | Tier-3---12 | 5--5 | 16 | 100% | 522.7762 | 95.9% | 3.361% | 0.7442% | 24.8152 | 0 | 0 | 24.8152 | 0 | 21.5412 | 5.6945 | 3.7828 | 21.5412 | 5.6945 | 3.7828 | 25.1819 | 6.6569 | 3.7828 | 4.747% | 0.14935 | 0.14196 | 3500.2866 | 538.7804 | 128.5026 | 2833.0037 | 3507.7692 | 0 | 0 | 3507.7692 | 0.005209%
2028 | 237 | 237-1765R | Tier-3 | Tier-3---1 | 5--5 | 62 | 100% | 2444.4351 | 92.59% | 7.183% | 0.2234% | 112.0377 | 0 | 0 | 112.0377 | 0 | 97.256 | 22.0662 | 4.4075 | 97.256 | 22.0662 | 4.4075 | 113.6934 | 25.7957 | 4.4075 | 4.583% | 0.25909 | 0.24626 | 9434.877 | 1790.0282 | 634.4518 | 7010.397 | 9471.2689 | 0 | 0 | 9471.2689 | 0.02352%
2028 | 237 | 237-17R | Tier-2 | Tier-2---1 | 5--5 | 71 | 100% | 2654.2774 | 88.95% | 10.68% | 0.3671% | 116.8717 | 0 | 0 | 116.8717 | 0 | 101.4522 | 25.2694 | 4.0148 | 101.4522 | 25.2694 | 4.0148 | 118.5988 | 29.5402 | 4.0148 | 4.403% | 0.15539 | 0.1477 | 17081.2815 | 2840.7254 | 1819.0583 | 12421.4979 | 17179.5559 | 0 | 0 | 17179.5559 | 0.02453%
2028 | 237 | 237-28F | Tier-2 | Tier-2---7 | 5--5 | 13 | 100% | 276.8464 | 89.51% | 9.983% | 0.5111% | 12.2658 | 0 | 0 | 12.2658 | 0 | 10.6475 | 4.6268 | 2.3013 | 10.6475 | 4.6268 | 2.3013 | 12.447 | 5.4088 | 2.3013 | 4.431% | 0.10804 | 0.1027 | 2562.3441 | 370.7553 | 259.1168 | 1932.4719 | 2576.3477 | 0 | 0 | 2576.3477 | 0.002575%
2028 | 237 | 237-2R | Tier-3 | Tier-3---2 | 5--5 | 165 | 100% | 3287.5739 | 91.84% | 7.803% | 0.3572% | 149.4548 | 0 | 0 | 149.4548 | 0 | 129.7365 | 58.7246 | 2.2092 | 129.7365 | 58.7246 | 2.2092 | 151.6635 | 68.6497 | 2.2092 | 4.546% | 0.18156 | 0.17257 | 18107.5885 | 3632.5791 | 1358.7984 | 13116.211 | 18184.543 | 0 | 0 | 18184.543 | 0.03137%
2028 | 237 | 237-30R | Tier-3 | Tier-3---1 | 5--5 | 182 | 100% | 6959.5787 | 90.17% | 9.556% | 0.2771% | 310.6253 | 0 | 0 | 310.6253 | 0 | 269.643 | 64.775 | 4.1628 | 269.643 | 64.775 | 4.1628 | 315.2157 | 75.7227 | 4.1628 | 4.463% | 0.49249 | 0.46811 | 14131.5489 | 2201.6928 | 1248.2128 | 10681.6433 | 14203.9124 | 0 | 0 | 14203.9124 | 0.0652%
2028 | 239 | 239-2207R | Tier-3 | Tier-3---16 | 4--4 | 21 | 100% | 165.8683 | 90.26% | 7.593% | 2.142% | 7.4112 | 0 | 0 | 7.4112 | 0 | 6.4334 | 7.474 | 0.86076 | 6.4334 | 7.474 | 0.86076 | 7.5207 | 8.7372 | 0.86076 | 4.468% | 0.078224 | 0.074352 | 2120.4383 | 333.2176 | 179.7389 | 1607.4818 | 2131.1885 | 0 | 0 | 2131.1885 | 0.001556%
2028 | 239 | 239-2211R | Tier-3 | Tier-3---16 | 5--4 | 19 | 100% | 226.1764 | 90.88% | 8.368% | 0.7485% | 10.1751 | 0 | 0 | 10.1751 | 0 | 8.8326 | 6.7622 | 1.3062 | 8.8326 | 6.7622 | 1.3062 | 10.3254 | 7.9051 | 1.3062 | 4.499% | 0.11902 | 0.11313 | 1900.3448 | 281.2109 | 151.0924 | 1468.0415 | 1909.367 | 0 | 0 | 1909.367 | 0.002136%
2028 | 239 | 239-2213R | Tier-3 | Tier-3---15 | 5--4 | 23 | 100% | 215.3295 | 82.04% | 16.39% | 1.578% | 8.744 | 0 | 0 | 8.744 | 0 | 7.5904 | 8.1859 | 0.92725 | 7.5904 | 8.1859 | 0.92725 | 8.8732 | 9.5694 | 0.92725 | 4.061% | 0.1294 | 0.123 | 1664.0021 | 212.2821 | 299.3019 | 1152.4181 | 1679.5697 | 0 | 0 | 1679.5697 | 0.001835%
2028 | 239 | 239-2215R | Tier-3 | Tier-3---10 | 5--5 | 72 | 100% | 915.8385 | 88.22% | 10.91% | 0.8692% | 39.9934 | 0 | 0 | 39.9934 | 0 | 34.7169 | 25.6253 | 1.3548 | 34.7169 | 25.6253 | 1.3548 | 40.5844 | 29.9562 | 1.3548 | 4.367% | 0.15408 | 0.14645 | 5944.0776 | 898.9932 | 660.8714 | 4384.2129 | 5980.5448 | 0 | 0 | 5980.5448 | 0.008395%
2028 | 239 | 239-2217R | Tier-3 | Tier-3---16 | 4--4 | 17 | 100% | 444.3449 | 30.41% | 68.9% | 0.6851% | 6.6893 | 0 | 0 | 6.6893 | 0 | 5.8067 | 6.0504 | 0.95973 | 5.8067 | 6.0504 | 0.95973 | 6.7881 | 7.073 | 0.95973 | 1.505% | 0.073205 | 0.069582 | 6069.8378 | 288.4259 | 3924.7521 | 1856.6598 | 6289.8062 | 0 | 0 | 6289.8062 | 0.001404%
2028 | 239 | 239-89R | Tier-3 | Tier-3---17 | 4--4 | 18 | 100% | 82.0466 | 94.42% | 3.771% | 1.81% | 3.8346 | 0 | 0 | 3.8346 | 0 | 3.3287 | 6.4063 | 0.5196 | 3.3287 | 6.4063 | 0.5196 | 3.8913 | 7.4891 | 0.5196 | 4.674% | 0.064786 | 0.061579 | 1266.4282 | 154.9054 | 278.3508 | 833.172 | 1270.1091 | 0 | 0 | 1270.1091 | 0.0008049%
2028 | 240 | 240-1028R | Tier-2 | Tier-2---9 | 4--5 | 15 | 100% | 195.1953 | 90.44% | 7.788% | 1.769% | 8.7387 | 0 | 0 | 8.7387 | 0 | 7.5857 | 5.3386 | 1.4209 | 7.5857 | 5.3386 | 1.4209 | 8.8678 | 6.2409 | 1.4209 | 4.477% | 0.045174 | 0.042938 | 4320.9466 | 718.78 | 412.5342 | 3189.6324 | 4342.4545 | 0 | 0 | 4342.4545 | 0.001834%
2028 | 240 | 240-1044 | Tier-3 | Tier-3---16 | 4--4 | 6 | 100% | 119.2796 | 91.6% | 7.213% | 1.188% | 5.4083 | 0 | 0 | 5.4083 | 0 | 4.6948 | 2.1354 | 2.1985 | 4.6948 | 2.1354 | 2.1985 | 5.4882 | 2.4964 | 2.1985 | 4.534% | 0.076308 | 0.072531 | 1563.1261 | 243.3751 | 155.5211 | 1164.2298 | 1569.9649 | 0 | 0 | 1569.9649 | 0.001135%
2028 | 240 | 240-1148 | Tier-3 | Tier-3---17 | 4--4 | 17 | 100% | 81.4187 | 85.86% | 11.44% | 2.706% | 3.4602 | 0 | 0 | 3.4602 | 0 | 3.0037 | 6.0504 | 0.49644 | 3.0037 | 6.0504 | 0.49644 | 3.5113 | 7.073 | 0.49644 | 4.25% | 0.037482 | 0.035627 | 2172.1964 | 294.7676 | 257.633 | 1619.7958 | 2188.1967 | 0 | 0 | 2188.1967 | 0.0007263%
2028 | 240 | 240-2004R | Tier-3 | Tier-3---12 | 5--5 | 73 | 100% | 772.9985 | 88.27% | 9.933% | 1.797% | 33.7751 | 0 | 0 | 33.7751 | 0 | 29.319 | 25.9812 | 1.1285 | 29.319 | 25.9812 | 1.1285 | 34.2742 | 30.3723 | 1.1285 | 4.369% | 0.095775 | 0.091035 | 8070.9504 | 1314.8813 | 873.0539 | 5883.0151 | 8120.2544 | 0 | 0 | 8120.2544 | 0.007089%
2028 | 240 | 240-2006R | Tier-3 | Tier-3---12 | 4--5 | 50 | 100% | 539.6343 | 93.67% | 5.127% | 1.207% | 25.02 | 0 | 0 | 25.02 | 0 | 21.719 | 17.7953 | 1.2205 | 21.719 | 17.7953 | 1.2205 | 25.3898 | 20.803 | 1.2205 | 4.636% | 0.06999 | 0.066526 | 7710.1411 | 1171.5655 | 451.3222 | 6087.2534 | 7735.573 | 0 | 0 | 7735.573 | 0.005252%
2028 | 240 | 240-2032R | Tier-3 | Tier-3---12 | 5--5 | 104 | 100% | 650.049 | 82.45% | 16.15% | 1.395% | 26.5314 | 0 | 0 | 26.5314 | 0 | 23.031 | 37.0143 | 0.62222 | 23.031 | 37.0143 | 0.62222 | 26.9235 | 43.2701 | 0.62222 | 4.081% | 0.12278 | 0.1167 | 5294.5591 | 720.5691 | 843.0129 | 3730.977 | 5342.9398 | 0 | 0 | 5342.9398 | 0.005569%
2028 | 242 | 242-1426F | Tier-2 | Tier-2---10 | 5--4 | 15 | 100% | 427.3794 | 25.24% | 74.25% | 0.5092% | 5.3405 | 0 | 0 | 5.3405 | 0 | 4.6359 | 5.3386 | 0.86837 | 4.6359 | 5.3386 | 0.86837 | 5.4194 | 6.2409 | 0.86837 | 1.25% | 0.10724 | 0.10194 | 3985.1049 | 204.0417 | 2738.8493 | 1042.2139 | 4140.2501 | 0 | 0 | 4140.2501 | 0.001121%
2028 | 246 | 246-34R | Tier-3 | Tier-3---12 | 4--5 | 71 | 100% | 673.2377 | 73.17% | 25.57% | 1.264% | 24.3835 | 0 | 0 | 24.3835 | 0 | 21.1665 | 25.2694 | 0.83763 | 21.1665 | 25.2694 | 0.83763 | 24.7439 | 29.5402 | 0.83763 | 3.622% | 0.070488 | 0.066999 | 9551.097 | 1283.5559 | 2416.0529 | 5851.4883 | 9684.5582 | 0 | 0 | 9684.5582 | 0.005118%
2028 | 247 | 247-46 | Tier-3 | Tier-3---16 | 4--5 | 33 | 100% | 297.9922 | 66.6% | 32.06% | 1.34% | 9.8236 | 0 | 0 | 9.8236 | 0 | 8.5275 | 11.7449 | 0.72606 | 8.5275 | 11.7449 | 0.72606 | 9.9688 | 13.7299 | 0.72606 | 3.297% | 0.045228 | 0.04299 | 6588.6081 | 720.5327 | 2027.5414 | 3840.534 | 6703.2179 | 0 | 0 | 6703.2179 | 0.002062%
2028 | 247 | 247-48 | Tier-2 | Tier-2---16 | 3--3 | 2 | 100% | 19.6012 | 90.45% | 8.053% | 1.494% | 0.87763 | 0 | 0 | 0.87763 | 0 | 0.76184 | 0.71181 | 1.0703 | 0.76184 | 0.71181 | 1.0703 | 0.8906 | 0.83212 | 1.0703 | 4.477% | 0.026216 | 0.024918 | 747.6923 | 111.2463 | 59.7602 | 576.6859 | 751.4096 | 0 | 0 | 751.4096 | 0.0001842%
2028 | 249 | 249-24R | Tier-3 | Tier-3---12 | 5--5 | 99 | 100% | 678.7483 | 77.57% | 20.95% | 1.472% | 26.063 | 0 | 0 | 26.063 | 0 | 22.6244 | 35.2348 | 0.6421 | 22.6244 | 35.2348 | 0.6421 | 26.4482 | 41.1898 | 0.6421 | 3.84% | 0.10094 | 0.09594 | 6724.4875 | 983.1026 | 1380.1319 | 4361.253 | 6803.0261 | 0 | 0 | 6803.0261 | 0.005471%
2028 | 252 | 252-129 | Tier-2 | Tier-2---18 | 3--3 | 3 | 100% | 18.3528 | 64.84% | 17.74% | 17.42% | 0.58905 | 0 | 0 | 0.58905 | 0 | 0.51133 | 1.0677 | 0.4789 | 0.51133 | 1.0677 | 0.4789 | 0.59775 | 1.2482 | 0.4789 | 3.21% | 0.02391 | 0.022726 | 767.5898 | 85.4984 | 240.0519 | 442.0395 | 781.6449 | 0 | 0 | 781.6449 | 0.0001236%
2028 | 283 | 283-55R | Tier-3 | Tier-3---9 | 5--5 | 29 | 100% | 691.0798 | 89.15% | 10.28% | 0.5685% | 30.4985 | 0 | 0 | 30.4985 | 0 | 26.4747 | 10.3213 | 2.5651 | 26.4747 | 10.3213 | 2.5651 | 30.9492 | 12.0657 | 2.5651 | 4.413% | 0.20157 | 0.19159 | 3428.458 | 524.1491 | 347.4063 | 2556.9026 | 3447.8217 | 0 | 0 | 3447.8217 | 0.006402%
2028 | 283 | 283-71F | Tier-3 | Tier-3---13 | 5--4 | 40 | 100% | 488.2766 | 50.8% | 48.52% | 0.6792% | 12.2794 | 0 | 0 | 12.2794 | 0 | 10.6593 | 14.2363 | 0.74874 | 10.6593 | 14.2363 | 0.74874 | 12.4609 | 16.6424 | 0.74874 | 2.515% | 0.19011 | 0.1807 | 2568.3277 | 217.0861 | 1132.2268 | 1219.0148 | 2634.1276 | 0 | 0 | 2634.1276 | 0.002577%
2028 | 300 | 300-484F | Tier-2 | Tier-2---9 | 4--5 | 3 | 100% | 230.1484 | 75.7% | 22.04% | 2.261% | 8.6234 | 0 | 0 | 8.6234 | 0 | 7.4857 | 1.0677 | 7.0109 | 7.4857 | 1.0677 | 7.0109 | 8.7509 | 1.2482 | 7.0109 | 3.747% | 0.039922 | 0.037946 | 5764.9522 | 606.5801 | 1692.4173 | 3465.9548 | 5837.922 | 0 | 0 | 5837.922 | 0.00181%
2028 | 307 | 307-1538F | Tier-2 | Tier-2---7 | 5--5 | 7 | 100% | 433.4142 | 51.51% | 48.13% | 0.3587% | 11.0514 | 0 | 0 | 11.0514 | 0 | 9.5934 | 2.4913 | 3.8507 | 9.5934 | 2.4913 | 3.8507 | 11.2148 | 2.9124 | 3.8507 | 2.55% | 0.10098 | 0.09598 | 4292.1557 | 366.942 | 1865.6861 | 2059.5276 | 4400.5386 | 0 | 0 | 4400.5386 | 0.00232%
2028 | 307 | 307-234R | Tier-2 | Tier-2---4 | 5--5 | 26 | 100% | 684.1346 | 69.69% | 29.83% | 0.4763% | 23.6004 | 0 | 0 | 23.6004 | 0 | 20.4866 | 9.2536 | 2.2139 | 20.4866 | 9.2536 | 2.2139 | 23.9491 | 10.8175 | 2.2139 | 3.45% | 0.11001 | 0.10456 | 6219.0213 | 711.7212 | 1737.152 | 3770.148 | 6317.1866 | 0 | 0 | 6317.1866 | 0.004954%
2028 | 311 | 311-1163F | Tier-2 | Tier-2---18 | 3--3 | 2 | 100% | 23.154 | 70.13% | 28.81% | 1.065% | 0.80378 | 0 | 0 | 0.80378 | 0 | 0.69773 | 0.71181 | 0.98021 | 0.69773 | 0.71181 | 0.98021 | 0.81565 | 0.83212 | 0.98021 | 3.471% | 0.018623 | 0.017701 | 1243.3167 | 81.357 | 709.3756 | 452.5841 | 1262.6574 | 0 | 0 | 1262.6574 | 0.0001687%
2028 | 311 | 311-14R | Tier-2 | Tier-2---14 | 3--4 | 4 | 100% | 246.05 | 7.341% | 92.49% | 0.1658% | 0.89405 | 0 | 0 | 0.89405 | 0 | 0.77609 | 1.4236 | 0.54515 | 0.77609 | 1.4236 | 0.54515 | 0.90726 | 1.6642 | 0.54515 | 0.3634% | 0.018935 | 0.017998 | 12994.1779 | 107.2013 | 11392.857 | 1494.1196 | 13621.2122 | 0 | 0 | 13621.2122 | 0.0001877%
2028 | 350 | 350-2182R | Tier-2 | Tier-2---13 | 4--3 | 1 | 100% | 36.1393 | 94.02% | 5.411% | 0.5649% | 1.682 | 0 | 0 | 1.682 | 0 | 1.4601 | 0.35591 | 4.1024 | 1.4601 | 0.35591 | 4.1024 | 1.7068 | 0.41606 | 4.1024 | 4.654% | 0.068991 | 0.065576 | 523.8262 | 80.2912 | 27.7458 | 415.7892 | 525.4565 | 0 | 0 | 525.4565 | 0.000353%
2028 | 350 | 350-2188R | Tier-2 | Tier-2---5 | 5--5 | 138 | 100% | 752.4795 | 78.87% | 19.12% | 2.014% | 29.3759 | 0 | 0 | 29.3759 | 0 | 25.5002 | 49.1151 | 0.51919 | 25.5002 | 49.1151 | 0.51919 | 29.81 | 57.4161 | 0.51919 | 3.904% | 0.15121 | 0.14373 | 4976.3874 | 631.9786 | 954.5279 | 3389.8809 | 5031.1577 | 0 | 0 | 5031.1577 | 0.006166%
2028 | 350 | 350-2192R | Tier-2 | Tier-2---2 | 5--5 | 245 | 100% | 2025.3012 | 87.53% | 11.37% | 1.097% | 87.7486 | 0 | 0 | 87.7486 | 0 | 76.1715 | 87.1971 | 0.87356 | 76.1715 | 87.1971 | 0.87356 | 89.0454 | 101.9345 | 0.87356 | 4.333% | 0.18928 | 0.17991 | 10700.2197 | 1640.6573 | 1261.0201 | 7798.5423 | 10769.7208 | 0 | 0 | 10769.7208 | 0.01842%
2028 | 350 | 350-2196R | Tier-2 | Tier-2---5 | 5--5 | 229 | 100% | 1111.1446 | 85.23% | 12.69% | 2.072% | 46.8801 | 0 | 0 | 46.8801 | 0 | 40.695 | 81.5026 | 0.49931 | 40.695 | 81.5026 | 0.49931 | 47.5729 | 95.2775 | 0.49931 | 4.219% | 0.19915 | 0.18929 | 5579.5197 | 797.1006 | 755.2806 | 4027.1385 | 5622.4251 | 0 | 0 | 5622.4251 | 0.00984%
2028 | 350 | 350-2201R | Tier-3 | Tier-3---4 | 5--5 | 92 | 100% | 1600.0661 | 94.09% | 5.343% | 0.5699% | 74.5202 | 0 | 0 | 74.5202 | 0 | 64.6884 | 32.7434 | 1.9756 | 64.6884 | 32.7434 | 1.9756 | 75.6215 | 38.2774 | 1.9756 | 4.657% | 0.1241 | 0.11796 | 12893.008 | 2307.4254 | 698.8971 | 9886.6855 | 12932.7085 | 0 | 0 | 12932.7085 | 0.01564%
2028 | 350 | 350-41R | Tier-2 | Tier-2---3 | 5--5 | 107 | 100% | 1428.3995 | 91.38% | 7.839% | 0.7806% | 64.611 | 0 | 0 | 64.611 | 0 | 56.0865 | 38.082 | 1.4728 | 56.0865 | 38.082 | 1.4728 | 65.5658 | 44.5183 | 1.4728 | 4.523% | 0.12896 | 0.12258 | 11076.0411 | 1996.9228 | 1010.9834 | 8068.135 | 11125.7625 | 0 | 0 | 11125.7625 | 0.01356%
2028 | 351 | 351-819R | Tier-2 | Tier-2---1 | 5--5 | 58 | 100% | 2090.3176 | 91.75% | 7.875% | 0.3732% | 94.9359 | 0 | 0 | 94.9359 | 0 | 82.4105 | 20.6426 | 3.9923 | 82.4105 | 20.6426 | 3.9923 | 96.3388 | 24.1314 | 3.9923 | 4.542% | 0.14376 | 0.13664 | 14540.4698 | 3135.0555 | 1103.9508 | 10301.4635 | 14602.9309 | 0 | 0 | 14602.9309 | 0.01993%
2028 | 351 | 351-871R | Tier-3 | Tier-3---6 | 5--5 | 22 | 100% | 781.5367 | 96.92% | 2.713% | 0.3715% | 37.493 | 0 | 0 | 37.493 | 0 | 32.5464 | 7.8299 | 4.1567 | 32.5464 | 7.8299 | 4.1567 | 38.0471 | 9.1533 | 4.1567 | 4.797% | 0.11468 | 0.109 | 6814.8869 | 1079.7555 | 189.4866 | 5545.6448 | 6825.8322 | 0 | 0 | 6825.8322 | 0.00787%
2028 | 352 | 352-27R | Tier-3 | Tier-3---2 | 5--5 | 76 | 100% | 1835.8142 | 93.66% | 5.876% | 0.4611% | 85.1138 | 0 | 0 | 85.1138 | 0 | 73.8843 | 27.0489 | 2.7315 | 73.8843 | 27.0489 | 2.7315 | 86.3716 | 31.6205 | 2.7315 | 4.636% | 0.11814 | 0.11229 | 15539.9427 | 3024.467 | 902.1857 | 11613.29 | 15591.2308 | 0 | 0 | 15591.2308 | 0.01787%
2028 | 353 | 353-1429R | Tier-2 | Tier-2---6 | 5--5 | 40 | 100% | 1003.2846 | 77.44% | 22.07% | 0.495% | 38.4564 | 0 | 0 | 38.4564 | 0 | 33.3827 | 14.2363 | 2.3449 | 33.3827 | 14.2363 | 2.3449 | 39.0247 | 16.6424 | 2.3449 | 3.833% | 0.12141 | 0.1154 | 8263.4579 | 1440.9039 | 1734.7877 | 5087.7663 | 8360.5633 | 0 | 0 | 8360.5633 | 0.008072%
2028 | 353 | 353-593F | Tier-2 | Tier-2---7 | 5--5 | 7 | 100% | 254.848 | 92.09% | 7.347% | 0.5637% | 11.617 | 0 | 0 | 11.617 | 0 | 10.0843 | 2.4913 | 4.0477 | 10.0843 | 2.4913 | 4.0477 | 11.7887 | 2.9124 | 4.0477 | 4.558% | 0.10537 | 0.10016 | 2418.5368 | 364.9212 | 170.4852 | 1883.1304 | 2428.5005 | 0 | 0 | 2428.5005 | 0.002438%
2028 | 353 | 353-594F | Tier-2 | Tier-2---7 | 5--5 | 1 | 100% | 200.2632 | 99.27% | 0.3225% | 0.4078% | 9.8406 | 0 | 0 | 9.8406 | 0 | 8.5423 | 0.35591 | 24.0015 | 8.5423 | 0.35591 | 24.0015 | 9.9861 | 0.41606 | 24.0015 | 4.914% | 0.10216 | 0.097099 | 1960.3623 | 318.7574 | 13.0779 | 1628.5269 | 1961.1078 | 0 | 0 | 1961.1078 | 0.002066%
2028 | 353 | 353-900F | Tier-2 | Tier-2---8 | 5--5 | 7 | 100% | 371.854 | 40.83% | 58.99% | 0.1797% | 7.5153 | 0 | 0 | 7.5153 | 0 | 6.5238 | 2.4913 | 2.6186 | 6.5238 | 2.4913 | 2.6186 | 7.6264 | 2.9124 | 2.6186 | 2.021% | 0.10085 | 0.09586 | 3687.104 | 250.2733 | 1989.9286 | 1446.9021 | 3800.7218 | 0 | 0 | 3800.7218 | 0.001577%
2028 | 353 | 353-901F | Tier-2 | Tier-2---4 | 5--5 | 23 | 100% | 613.1191 | 58.62% | 41.08% | 0.303% | 17.7913 | 0 | 0 | 17.7913 | 0 | 15.444 | 8.1859 | 1.8867 | 15.444 | 8.1859 | 1.8867 | 18.0542 | 9.5694 | 1.8867 | 2.902% | 0.10618 | 0.10093 | 5774.1958 | 681.1246 | 2172.7932 | 2920.278 | 5898.6241 | 0 | 0 | 5898.6241 | 0.003734%
2028 | 353 | 353-902F | Tier-2 | Tier-2---11 | 5--3 | 1 | 100% | 194.7859 | 13.28% | 86.55% | 0.1681% | 1.2803 | 0 | 0 | 1.2803 | 0 | 1.1114 | 0.35591 | 3.1226 | 1.1114 | 0.35591 | 3.1226 | 1.2992 | 0.41606 | 3.1226 | 0.6573% | 0.098854 | 0.093961 | 1970.4401 | 45.5501 | 1554.0368 | 370.8532 | 2059.4308 | 0 | 0 | 2059.4308 | 0.0002687%
2028 | 353 | 353-904R | Tier-2 | Tier-2---3 | 5--5 | 42 | 100% | 1250.3913 | 94% | 5.586% | 0.417% | 58.1788 | 0 | 0 | 58.1788 | 0 | 50.503 | 14.9481 | 3.3786 | 50.503 | 14.9481 | 3.3786 | 59.0386 | 17.4745 | 3.3786 | 4.653% | 0.12577 | 0.11955 | 9941.809 | 1678.6898 | 757.2282 | 7505.891 | 9972.8894 | 0 | 0 | 9972.8894 | 0.01221%
2028 | 354 | 354-1706R | Tier-2 | Tier-2---1 | 5--5 | 121 | 100% | 2161.9809 | 92.27% | 7.167% | 0.5599% | 98.7488 | 0 | 0 | 98.7488 | 0 | 85.7204 | 43.0647 | 1.9905 | 85.7204 | 43.0647 | 1.9905 | 100.2082 | 50.3431 | 1.9905 | 4.568% | 0.13939 | 0.13249 | 15510.3907 | 2900.5229 | 1230.7208 | 11379.147 | 15572.8049 | 0 | 0 | 15572.8049 | 0.02073%
2028 | 354 | 354-24AE | Tier-2 | Tier-2---4 | 4--5 | 15 | 100% | 742.9911 | 44.89% | 54.76% | 0.3554% | 16.5081 | 0 | 0 | 16.5081 | 0 | 14.3301 | 5.3386 | 2.6842 | 14.3301 | 5.3386 | 2.6842 | 16.7521 | 6.2409 | 2.6842 | 2.222% | 0.080555 | 0.076567 | 9223.4472 | 670.0529 | 4646.9314 | 3906.4629 | 9488.1816 | 0 | 0 | 9488.1816 | 0.003465%
2028 | 355 | 355-41R | Tier-2 | Tier-2---6 | 4--5 | 64 | 100% | 876.3288 | 87.46% | 12.04% | 0.4997% | 37.9373 | 0 | 0 | 37.9373 | 0 | 32.932 | 22.778 | 1.4458 | 32.932 | 22.778 | 1.4458 | 38.4979 | 26.6278 | 1.4458 | 4.329% | 0.092253 | 0.087687 | 9499.1702 | 1363.9545 | 1082.9983 | 7052.2174 | 9561.2206 | 0 | 0 | 9561.2206 | 0.007963%
2028 | 355 | 355-6R | Tier-2 | Tier-2---7 | 4--5 | 16 | 100% | 466.648 | 28.63% | 71.11% | 0.2566% | 6.6138 | 0 | 0 | 6.6138 | 0 | 5.7412 | 5.6945 | 1.0082 | 5.7412 | 5.6945 | 1.0082 | 6.7116 | 6.6569 | 1.0082 | 1.417% | 0.074333 | 0.070654 | 6277.8037 | 297.3578 | 4112.2061 | 1868.2398 | 6511.1291 | 0 | 0 | 6511.1291 | 0.001388%
2028 | 356 | 356-16R | Tier-2 | Tier-2---4 | 4--5 | 50 | 100% | 692.7279 | 85.74% | 13.66% | 0.5932% | 29.4011 | 0 | 0 | 29.4011 | 0 | 25.5221 | 17.7953 | 1.4342 | 25.5221 | 17.7953 | 1.4342 | 29.8356 | 20.803 | 1.4342 | 4.244% | 0.090754 | 0.086262 | 7633.0284 | 1263.3568 | 1174.8968 | 5194.7749 | 7689.7037 | 0 | 0 | 7689.7037 | 0.006171%
2028 | 356 | 356-19R | Tier-3 | Tier-3---8 | 5--5 | 140 | 100% | 2142.9106 | 83.66% | 15.67% | 0.6694% | 88.7415 | 0 | 0 | 88.7415 | 0 | 77.0334 | 49.8269 | 1.546 | 77.0334 | 49.8269 | 1.546 | 90.053 | 58.2483 | 1.546 | 4.141% | 0.16775 | 0.15945 | 12774.1099 | 1993.4622 | 1945.7185 | 8834.9292 | 12882.8117 | 0 | 0 | 12882.8117 | 0.01863%
2028 | 356 | 356-30AE | Tier-3 | Tier-3---6 | 5--5 | 92 | 100% | 1548.5525 | 73.09% | 26.03% | 0.8808% | 56.0222 | 0 | 0 | 56.0222 | 0 | 48.6309 | 32.7434 | 1.4852 | 48.6309 | 32.7434 | 1.4852 | 56.8501 | 38.2774 | 1.4852 | 3.618% | 0.14106 | 0.13408 | 10978.0949 | 1533.3184 | 2733.1665 | 6711.61 | 11131.9717 | 0 | 0 | 11131.9717 | 0.01176%
2028 | 357 | 357-1147R | Tier-2 | Tier-2---10 | 5--4 | 5 | 100% | 122.889 | 90.67% | 8.71% | 0.6166% | 5.5157 | 0 | 0 | 5.5157 | 0 | 4.788 | 1.7795 | 2.6906 | 4.788 | 1.7795 | 2.6906 | 5.5972 | 2.0803 | 2.6906 | 4.488% | 0.14287 | 0.1358 | 860.1588 | 128.3592 | 73.5961 | 658.2035 | 864.3366 | 0 | 0 | 864.3366 | 0.001158%
2028 | 357 | 357-1299R | Tier-3 | Tier-3---9 | 5--5 | 11 | 100% | 500.7555 | 96.82% | 2.879% | 0.2981% | 24 | 0 | 0 | 24 | 0 | 20.8336 | 3.915 | 5.3215 | 20.8336 | 3.915 | 5.3215 | 24.3547 | 4.5766 | 5.3215 | 4.793% | 0.2409 | 0.22898 | 2078.6481 | 381.924 | 60.0907 | 1636.6334 | 2082.0868 | 0 | 0 | 2082.0868 | 0.005038%
2028 | 357 | 357-2047F | Tier-2 | Tier-2---10 | 5--4 | 3 | 100% | 117.0163 | 66.86% | 32.9% | 0.2354% | 3.8728 | 0 | 0 | 3.8728 | 0 | 3.3619 | 1.0677 | 3.1486 | 3.3619 | 1.0677 | 3.1486 | 3.9301 | 1.2482 | 3.1486 | 3.31% | 0.14128 | 0.13429 | 828.2369 | 91.3768 | 250.8108 | 486.0494 | 842.5305 | 0 | 0 | 842.5305 | 0.0008129%
2028 | 357 | 357-2049F | Tier-3 | Tier-3---8 | 5--5 | 84 | 100% | 1568.933 | 87.25% | 12.44% | 0.3075% | 67.7587 | 0 | 0 | 67.7587 | 0 | 58.819 | 29.8962 | 1.9674 | 58.819 | 29.8962 | 1.9674 | 68.7601 | 34.949 | 1.9674 | 4.319% | 0.18286 | 0.17381 | 8579.8277 | 1438.1344 | 1001.8193 | 6139.874 | 8636.8059 | 0 | 0 | 8636.8059 | 0.01422%
2028 | 357 | 357-45R | Tier-3 | Tier-3---8 | 5--5 | 116 | 100% | 2182.2622 | 79.98% | 19.64% | 0.3802% | 86.3975 | 0 | 0 | 86.3975 | 0 | 74.9987 | 41.2852 | 1.8166 | 74.9987 | 41.2852 | 1.8166 | 87.6743 | 48.2628 | 1.8166 | 3.959% | 0.18538 | 0.1762 | 11771.8449 | 1935.5654 | 2204.1059 | 7632.1736 | 11894.5692 | 0 | 0 | 11894.5692 | 0.01813%
2028 | 357 | 357-50R | Tier-3 | Tier-3---4 | 5--5 | 116 | 100% | 1441.553 | 79.05% | 20.4% | 0.5522% | 56.4096 | 0 | 0 | 56.4096 | 0 | 48.9672 | 41.2852 | 1.1861 | 48.9672 | 41.2852 | 1.1861 | 57.2432 | 48.2628 | 1.1861 | 3.913% | 0.14913 | 0.14175 | 9666.6259 | 1487.063 | 1867.4945 | 6312.0683 | 9772.0779 | 0 | 0 | 9772.0779 | 0.01184%
2028 | 357 | 357-750R | Tier-2 | Tier-2---2 | 5--5 | 94 | 100% | 1439.7107 | 82.49% | 17.1% | 0.4096% | 58.7853 | 0 | 0 | 58.7853 | 0 | 51.0294 | 33.4552 | 1.5253 | 51.0294 | 33.4552 | 1.5253 | 59.654 | 39.1095 | 1.5253 | 4.083% | 0.171 | 0.16254 | 8419.2134 | 1423.2143 | 1353.8833 | 5642.1158 | 8495.9978 | 0 | 0 | 8495.9978 | 0.01234%
2028 | 358 | 358-1175F | Tier-2 | Tier-2---11 | 5--3 | 4 | 100% | 71.8528 | 77.22% | 22.39% | 0.388% | 2.7465 | 0 | 0 | 2.7465 | 0 | 2.3841 | 1.4236 | 1.6747 | 2.3841 | 1.4236 | 1.6747 | 2.787 | 1.6642 | 1.6747 | 3.822% | 0.14195 | 0.13492 | 506.195 | 64.3327 | 105.8745 | 335.9879 | 512.2005 | 0 | 0 | 512.2005 | 0.0005765%
2028 | 358 | 358-33 | Tier-3 | Tier-3---15 | 5--4 | 3 | 100% | 117.3196 | 96.19% | 3.458% | 0.3548% | 5.5859 | 0 | 0 | 5.5859 | 0 | 4.8489 | 1.0677 | 4.5414 | 4.8489 | 1.0677 | 4.5414 | 5.6684 | 1.2482 | 4.5414 | 4.761% | 0.14298 | 0.1359 | 820.5581 | 159.8188 | 30.1137 | 630.6255 | 822.1875 | 0 | 0 | 822.1875 | 0.001172%
2028 | 358 | 358-682F | Tier-3 | Tier-3---3 | 5--5 | 99 | 100% | 3753.9781 | 86.22% | 13.57% | 0.2039% | 160.2214 | 0 | 0 | 160.2214 | 0 | 139.0826 | 35.2348 | 3.9473 | 139.0826 | 35.2348 | 3.9473 | 162.5892 | 41.1898 | 3.9473 | 4.268% | 0.54241 | 0.51556 | 6920.8673 | 1067.6333 | 861.2358 | 4991.9981 | 6970.5225 | 0 | 0 | 6970.5225 | 0.03363%
2028 | 387 | 387-15 | Tier-3 | Tier-3---16 | 4--5 | 4 | 100% | 365.4778 | 57.25% | 41.73% | 1.017% | 10.3576 | 0 | 0 | 10.3576 | 0 | 8.9911 | 1.4236 | 6.3156 | 8.9911 | 1.4236 | 6.3156 | 10.5106 | 1.6642 | 6.3156 | 2.834% | 0.072601 | 0.069007 | 5034.0466 | 537.3079 | 1996.9235 | 2499.8151 | 5146.1153 | 0 | 0 | 5146.1153 | 0.002174%
2028 | 393 | 393-14R | Tier-2 | Tier-2---10 | 5--4 | 2 | 100% | 777.0926 | 5.544% | 94.24% | 0.2191% | 2.1327 | 0 | 0 | 2.1327 | 0 | 1.8513 | 0.71181 | 2.6008 | 1.8513 | 0.71181 | 2.6008 | 2.1642 | 0.83212 | 2.6008 | 0.2744% | 0.10079 | 0.095804 | 7709.7876 | 115.9827 | 6667.436 | 926.369 | 8089.036 | 0 | 0 | 8089.036 | 0.0004476%
2028 | 396 | 396-699R | Tier-2 | Tier-2---5 | 5--5 | 65 | 100% | 888.3486 | 59.21% | 39.34% | 1.447% | 26.0383 | 0 | 0 | 26.0383 | 0 | 22.6029 | 23.1339 | 0.97705 | 22.6029 | 23.1339 | 0.97705 | 26.4231 | 27.0438 | 0.97705 | 2.931% | 0.15664 | 0.14888 | 5671.3841 | 668.179 | 2146.3409 | 2856.8642 | 5791.8474 | 0 | 0 | 5791.8474 | 0.005465%
2028 | 411 | 411-1873R | Tier-2 | Tier-2---7 | 4--5 | 21 | 100% | 340.3229 | 88.45% | 9.585% | 1.967% | 14.8999 | 0 | 0 | 14.8999 | 0 | 12.9341 | 7.474 | 1.7305 | 12.9341 | 7.474 | 1.7305 | 15.1201 | 8.7372 | 1.7305 | 4.378% | 0.04682 | 0.044503 | 7268.7189 | 1142.008 | 975.4979 | 5151.213 | 7312.4483 | 0 | 0 | 7312.4483 | 0.003128%
2028 | 411 | 411-30R | Tier-3 | Tier-3---6 | 5--5 | 90 | 100% | 1028.3805 | 90.72% | 7.641% | 1.643% | 46.1788 | 0 | 0 | 46.1788 | 0 | 40.0862 | 32.0316 | 1.2515 | 40.0862 | 32.0316 | 1.2515 | 46.8613 | 37.4453 | 1.2515 | 4.49% | 0.10309 | 0.09799 | 9975.2889 | 1901.318 | 929.458 | 7144.5129 | 10023.5186 | 0 | 0 | 10023.5186 | 0.009693%
2028 | 411 | 411-47R | Tier-2 | Tier-2---9 | 4--5 | 2 | 100% | 334.7019 | 84.13% | 13.18% | 2.693% | 13.9384 | 0 | 0 | 13.9384 | 0 | 12.0995 | 0.71181 | 16.9981 | 12.0995 | 0.71181 | 16.9981 | 14.1444 | 0.83212 | 16.9981 | 4.164% | 0.063274 | 0.060142 | 5289.7062 | 845.5012 | 1035.5091 | 3408.6958 | 5333.4243 | 0 | 0 | 5333.4243 | 0.002926%
2028 | 441 | 441-23R | Tier-3 | Tier-3---11 | 5--4 | 15 | 100% | 647.4088 | 86.44% | 13.14% | 0.4218% | 27.7015 | 0 | 0 | 27.7015 | 0 | 24.0467 | 5.3386 | 4.5043 | 24.0467 | 5.3386 | 4.5043 | 28.1109 | 6.2409 | 4.5043 | 4.279% | 0.54783 | 0.52071 | 1181.7687 | 148.5478 | 135.1005 | 898.1204 | 1190.1135 | 0 | 0 | 1190.1135 | 0.005815%
2028 | 441 | 441-279R | Tier-3 | Tier-3---18 | 5--2 | 6 | 100% | 161.5568 | 69.39% | 29.65% | 0.9602% | 5.5494 | 0 | 0 | 5.5494 | 0 | 4.8172 | 2.1354 | 2.2559 | 4.8172 | 2.1354 | 2.2559 | 5.6314 | 2.4964 | 2.2559 | 3.435% | 0.53527 | 0.50877 | 301.8227 | 28.024 | 73.3421 | 200.4565 | 306.6336 | 0 | 0 | 306.6336 | 0.001165%
2028 | 441 | 441-27R | Tier-3 | Tier-3---9 | 5--4 | 27 | 100% | 878.0372 | 89.43% | 10.14% | 0.4287% | 38.8687 | 0 | 0 | 38.8687 | 0 | 33.7406 | 9.6095 | 3.5112 | 33.7406 | 9.6095 | 3.5112 | 39.4431 | 11.2336 | 3.5112 | 4.427% | 0.55752 | 0.52992 | 1574.8947 | 207.3126 | 146.5629 | 1221.0192 | 1583.5641 | 0 | 0 | 1583.5641 | 0.008159%
2028 | 441 | 441-30R | Tier-3 | Tier-3---9 | 5--4 | 26 | 100% | 950.7549 | 92.15% | 7.507% | 0.3471% | 43.3661 | 0 | 0 | 43.3661 | 0 | 37.6446 | 9.2536 | 4.0681 | 37.6446 | 9.2536 | 4.0681 | 44.0069 | 10.8175 | 4.0681 | 4.561% | 0.55519 | 0.52771 | 1712.4757 | 231.3815 | 120.1168 | 1360.9775 | 1719.4801 | 0 | 0 | 1719.4801 | 0.009103%
2028 | 442 | 442-16R | Tier-3 | Tier-3---14 | 5--3 | 26 | 100% | 453.4046 | 84.5% | 14% | 1.497% | 18.9645 | 0 | 0 | 18.9645 | 0 | 16.4624 | 9.2536 | 1.779 | 16.4624 | 9.2536 | 1.779 | 19.2447 | 10.8175 | 1.779 | 4.183% | 0.45792 | 0.43525 | 990.1415 | 105.6368 | 130.7729 | 753.7318 | 998.1347 | 0 | 0 | 998.1347 | 0.003981%
2028 | 442 | 442-46R | Tier-3 | Tier-3---19 | 5--1 | 1 | 100% | 85.0858 | 0.5117% | 99.4% | 0.08534% | 0.021553 | 0 | 0 | 0.021553 | 0 | 0.018709 | 0.35591 | 0.052568 | 0.018709 | 0.35591 | 0.052568 | 0.021871 | 0.41606 | 0.052568 | 0.02533% | 0.35092 | 0.33355 | 242.465 | 0.40496 | 218.5335 | 23.5266 | 255.0274 | 0 | 0 | 255.0274 | 4.524e-06%
2028 | 442 | 442-509R | Tier-3 | Tier-3---15 | 5--3 | 31 | 100% | 278.3023 | 54.83% | 44.11% | 1.062% | 7.5527 | 0 | 0 | 7.5527 | 0 | 6.5562 | 11.0331 | 0.59423 | 6.5562 | 11.0331 | 0.59423 | 7.6643 | 12.8978 | 0.59423 | 2.714% | 0.36954 | 0.35125 | 753.0994 | 59.1542 | 305.0958 | 388.8494 | 770.8168 | 0 | 0 | 770.8168 | 0.001585%
2028 | 442 | 442-525 | Tier-3 | Tier-3---18 | 5--2 | 22 | 100% | 299.6774 | 27.82% | 71.36% | 0.8189% | 4.1268 | 0 | 0 | 4.1268 | 0 | 3.5823 | 7.8299 | 0.45751 | 3.5823 | 7.8299 | 0.45751 | 4.1877 | 9.1533 | 0.45751 | 1.377% | 0.36155 | 0.34365 | 828.8663 | 34.3592 | 535.1133 | 259.3938 | 860.0234 | 0 | 0 | 860.0234 | 0.0008662%
2028 | 442 | 442-728R | Tier-3 | Tier-3---5 | 5--5 | 161 | 100% | 2907.2477 | 55.16% | 44.36% | 0.4825% | 79.3812 | 0 | 0 | 79.3812 | 0 | 68.908 | 57.301 | 1.2026 | 68.908 | 57.301 | 1.2026 | 80.5543 | 66.9855 | 1.2026 | 2.73% | 0.35802 | 0.3403 | 8120.3954 | 853.7381 | 3313.1015 | 3953.5558 | 8310.0172 | 0 | 0 | 8310.0172 | 0.01666%
2028 | 442 | 442-729 | Tier-3 | Tier-3---15 | 5--3 | 14 | 100% | 182.1056 | 87.18% | 11.88% | 0.9486% | 7.8582 | 0 | 0 | 7.8582 | 0 | 6.8214 | 4.9827 | 1.369 | 6.8214 | 4.9827 | 1.369 | 7.9743 | 5.8248 | 1.369 | 4.315% | 0.36059 | 0.34274 | 505.0174 | 48.5793 | 97.3314 | 359.1067 | 508.3904 | 0 | 0 | 508.3904 | 0.001649%
2028 | 442 | 442-758F | Tier-3 | Tier-3---18 | 5--2 | 1 | 100% | 96.5341 | 94% | 5.101% | 0.8948% | 4.4919 | 0 | 0 | 4.4919 | 0 | 3.8993 | 0.35591 | 10.9559 | 3.8993 | 0.35591 | 10.9559 | 4.5583 | 0.41606 | 10.9559 | 4.653% | 0.35119 | 0.3338 | 274.8807 | 37.0629 | 13.3172 | 224.5005 | 275.739 | 0 | 0 | 275.739 | 0.0009429%
2028 | 442 | 442-764R | Tier-3 | Tier-3---18 | 5--2 | 12 | 100% | 133.0317 | 69.69% | 29.04% | 1.271% | 4.5888 | 0 | 0 | 4.5888 | 0 | 3.9834 | 4.2709 | 0.93269 | 3.9834 | 4.2709 | 0.93269 | 4.6566 | 4.9927 | 0.93269 | 3.449% | 0.35448 | 0.33694 | 375.2846 | 31.8241 | 102.8444 | 240.6162 | 381.2093 | 0 | 0 | 381.2093 | 0.0009632%
2028 | 442 | 442-780 | Tier-3 | Tier-3---19 | 5--1 | 16 | 100% | 89.5952 | 24.38% | 74.86% | 0.754% | 1.0813 | 0 | 0 | 1.0813 | 0 | 0.93865 | 5.6945 | 0.16484 | 0.93865 | 5.6945 | 0.16484 | 1.0973 | 6.6569 | 0.16484 | 1.207% | 0.34601 | 0.32888 | 258.9415 | 9.1784 | 175.8129 | 73.9502 | 269.1388 | 0 | 0 | 269.1388 | 0.000227%
2028 | 444 | 444-15R | Tier-2 | Tier-2---13 | 5--3 | 13 | 100% | 151.5646 | 92.72% | 4.981% | 2.303% | 6.956 | 0 | 0 | 6.956 | 0 | 6.0383 | 4.6268 | 1.3051 | 6.0383 | 4.6268 | 1.3051 | 7.0588 | 5.4088 | 1.3051 | 4.589% | 0.14886 | 0.14149 | 1018.1622 | 115.1146 | 67.1446 | 835.903 | 1022.0243 | 0 | 0 | 1022.0243 | 0.00146%
2028 | 444 | 444-43R | Tier-2 | Tier-2---5 | 5--5 | 102 | 100% | 962.2981 | 91.92% | 6.922% | 1.16% | 43.7843 | 0 | 0 | 43.7843 | 0 | 38.0077 | 36.3025 | 1.047 | 38.0077 | 36.3025 | 1.047 | 44.4314 | 42.438 | 1.047 | 4.55% | 0.2124 | 0.20189 | 4530.5338 | 537.4714 | 429.3017 | 3563.7607 | 4549.6008 | 0 | 0 | 4549.6008 | 0.00919%
2028 | 444 | 444-9R | Tier-2 | Tier-2---11 | 5--3 | 90 | 100% | 323.6995 | 49.46% | 48.19% | 2.343% | 7.9256 | 0 | 0 | 7.9256 | 0 | 6.8799 | 32.0316 | 0.21479 | 6.8799 | 32.0316 | 0.21479 | 8.0427 | 37.4453 | 0.21479 | 2.448% | 0.1488 | 0.14143 | 2175.4322 | 138.2481 | 1034.3801 | 1002.804 | 2232.6859 | 0 | 0 | 2232.6859 | 0.001664%
2028 | 445 | 445-1311R | Tier-3 | Tier-3---5 | 5--5 | 85 | 100% | 2047.0117 | 76.8% | 22.84% | 0.359% | 77.8189 | 0 | 0 | 77.8189 | 0 | 67.5519 | 30.2521 | 2.233 | 67.5519 | 30.2521 | 2.233 | 78.9689 | 35.365 | 2.233 | 3.802% | 0.53792 | 0.51129 | 3805.4061 | 462.3517 | 801.0027 | 2542.0517 | 3851.3839 | 0 | 0 | 3851.3839 | 0.01633%
2028 | 445 | 445-1315 | Tier-2 | Tier-2---19 | 1--5 | 1 | 100% | 6.5606 | 98.41% | 0% | 1.592% | 0.31958 | 0 | 0 | 0.31958 | 0 | 0.27742 | 0.35591 | 0.77947 | 0.27742 | 0.35591 | 0.77947 | 0.3243 | 0.41606 | 0.77947 | 4.871% | 0.000636 | 0.00060452 | 10315.4535 | 1284.5564 | 1202.7808 | 7828.1163 | 10324.0042 | 0 | 0 | 10324.0042 | 6.708e-05%
2028 | 445 | 445-1323 | Tier-2 | Tier-2---18 | 3--3 | 1 | 100% | 14.3521 | 96.05% | 2.807% | 1.141% | 0.68238 | 0 | 0 | 0.68238 | 0 | 0.59235 | 0.35591 | 1.6643 | 0.59235 | 0.35591 | 1.6643 | 0.69246 | 0.41606 | 1.6643 | 4.755% | 0.025445 | 0.024185 | 564.05 | 80.2453 | 20.4246 | 463.3801 | 565.2098 | 0 | 0 | 565.2098 | 0.0001432%
2028 | 445 | 445-1325F | Tier-2 | Tier-2---2 | 5--4 | 76 | 100% | 1447.5424 | 80.92% | 18.64% | 0.4376% | 57.9841 | 0 | 0 | 57.9841 | 0 | 50.334 | 27.0489 | 1.8609 | 50.334 | 27.0489 | 1.8609 | 58.841 | 31.6205 | 1.8609 | 4.006% | 0.57356 | 0.54517 | 2523.7784 | 315.2588 | 429.2208 | 1779.2988 | 2548.8517 | 0 | 0 | 2548.8517 | 0.01217%
2028 | 445 | 445-17R | Tier-2 | Tier-2---8 | 5--3 | 43 | 100% | 440.7591 | 59.87% | 39.69% | 0.4369% | 13.0625 | 0 | 0 | 13.0625 | 0 | 11.3391 | 15.304 | 0.74092 | 11.3391 | 15.304 | 0.74092 | 13.2555 | 17.8905 | 0.74092 | 2.964% | 0.53426 | 0.50782 | 824.9822 | 74.1046 | 294.4492 | 456.4284 | 842.2227 | 0 | 0 | 842.2227 | 0.002742%
2028 | 445 | 445-18R | Tier-2 | Tier-2---2 | 5--5 | 116 | 100% | 2423.1968 | 81.52% | 17.92% | 0.5628% | 97.7815 | 0 | 0 | 97.7815 | 0 | 84.8807 | 41.2852 | 2.056 | 84.8807 | 41.2852 | 2.056 | 99.2265 | 48.2628 | 2.056 | 4.035% | 0.6048 | 0.57486 | 4006.6402 | 487.3751 | 662.1707 | 2857.0944 | 4045.2006 | 0 | 0 | 4045.2006 | 0.02052%
2028 | 445 | 445-19R | Tier-2 | Tier-2---8 | 5--3 | 65 | 100% | 654.5269 | 59.7% | 39.33% | 0.9775% | 19.3409 | 0 | 0 | 19.3409 | 0 | 16.7891 | 23.1339 | 0.72574 | 16.7891 | 23.1339 | 0.72574 | 19.6267 | 27.0438 | 0.72574 | 2.955% | 0.56527 | 0.53729 | 1157.9013 | 92.6902 | 418.9958 | 646.2153 | 1182.2052 | 0 | 0 | 1182.2052 | 0.00406%
2028 | 445 | 445-39R | Tier-2 | Tier-2---5 | 5--4 | 91 | 100% | 1104.2716 | 59.42% | 40.16% | 0.4235% | 32.4803 | 0 | 0 | 32.4803 | 0 | 28.195 | 32.3875 | 0.87055 | 28.195 | 32.3875 | 0.87055 | 32.9603 | 37.8614 | 0.87055 | 2.941% | 0.48997 | 0.46571 | 2253.7709 | 194.1003 | 866.8973 | 1192.7734 | 2301.3993 | 0 | 0 | 2301.3993 | 0.006818%
2028 | 445 | 445-894R | Tier-2 | Tier-2---5 | 5--4 | 156 | 100% | 1498.1966 | 65.73% | 33.21% | 1.065% | 48.7442 | 0 | 0 | 48.7442 | 0 | 42.3131 | 55.5214 | 0.7621 | 42.3131 | 55.5214 | 0.7621 | 49.4645 | 64.9052 | 0.7621 | 3.254% | 0.63526 | 0.60381 | 2358.411 | 194.1011 | 729.7847 | 1434.5253 | 2400.5046 | 0 | 0 | 2400.5046 | 0.01023%
2028 | 445 | 445-897R | Tier-2 | Tier-2---10 | 5--3 | 9 | 100% | 278.2745 | 86.91% | 12.87% | 0.2201% | 11.9717 | 0 | 0 | 11.9717 | 0 | 10.3922 | 3.2032 | 3.2444 | 10.3922 | 3.2032 | 3.2444 | 12.1486 | 3.7445 | 3.2444 | 4.302% | 0.75637 | 0.71893 | 367.9091 | 46.7882 | 51.285 | 269.8359 | 370.4168 | 0 | 0 | 370.4168 | 0.002513%
2028 | 448 | 448-1196F | Tier-3 | Tier-3---20 | 1--5 | 1 | 100% | 3.2929 | 97.08% | 0% | 2.921% | 0.15824 | 0 | 0 | 0.15824 | 0 | 0.13736 | 0.35591 | 0.38594 | 0.13736 | 0.35591 | 0.38594 | 0.16058 | 0.41606 | 0.38594 | 4.805% | 0.0002432 | 0.00023116 | 13539.8119 | 1865.7131 | 568.8043 | 11105.2945 | 13560.4063 | 0 | 0 | 13560.4063 | 3.321e-05%
2028 | 448 | 448-1234R | Tier-3 | Tier-3---15 | 5--3 | 9 | 100% | 246.005 | 87.44% | 11.91% | 0.6491% | 10.6477 | 0 | 0 | 10.6477 | 0 | 9.2429 | 3.2032 | 2.8855 | 9.2429 | 3.2032 | 2.8855 | 10.805 | 3.7445 | 2.8855 | 4.328% | 0.62101 | 0.59027 | 396.1396 | 50.2628 | 45.6467 | 300.2301 | 398.731 | 0 | 0 | 398.731 | 0.002235%
2028 | 448 | 448-47R | Tier-3 | Tier-3---14 | 5--3 | 43 | 100% | 687.0853 | 69.92% | 29.31% | 0.7656% | 23.7813 | 0 | 0 | 23.7813 | 0 | 20.6437 | 15.304 | 1.3489 | 20.6437 | 15.304 | 1.3489 | 24.1327 | 17.8905 | 1.3489 | 3.461% | 0.62882 | 0.59769 | 1092.6575 | 111.5426 | 295.153 | 685.9619 | 1109.7723 | 0 | 0 | 1109.7723 | 0.004992%
2028 | 448 | 448-714R | Tier-3 | Tier-3---14 | 5--3 | 85 | 100% | 1225.9869 | 25.1% | 74.31% | 0.5831% | 15.2336 | 0 | 0 | 15.2336 | 0 | 13.2238 | 30.2521 | 0.43712 | 13.2238 | 30.2521 | 0.43712 | 15.4587 | 35.365 | 0.43712 | 1.243% | 0.46343 | 0.44049 | 2645.4709 | 92.606 | 1775.6477 | 777.2172 | 2748.6579 | 0 | 0 | 2748.6579 | 0.003198%
2028 | 448 | 448-724R | Tier-3 | Tier-3---18 | 5--2 | 49 | 100% | 255.0047 | 52.43% | 45.5% | 2.066% | 6.6185 | 0 | 0 | 6.6185 | 0 | 5.7453 | 17.4394 | 0.32944 | 5.7453 | 17.4394 | 0.32944 | 6.7163 | 20.3869 | 0.32944 | 2.595% | 0.55035 | 0.52311 | 463.3505 | 25.9997 | 195.8184 | 241.5324 | 474.8286 | 0 | 0 | 474.8286 | 0.001389%
2028 | 448 | 448-735R | Tier-3 | Tier-3---18 | 5--2 | 45 | 100% | 276.9497 | 53.49% | 44.76% | 1.748% | 7.3327 | 0 | 0 | 7.3327 | 0 | 6.3652 | 16.0158 | 0.39744 | 6.3652 | 16.0158 | 0.39744 | 7.441 | 18.7227 | 0.39744 | 2.648% | 0.54202 | 0.51519 | 510.9626 | 35.205 | 210.0136 | 265.744 | 523.3393 | 0 | 0 | 523.3393 | 0.001539%
2028 | 448 | 448-744R | Tier-3 | Tier-3---7 | 5--5 | 224 | 100% | 2370.1609 | 68.76% | 30.51% | 0.7221% | 80.6754 | 0 | 0 | 80.6754 | 0 | 70.0315 | 79.7231 | 0.87843 | 70.0315 | 79.7231 | 0.87843 | 81.8676 | 93.1972 | 0.87843 | 3.404% | 0.49442 | 0.46994 | 4793.8402 | 492.7082 | 1356.6651 | 2944.4669 | 4871.823 | 0 | 0 | 4871.823 | 0.01693%
2028 | 448 | 448-9R | Tier-3 | Tier-3---9 | 5--4 | 106 | 100% | 1381.6742 | 73.74% | 25.5% | 0.7592% | 50.4329 | 0 | 0 | 50.4329 | 0 | 43.779 | 37.7261 | 1.1604 | 43.779 | 37.7261 | 1.1604 | 51.1782 | 44.1023 | 1.1604 | 3.65% | 0.54394 | 0.51701 | 2540.1235 | 273.4783 | 621.4078 | 1645.2374 | 2574.8613 | 0 | 0 | 2574.8613 | 0.01059%
2028 | 449 | 449-13R | Tier-3 | Tier-3---7 | 5--5 | 147 | 100% | 1663.2464 | 62.39% | 36.97% | 0.6428% | 51.3669 | 0 | 0 | 51.3669 | 0 | 44.5898 | 52.3183 | 0.85228 | 44.5898 | 52.3183 | 0.85228 | 52.126 | 61.1607 | 0.85228 | 3.088% | 0.28234 | 0.26837 | 5890.9135 | 610.6402 | 2022.1047 | 3258.1686 | 6006.2928 | 0 | 0 | 6006.2928 | 0.01078%
2028 | 449 | 449-16R | Tier-3 | Tier-3---15 | 5--4 | 22 | 100% | 266.6482 | 83.41% | 16.04% | 0.5501% | 11.0087 | 0 | 0 | 11.0087 | 0 | 9.5563 | 7.8299 | 1.2205 | 9.5563 | 7.8299 | 1.2205 | 11.1714 | 9.1533 | 1.2205 | 4.129% | 0.23738 | 0.22563 | 1123.2928 | 151.839 | 170.3603 | 801.0935 | 1133.0005 | 0 | 0 | 1133.0005 | 0.002311%
2028 | 449 | 449-683 | Tier-3 | Tier-3---18 | 5--3 | 7 | 100% | 130.3299 | 84.46% | 14.85% | 0.6893% | 5.4491 | 0 | 0 | 5.4491 | 0 | 4.7302 | 2.4913 | 1.8986 | 4.7302 | 2.4913 | 1.8986 | 5.5296 | 2.9124 | 1.8986 | 4.181% | 0.34581 | 0.32869 | 376.8856 | 45.4714 | 46.4516 | 284.9627 | 379.9349 | 0 | 0 | 379.9349 | 0.001144%
2028 | 449 | 449-693R | Tier-3 | Tier-3---9 | 5--5 | 34 | 100% | 869.7515 | 92.74% | 6.815% | 0.4405% | 39.9289 | 0 | 0 | 39.9289 | 0 | 34.6609 | 12.1008 | 2.8643 | 34.6609 | 12.1008 | 2.8643 | 40.519 | 14.146 | 2.8643 | 4.591% | 0.26107 | 0.24815 | 3331.4725 | 480.9166 | 218.7859 | 2631.7699 | 3344.0608 | 0 | 0 | 3344.0608 | 0.008381%
2028 | 449 | 449-6R | Tier-3 | Tier-3---14 | 5--4 | 45 | 100% | 487.7509 | 79.3% | 20.07% | 0.6273% | 19.1465 | 0 | 0 | 19.1465 | 0 | 16.6204 | 16.0158 | 1.0377 | 16.6204 | 16.0158 | 1.0377 | 19.4294 | 18.7227 | 1.0377 | 3.925% | 0.24779 | 0.23552 | 1968.4202 | 236.5464 | 397.0448 | 1334.829 | 1989.6378 | 0 | 0 | 1989.6378 | 0.004019%
2028 | 450 | 450-1851F | Tier-2 | Tier-2---3 | 5--5 | 26 | 100% | 915.4961 | 93.2% | 6.334% | 0.4614% | 42.2374 | 0 | 0 | 42.2374 | 0 | 36.6649 | 9.2536 | 3.9622 | 36.6649 | 9.2536 | 3.9622 | 42.8616 | 10.8175 | 3.9622 | 4.614% | 0.099477 | 0.094553 | 9203.0933 | 2582.2914 | 565.9601 | 6054.8418 | 9235.6635 | 0 | 0 | 9235.6635 | 0.008866%
2028 | 450 | 450-1853F | Tier-2 | Tier-2---10 | 4--4 | 5 | 100% | 133.4424 | 58.04% | 41.41% | 0.5447% | 3.8339 | 0 | 0 | 3.8339 | 0 | 3.3281 | 1.7795 | 1.8702 | 3.3281 | 1.7795 | 1.8702 | 3.8906 | 2.0803 | 1.8702 | 2.873% | 0.075291 | 0.071564 | 1772.351 | 169.5911 | 681.6123 | 921.1476 | 1811.0782 | 0 | 0 | 1811.0782 | 0.0008047%
2028 | 450 | 450-1854 | Tier-2 | Tier-2---9 | 4--4 | 2 | 100% | 167.8113 | 68.69% | 30.5% | 0.8174% | 5.7056 | 0 | 0 | 5.7056 | 0 | 4.9529 | 0.71181 | 6.9581 | 4.9529 | 0.71181 | 6.9581 | 5.79 | 0.83212 | 6.9581 | 3.4% | 0.079085 | 0.07517 | 2121.91 | 277.0369 | 611.709 | 1233.1641 | 2156.5118 | 0 | 0 | 2156.5118 | 0.001198%
2028 | 452 | 452-38AE | Tier-2 | Tier-2---4 | 2--5 | 2 | 100% | 306.0513 | 99.41% | 0% | 0.595% | 15.0594 | 0 | 0 | 15.0594 | 0 | 13.0725 | 0.71181 | 18.3651 | 13.0725 | 0.71181 | 18.3651 | 15.282 | 0.83212 | 18.3651 | 4.921% | 0.011395 | 0.010831 | 26857.9154 | 5689.4503 | 153.4079 | 21015.0572 | 26866.2375 | 0 | 0 | 26866.2375 | 0.003161%
2028 | 454 | 454-48F | Tier-2 | Tier-2---4 | 4--5 | 1 | 100% | 395.265 | 97.43% | 2.166% | 0.3994% | 19.0636 | 0 | 0 | 19.0636 | 0 | 16.5484 | 0.35591 | 46.4966 | 16.5484 | 0.35591 | 46.4966 | 19.3453 | 0.41606 | 46.4966 | 4.823% | 0.085487 | 0.081255 | 4623.6959 | 1485.502 | 103.1361 | 3035.0579 | 4629.8744 | 0 | 0 | 4629.8744 | 0.004001%
2028 | 463 | 463-1136F | Tier-2 | Tier-2---18 | 4--2 | 2 | 100% | 16.8212 | 86.42% | 11.45% | 2.121% | 0.71961 | 0 | 0 | 0.71961 | 0 | 0.62467 | 0.71181 | 0.87758 | 0.62467 | 0.71181 | 0.87758 | 0.73025 | 0.83212 | 0.87758 | 4.278% | 0.060434 | 0.057442 | 278.3405 | 39.3529 | 30.6582 | 208.3293 | 280.3083 | 0 | 0 | 280.3083 | 0.000151%
2028 | 463 | 463-1229 | Tier-2 | Tier-2---9 | 5--4 | 20 | 100% | 220.9596 | 94% | 3.511% | 2.487% | 10.2815 | 0 | 0 | 10.2815 | 0 | 8.925 | 7.1181 | 1.2538 | 8.925 | 7.1181 | 1.2538 | 10.4335 | 8.3212 | 1.2538 | 4.653% | 0.096723 | 0.091935 | 2284.4628 | 504.7537 | 115.6932 | 1664.0158 | 2291.5979 | 0 | 0 | 2291.5979 | 0.002158%
2028 | 470 | 470-40AE | Tier-2 | Tier-2---4 | 4--5 | 20 | 100% | 675.3424 | 87.26% | 12.19% | 0.553% | 29.1697 | 0 | 0 | 29.1697 | 0 | 25.3212 | 7.1181 | 3.5573 | 25.3212 | 7.1181 | 3.5573 | 29.6008 | 8.3212 | 3.5573 | 4.319% | 0.091034 | 0.086528 | 7418.573 | 1155.6027 | 850.5498 | 5412.4205 | 7467.8024 | 0 | 0 | 7467.8024 | 0.006123%
2028 | 470 | 470-47R | Tier-3 | Tier-3---2 | 5--5 | 53 | 100% | 2012.6027 | 94.87% | 4.37% | 0.7559% | 94.5174 | 0 | 0 | 94.5174 | 0 | 82.0473 | 18.8631 | 4.3496 | 82.0473 | 18.8631 | 4.3496 | 95.9142 | 22.0511 | 4.3496 | 4.696% | 0.16225 | 0.15422 | 12404.0406 | 2097.9829 | 564.7309 | 9741.3268 | 12437.1512 | 0 | 0 | 12437.1512 | 0.01984%
2028 | 471 | 471-36F | Tier-2 | Tier-2---4 | 4--5 | 6 | 100% | 570.7201 | 63.27% | 36.3% | 0.4365% | 17.8733 | 0 | 0 | 17.8733 | 0 | 15.5152 | 2.1354 | 7.2656 | 15.5152 | 2.1354 | 7.2656 | 18.1375 | 2.4964 | 7.2656 | 3.132% | 0.093079 | 0.088471 | 6131.5794 | 664.7661 | 2054.2802 | 3412.5332 | 6248.875 | 0 | 0 | 6248.875 | 0.003752%
2028 | 500 | 500-1531 | Tier-2 | Tier-2---10 | 4--4 | 3 | 100% | 642.8265 | 4.579% | 95.33% | 0.095% | 1.4571 | 0 | 0 | 1.4571 | 0 | 1.2648 | 1.0677 | 1.1846 | 1.2648 | 1.0677 | 1.1846 | 1.4786 | 1.2482 | 1.1846 | 0.2267% | 0.071178 | 0.067654 | 9031.2778 | 80.4341 | 7853.8811 | 1096.9626 | 9480.0707 | 0 | 0 | 9480.0707 | 0.0003058%
2028 | 501 | 501-786 | Tier-2 | Tier-2---14 | 2--5 | 1 | 100% | 41.2155 | 98.22% | 0% | 1.777% | 2.0039 | 0 | 0 | 2.0039 | 0 | 1.7395 | 0.35591 | 4.8876 | 1.7395 | 0.35591 | 4.8876 | 2.0335 | 0.41606 | 4.8876 | 4.862% | 0.0050324 | 0.0047833 | 8190.019 | 1322.239 | 139.0981 | 6728.6818 | 8197.5989 | 0 | 0 | 8197.5989 | 0.0004206%
2028 | 504 | 504-2501R | Tier-2 | Tier-2---9 | 3--5 | 2 | 100% | 152.2062 | 97.69% | 0% | 2.311% | 7.3601 | 0 | 0 | 7.3601 | 0 | 6.389 | 0.71181 | 8.9757 | 6.389 | 0.71181 | 8.9757 | 7.4688 | 0.83212 | 8.9757 | 4.836% | 0.021593 | 0.020524 | 7048.9974 | 1058.3908 | 620.2842 | 5370.3225 | 7057.4821 | 0 | 0 | 7057.4821 | 0.001545%
2028 | 520 | 520-1045R | Tier-2 | Tier-2---5 | 5--4 | 47 | 100% | 596.734 | 87.03% | 12.08% | 0.8955% | 25.7068 | 0 | 0 | 25.7068 | 0 | 22.3152 | 16.7276 | 1.334 | 22.3152 | 16.7276 | 1.334 | 26.0867 | 19.5548 | 1.334 | 4.308% | 0.26824 | 0.25496 | 2224.662 | 286.7109 | 250.5356 | 1687.4154 | 2239.6901 | 0 | 0 | 2239.6901 | 0.005396%
2028 | 520 | 520-10R | Tier-2 | Tier-2---7 | 4--5 | 27 | 100% | 296.4545 | 90.13% | 8.578% | 1.296% | 13.2256 | 0 | 0 | 13.2256 | 0 | 11.4807 | 9.6095 | 1.1947 | 11.4807 | 9.6095 | 1.1947 | 13.421 | 11.2336 | 1.1947 | 4.461% | 0.046043 | 0.043764 | 6438.5886 | 1240.5174 | 702.7495 | 4495.3216 | 6471.6962 | 0 | 0 | 6471.6962 | 0.002776%
2028 | 520 | 520-1489R | Tier-2 | Tier-2---8 | 5--5 | 129 | 100% | 662.1633 | 87.36% | 10.91% | 1.733% | 28.6339 | 0 | 0 | 28.6339 | 0 | 24.8561 | 45.912 | 0.54139 | 24.8561 | 45.912 | 0.54139 | 29.0571 | 53.6716 | 0.54139 | 4.324% | 0.13822 | 0.13138 | 4790.7448 | 574.961 | 546.3603 | 3669.4236 | 4822.2817 | 0 | 0 | 4822.2817 | 0.00601%
2028 | 520 | 520-1509R | Tier-2 | Tier-2---5 | 5--4 | 84 | 100% | 868.9578 | 72.04% | 26.87% | 1.095% | 30.9848 | 0 | 0 | 30.9848 | 0 | 26.8968 | 29.8962 | 0.89967 | 26.8968 | 29.8962 | 0.89967 | 31.4427 | 34.949 | 0.89967 | 3.566% | 0.28561 | 0.27147 | 3042.4946 | 331.9166 | 761.5633 | 1949.0147 | 3086.8039 | 0 | 0 | 3086.8039 | 0.006504%
2028 | 520 | 520-1525R | Tier-2 | Tier-2---8 | 5--5 | 31 | 100% | 360.0635 | 92.4% | 6.369% | 1.229% | 16.469 | 0 | 0 | 16.469 | 0 | 14.2962 | 11.0331 | 1.2958 | 14.2962 | 11.0331 | 1.2958 | 16.7124 | 12.8978 | 1.2958 | 4.574% | 0.099044 | 0.094141 | 3635.4035 | 686.7062 | 313.6705 | 2635.0268 | 3649.7874 | 0 | 0 | 3649.7874 | 0.003457%
2028 | 520 | 520-1527R | Tier-3 | Tier-3---7 | 5--5 | 53 | 100% | 1151.6571 | 81.16% | 18.23% | 0.6117% | 46.2645 | 0 | 0 | 46.2645 | 0 | 40.1606 | 18.8631 | 2.1291 | 40.1606 | 18.8631 | 2.1291 | 46.9482 | 22.0511 | 2.1291 | 4.017% | 0.27105 | 0.25763 | 4248.9299 | 642.1047 | 732.0594 | 2874.7658 | 4290.6273 | 0 | 0 | 4290.6273 | 0.009711%
2028 | 520 | 520-1902R | Tier-2 | Tier-2---9 | 4--4 | 3 | 100% | 295.4783 | 43.89% | 53.74% | 2.376% | 6.4191 | 0 | 0 | 6.4191 | 0 | 5.5722 | 1.0677 | 5.2188 | 5.5722 | 1.0677 | 5.2188 | 6.514 | 1.2482 | 5.2188 | 2.172% | 0.058932 | 0.056015 | 5013.9026 | 463.7784 | 2584.0113 | 1966.1129 | 5160.4189 | 0 | 0 | 5160.4189 | 0.001347%
2028 | 520 | 520-1904 | Tier-3 | Tier-3---13 | 4--5 | 19 | 100% | 381.2363 | 81.21% | 17.45% | 1.344% | 15.3248 | 0 | 0 | 15.3248 | 0 | 13.3029 | 6.7622 | 1.9672 | 13.3029 | 6.7622 | 1.9672 | 15.5512 | 7.9051 | 1.9672 | 4.02% | 0.05278 | 0.050167 | 7223.1755 | 1024.2251 | 1263.1331 | 4935.8173 | 7293.8681 | 0 | 0 | 7293.8681 | 0.003217%
2028 | 520 | 520-35R | Tier-3 | Tier-3---9 | 5--5 | 89 | 100% | 985.3264 | 82.6% | 16.44% | 0.9544% | 40.2894 | 0 | 0 | 40.2894 | 0 | 34.9738 | 31.6757 | 1.1041 | 34.9738 | 31.6757 | 1.1041 | 40.8848 | 37.0293 | 1.1041 | 4.089% | 0.28544 | 0.27131 | 3451.9467 | 462.7417 | 537.5528 | 2451.6522 | 3483.2179 | 0 | 0 | 3483.2179 | 0.008457%
2028 | 520 | 520-45 | Tier-2 | Tier-2---8 | 5--5 | 74 | 100% | 455.0819 | 89.33% | 9.369% | 1.306% | 20.122 | 0 | 0 | 20.122 | 0 | 17.4672 | 26.3371 | 0.66322 | 17.4672 | 26.3371 | 0.66322 | 20.4194 | 30.7884 | 0.66322 | 4.422% | 0.10446 | 0.099291 | 4356.4514 | 530.4104 | 403.5927 | 3422.4483 | 4380.6683 | 0 | 0 | 4380.6683 | 0.004224%
2028 | 521 | 521-14R | Tier-3 | Tier-3---5 | 5--5 | 49 | 100% | 1719.0003 | 78.65% | 20.86% | 0.4907% | 66.9215 | 0 | 0 | 66.9215 | 0 | 58.0922 | 17.4394 | 3.3311 | 58.0922 | 17.4394 | 3.3311 | 67.9105 | 20.3869 | 3.3311 | 3.893% | 0.27097 | 0.25755 | 6343.9843 | 812.9811 | 1238.2176 | 4292.7856 | 6414.5291 | 0 | 0 | 6414.5291 | 0.01405%
2028 | 521 | 521-1856R | Tier-3 | Tier-3---6 | 5--5 | 87 | 100% | 1212.5663 | 84.9% | 14.39% | 0.7143% | 50.9587 | 0 | 0 | 50.9587 | 0 | 44.2355 | 30.9639 | 1.4286 | 44.2355 | 30.9639 | 1.4286 | 51.7118 | 36.1971 | 1.4286 | 4.203% | 0.15411 | 0.14648 | 7868.3195 | 1087.4875 | 1070.4078 | 5710.4242 | 7930.1938 | 0 | 0 | 7930.1938 | 0.0107%
2028 | 521 | 521-18R | Tier-3 | Tier-3---6 | 4--5 | 73 | 100% | 1129.9866 | 95.19% | 4.09% | 0.7206% | 53.2437 | 0 | 0 | 53.2437 | 0 | 46.219 | 25.9812 | 1.7789 | 46.219 | 25.9812 | 1.7789 | 54.0305 | 30.3723 | 1.7789 | 4.712% | 0.071321 | 0.067791 | 15843.6289 | 2470.7432 | 733.9331 | 12638.9526 | 15883.3193 | 0 | 0 | 15883.3193 | 0.01118%
2028 | 521 | 521-27R | Tier-2 | Tier-2---3 | 4--5 | 25 | 100% | 810.4848 | 91.73% | 7.398% | 0.8745% | 36.8002 | 0 | 0 | 36.8002 | 0 | 31.945 | 8.8977 | 3.5903 | 31.945 | 8.8977 | 3.5903 | 37.3441 | 10.4015 | 3.5903 | 4.541% | 0.063668 | 0.060516 | 12729.941 | 2154.4423 | 1058.961 | 9516.5377 | 12784.7821 | 0 | 0 | 12784.7821 | 0.007724%
2028 | 521 | 521-32R | Tier-3 | Tier-3---4 | 5--5 | 42 | 100% | 1448.9015 | 94.87% | 4.661% | 0.4687% | 68.0413 | 0 | 0 | 68.0413 | 0 | 59.0642 | 14.9481 | 3.9513 | 59.0642 | 14.9481 | 3.9513 | 69.0468 | 17.4745 | 3.9513 | 4.696% | 0.14844 | 0.14109 | 9761.0273 | 1631.7912 | 451.6127 | 7677.6235 | 9787.1056 | 0 | 0 | 9787.1056 | 0.01428%
2028 | 521 | 521-700R | Tier-2 | Tier-2---3 | 4--5 | 37 | 100% | 1225.9943 | 93.19% | 6.054% | 0.7541% | 56.5552 | 0 | 0 | 56.5552 | 0 | 49.0936 | 13.1685 | 3.7281 | 49.0936 | 13.1685 | 3.7281 | 57.391 | 15.3942 | 3.7281 | 4.613% | 0.074421 | 0.070737 | 16473.8564 | 2889.9121 | 1156.3836 | 12427.5607 | 16532.2631 | 0 | 0 | 16532.2631 | 0.01187%
2028 | 522 | 522-38R | Tier-2 | Tier-2---6 | 4--5 | 1 | 100% | 1016.2869 | 80.7% | 18.11% | 1.19% | 40.5981 | 0 | 0 | 40.5981 | 0 | 35.2418 | 0.35591 | 99.0198 | 35.2418 | 0.35591 | 99.0198 | 41.1981 | 0.41606 | 99.0198 | 3.995% | 0.088602 | 0.084216 | 11470.2225 | 2251.3608 | 2088.2887 | 7130.573 | 11585.4977 | 0 | 0 | 11585.4977 | 0.008522%
2028 | 524 | 524-1782F | Tier-3 | Tier-3---10 | 4--5 | 46 | 100% | 681.1238 | 98.24% | 0.8976% | 0.8607% | 33.1228 | 0 | 0 | 33.1228 | 0 | 28.7528 | 16.3717 | 1.7562 | 28.7528 | 16.3717 | 1.7562 | 33.6123 | 19.1387 | 1.7562 | 4.863% | 0.040404 | 0.038404 | 16857.9136 | 3235.0894 | 389.5202 | 13233.3041 | 16873.3501 | 0 | 0 | 16873.3501 | 0.006953%
2028 | 524 | 524-27R | Tier-3 | Tier-3---4 | 4--5 | 114 | 100% | 1282.5738 | 98.01% | 1.22% | 0.7702% | 62.2241 | 0 | 0 | 62.2241 | 0 | 54.0146 | 40.5734 | 1.3313 | 54.0146 | 40.5734 | 1.3313 | 63.1437 | 47.4307 | 1.3313 | 4.852% | 0.060207 | 0.057227 | 21302.6656 | 4149.5256 | 661.6102 | 16491.5299 | 21324.7409 | 0 | 0 | 21324.7409 | 0.01306%
2028 | 524 | 524-46R | Tier-3 | Tier-3---4 | 5--5 | 89 | 100% | 1602.1034 | 91.53% | 7.997% | 0.4775% | 72.5837 | 0 | 0 | 72.5837 | 0 | 63.0074 | 31.6757 | 1.9891 | 63.0074 | 31.6757 | 1.9891 | 73.6563 | 37.0293 | 1.9891 | 4.531% | 0.18916 | 0.17979 | 8469.7554 | 1511.9887 | 676.5843 | 6281.1824 | 8507.1343 | 0 | 0 | 8507.1343 | 0.01524%
2028 | 524 | 524-50R | Tier-3 | Tier-3---7 | 5--5 | 84 | 100% | 1190.6418 | 87% | 12.41% | 0.5904% | 51.273 | 0 | 0 | 51.273 | 0 | 44.5083 | 29.8962 | 1.4888 | 44.5083 | 29.8962 | 1.4888 | 52.0307 | 34.949 | 1.4888 | 4.306% | 0.18313 | 0.17407 | 6501.4644 | 979.7439 | 766.6075 | 4755.113 | 6545.4915 | 0 | 0 | 6545.4915 | 0.01076%
2028 | 524 | 524-69R | Tier-3 | Tier-3---1 | 5--5 | 283 | 100% | 4619.0742 | 91.74% | 7.782% | 0.477% | 209.7609 | 0 | 0 | 209.7609 | 0 | 182.0861 | 100.7216 | 1.8078 | 182.0861 | 100.7216 | 1.8078 | 212.8608 | 117.7447 | 1.8078 | 4.541% | 0.27264 | 0.25914 | 16942.2754 | 2594.1012 | 1293.4919 | 13054.6823 | 17015.1442 | 0 | 0 | 17015.1442 | 0.04403%
2028 | 597 | 597-595 | Tier-2 | Tier-2---1 | 5--5 | 92 | 100% | 2598.8794 | 68.57% | 30.98% | 0.4453% | 88.2139 | 0 | 0 | 88.2139 | 0 | 76.5754 | 32.7434 | 2.3386 | 76.5754 | 32.7434 | 2.3386 | 89.5175 | 38.2774 | 2.3386 | 3.394% | 0.15307 | 0.14549 | 16978.8381 | 2723.3618 | 4869.9544 | 9385.5219 | 17256.733 | 0 | 0 | 17256.733 | 0.01852%
2028 | 599 | 599-19R | Tier-2 | Tier-2---1 | 5--5 | 124 | 100% | 2814.0812 | 94.6% | 4.701% | 0.7012% | 131.7718 | 0 | 0 | 131.7718 | 0 | 114.3865 | 44.1324 | 2.5919 | 114.3865 | 44.1324 | 2.5919 | 133.7191 | 51.5913 | 2.5919 | 4.683% | 0.15161 | 0.14411 | 18560.9002 | 2880.2053 | 906.7756 | 14773.9194 | 18613.1195 | 0 | 0 | 18613.1195 | 0.02766%
2028 | 67 | 67-24R | Tier-3 | Tier-3---13 | 5--4 | 112 | 100% | 649.2908 | 74.83% | 23.84% | 1.334% | 24.0487 | 0 | 0 | 24.0487 | 0 | 20.8759 | 39.8616 | 0.52371 | 20.8759 | 39.8616 | 0.52371 | 24.4041 | 46.5986 | 0.52371 | 3.704% | 0.2194 | 0.20854 | 2959.3576 | 336.0702 | 674.1995 | 1949.088 | 2998.1563 | 0 | 0 | 2998.1563 | 0.005048%
2028 | 67 | 67-34R | Tier-3 | Tier-3---11 | 5--5 | 188 | 100% | 1084.2867 | 76.65% | 22.12% | 1.235% | 41.1379 | 0 | 0 | 41.1379 | 0 | 35.7104 | 66.9105 | 0.5337 | 35.7104 | 66.9105 | 0.5337 | 41.7459 | 78.2191 | 0.5337 | 3.794% | 0.24743 | 0.23519 | 4382.1248 | 535.8218 | 956.7681 | 2889.5349 | 4435.4199 | 0 | 0 | 4435.4199 | 0.008635%
2028 | 67 | 67-37R | Tier-3 | Tier-3---17 | 5--3 | 55 | 100% | 226.6286 | 65.58% | 32.17% | 2.242% | 7.3573 | 0 | 0 | 7.3573 | 0 | 6.3866 | 19.5749 | 0.32627 | 6.3866 | 19.5749 | 0.32627 | 7.466 | 22.8832 | 0.32627 | 3.246% | 0.20095 | 0.191 | 1127.7881 | 99.8375 | 351.0117 | 676.9389 | 1148.0014 | 0 | 0 | 1148.0014 | 0.001544%
2028 | 67 | 67-45R | Tier-3 | Tier-3---15 | 5--4 | 78 | 100% | 468.8847 | 75.51% | 23.11% | 1.372% | 17.5265 | 0 | 0 | 17.5265 | 0 | 15.2141 | 27.7607 | 0.54804 | 15.2141 | 27.7607 | 0.54804 | 17.7855 | 32.4526 | 0.54804 | 3.738% | 0.20887 | 0.19854 | 2244.8167 | 264.9489 | 495.8782 | 1483.9896 | 2273.443 | 0 | 0 | 2273.443 | 0.003679%
2028 | 73 | 73-1130R | Tier-3 | Tier-3---9 | 5--5 | 84 | 100% | 971.12 | 83.08% | 16.23% | 0.6878% | 39.9363 | 0 | 0 | 39.9363 | 0 | 34.6673 | 29.8962 | 1.1596 | 34.6673 | 29.8962 | 1.1596 | 40.5265 | 34.949 | 1.1596 | 4.112% | 0.2182 | 0.2074 | 4450.6448 | 608.0965 | 688.9858 | 3153.5625 | 4489.8651 | 0 | 0 | 4489.8651 | 0.008383%
2028 | 73 | 73-1163 | Tier-3 | Tier-3---4 | 5--5 | 90 | 100% | 1861.7789 | 88.41% | 11.22% | 0.3692% | 81.4778 | 0 | 0 | 81.4778 | 0 | 70.728 | 32.0316 | 2.2081 | 70.728 | 32.0316 | 2.2081 | 82.6818 | 37.4453 | 2.2081 | 4.376% | 0.22506 | 0.21392 | 8272.2274 | 1229.0974 | 921.3142 | 6121.8157 | 8322.1532 | 0 | 0 | 8322.1532 | 0.0171%
2028 | 73 | 73-1164 | Tier-3 | Tier-3---13 | 5--4 | 21 | 100% | 263.7681 | 87.65% | 11.96% | 0.3908% | 11.4441 | 0 | 0 | 11.4441 | 0 | 9.9342 | 7.474 | 1.3292 | 9.9342 | 7.474 | 1.3292 | 11.6132 | 8.7372 | 1.3292 | 4.339% | 0.18614 | 0.17693 | 1417.02 | 198.6601 | 156.5468 | 1061.8131 | 1426.1334 | 0 | 0 | 1426.1334 | 0.002402%
2028 | 73 | 73-23R | Tier-3 | Tier-3---9 | 5--5 | 56 | 100% | 841.8786 | 89.4% | 10.02% | 0.5825% | 37.2536 | 0 | 0 | 37.2536 | 0 | 32.3385 | 19.9308 | 1.6225 | 32.3385 | 19.9308 | 1.6225 | 37.8041 | 23.2993 | 1.6225 | 4.425% | 0.21349 | 0.20292 | 3943.3878 | 597.9657 | 380.5291 | 2964.893 | 3965.1665 | 0 | 0 | 3965.1665 | 0.00782%
2028 | 73 | 73-678R | Tier-3 | Tier-3---5 | 5--5 | 93 | 100% | 1587.7071 | 88.98% | 10.47% | 0.5476% | 69.9321 | 0 | 0 | 69.9321 | 0 | 60.7056 | 33.0993 | 1.834 | 60.7056 | 33.0993 | 1.834 | 70.9656 | 38.6935 | 1.834 | 4.405% | 0.23776 | 0.22599 | 6677.7947 | 1003.2668 | 681.1886 | 4993.3394 | 6716.1123 | 0 | 0 | 6716.1123 | 0.01468%
2028 | 73 | 73-683R | Tier-3 | Tier-3---7 | 5--5 | 84 | 100% | 1378.6065 | 89.65% | 9.845% | 0.5099% | 61.1747 | 0 | 0 | 61.1747 | 0 | 53.1036 | 29.8962 | 1.7763 | 53.1036 | 29.8962 | 1.7763 | 62.0788 | 34.949 | 1.7763 | 4.437% | 0.22716 | 0.21591 | 6068.9321 | 866.1538 | 585.2944 | 4617.4838 | 6101.6595 | 0 | 0 | 6101.6595 | 0.01284%
2028 | 75 | 75-2257F | Tier-3 | Tier-3---20 | 1--5 | 2 | 100% | 2.5742 | 95.54% | 0% | 4.459% | 0.12174 | 0 | 0 | 0.12174 | 0 | 0.10568 | 0.71181 | 0.14846 | 0.10568 | 0.71181 | 0.14846 | 0.12354 | 0.83212 | 0.14846 | 4.729% | 0.0002804 | 0.00026652 | 9180.3996 | 1426.0853 | 371.877 | 7382.4374 | 9201.7195 | 0 | 0 | 9201.7195 | 2.555e-05%
2028 | 75 | 75-2259F | Tier-3 | Tier-3---12 | 3--5 | 32 | 100% | 362.3539 | 98.06% | 1.201% | 0.7355% | 17.5891 | 0 | 0 | 17.5891 | 0 | 15.2685 | 11.389 | 1.3406 | 15.2685 | 11.389 | 1.3406 | 17.849 | 13.3139 | 1.3406 | 4.854% | 0.020337 | 0.019331 | 17817.1226 | 3618.9618 | 323.8838 | 13874.277 | 17835.0947 | 0 | 0 | 17835.0947 | 0.003692%
2028 | 75 | 75-32R | Tier-3 | Tier-3---13 | 3--5 | 15 | 100% | 196.1202 | 96.38% | 2.668% | 0.9512% | 9.3566 | 0 | 0 | 9.3566 | 0 | 8.1221 | 5.3386 | 1.5214 | 8.1221 | 5.3386 | 1.5214 | 9.4948 | 6.2409 | 1.5214 | 4.771% | 0.014781 | 0.01405 | 13268.2222 | 2437.4241 | 453.4454 | 10377.3526 | 13293.2324 | 0 | 0 | 13293.2324 | 0.001964%
2028 | 75 | 75-41 | Tier-3 | Tier-3---13 | 3--5 | 4 | 100% | 232.3508 | 98.84% | 0.3675% | 0.788% | 11.3685 | 0 | 0 | 11.3685 | 0 | 9.8686 | 1.4236 | 6.932 | 9.8686 | 1.4236 | 6.932 | 11.5365 | 1.6642 | 6.932 | 4.893% | 0.0163 | 0.015493 | 14254.8272 | 3156.0323 | 229.2614 | 10869.5335 | 14263.4051 | 0 | 0 | 14263.4051 | 0.002386%
2028 | 75 | 75-996R | Tier-2 | Tier-2---7 | 4--5 | 46 | 100% | 357.2986 | 95.33% | 2.61% | 2.061% | 16.8601 | 0 | 0 | 16.8601 | 0 | 14.6357 | 16.3717 | 0.89396 | 14.6357 | 16.3717 | 0.89396 | 17.1093 | 19.1387 | 0.89396 | 4.719% | 0.043997 | 0.041819 | 8120.9384 | 1655.5756 | 489.8744 | 5975.4884 | 8140.6943 | 0 | 0 | 8140.6943 | 0.003539%
2028 | 770 | 770-259R | Tier-2 | Tier-2---17 | 2--3 | 1 | 100% | 10.9444 | 90.49% | 1.971% | 7.54% | 0.49022 | 0 | 0 | 0.49022 | 0 | 0.42555 | 0.35591 | 1.1957 | 0.42555 | 0.35591 | 1.1957 | 0.49747 | 0.41606 | 1.1957 | 4.479% | 0.010605 | 0.01008 | 1031.9841 | 188.7755 | 88.8418 | 754.3668 | 1037.0955 | 0 | 0 | 1037.0955 | 0.0001029%
2028 | 78 | 78-26R | Tier-3 | Tier-3---5 | 5--5 | 60 | 100% | 1506.352 | 86.4% | 13.31% | 0.287% | 64.4231 | 0 | 0 | 64.4231 | 0 | 55.9235 | 21.3544 | 2.6188 | 55.9235 | 21.3544 | 2.6188 | 65.3752 | 24.9635 | 2.6188 | 4.277% | 0.34567 | 0.32856 | 4357.7168 | 613.0091 | 539.1725 | 3205.5352 | 4388.5824 | 0 | 0 | 4388.5824 | 0.01352%
2028 | 78 | 78-35R | Tier-3 | Tier-3---10 | 2--5 | 1 | 100% | 489.2316 | 99.8% | 0% | 0.2011% | 24.1683 | 0 | 0 | 24.1683 | 0 | 20.9796 | 0.35591 | 58.947 | 20.9796 | 0.35591 | 58.947 | 24.5254 | 0.41606 | 58.947 | 4.94% | 0.008188 | 0.0077827 | 59749.8307 | 9713.1665 | 132.8814 | 49903.7828 | 59756.0888 | 0 | 0 | 59756.0888 | 0.005073%
2028 | 78 | 78-782R | Tier-3 | Tier-3---7 | 5--5 | 13 | 100% | 610.0389 | 94.37% | 5.437% | 0.1919% | 28.4972 | 0 | 0 | 28.4972 | 0 | 24.7374 | 4.6268 | 5.3466 | 24.7374 | 4.6268 | 5.3466 | 28.9183 | 5.4088 | 5.3466 | 4.671% | 0.33808 | 0.32134 | 1804.4347 | 294.1768 | 90.6725 | 1419.5855 | 1809.7241 | 0 | 0 | 1809.7241 | 0.005982%
2028 | 788 | 788-34R | Tier-2 | Tier-2---6 | 5--5 | 37 | 100% | 1602.6496 | 68.44% | 30.89% | 0.6716% | 54.2931 | 0 | 0 | 54.2931 | 0 | 47.1299 | 13.1685 | 3.579 | 47.1299 | 13.1685 | 3.579 | 55.0954 | 15.3942 | 3.579 | 3.388% | 0.12404 | 0.1179 | 12920.0508 | 2335.3392 | 3828.2096 | 6756.5021 | 13132.4116 | 0 | 0 | 13132.4116 | 0.0114%
2028 | 791 | 791-419F | Tier-2 | Tier-2---5 | 5--5 | 5 | 100% | 638.6863 | 61.95% | 37.46% | 0.5934% | 19.5851 | 0 | 0 | 19.5851 | 0 | 17.0012 | 1.7795 | 9.5537 | 17.0012 | 1.7795 | 9.5537 | 19.8746 | 2.0803 | 9.5537 | 3.066% | 0.11325 | 0.10765 | 5639.4744 | 649.4436 | 1934.52 | 3055.5108 | 5751.2271 | 0 | 0 | 5751.2271 | 0.004111%
2028 | 79 | 79-658R | Tier-3 | Tier-3---5 | 5--5 | 34 | 100% | 1583.1515 | 94.39% | 5.201% | 0.4074% | 73.9712 | 0 | 0 | 73.9712 | 0 | 64.2118 | 12.1008 | 5.3064 | 64.2118 | 12.1008 | 5.3064 | 75.0643 | 14.146 | 5.3064 | 4.672% | 0.46655 | 0.44346 | 3393.3013 | 536.1336 | 179.2959 | 2677.8718 | 3403.2117 | 0 | 0 | 3403.2117 | 0.01553%
2028 | 79 | 79-660R | Tier-3 | Tier-3---14 | 5--3 | 20 | 100% | 410.2866 | 87.38% | 11.28% | 1.342% | 17.7464 | 0 | 0 | 17.7464 | 0 | 15.405 | 7.1181 | 2.1642 | 15.405 | 7.1181 | 2.1642 | 18.0086 | 8.3212 | 2.1642 | 4.325% | 0.45747 | 0.43483 | 896.8574 | 100.1714 | 108.3483 | 688.3376 | 902.7512 | 0 | 0 | 902.7512 | 0.003725%
2028 | 79 | 79-668R | Tier-3 | Tier-3---15 | 5--3 | 77 | 100% | 744.6976 | 38.65% | 60.41% | 0.9336% | 14.2487 | 0 | 0 | 14.2487 | 0 | 12.3688 | 27.4048 | 0.45134 | 12.3688 | 27.4048 | 0.45134 | 14.4593 | 32.0365 | 0.45134 | 1.913% | 0.43999 | 0.41821 | 1692.5377 | 90.5162 | 925.3729 | 676.6485 | 1746.6107 | 0 | 0 | 1746.6107 | 0.002991%
2028 | 79 | 79-676R | Tier-3 | Tier-3---5 | 5--5 | 28 | 100% | 1054.6802 | 84.57% | 15.17% | 0.2582% | 44.1504 | 0 | 0 | 44.1504 | 0 | 38.3254 | 9.9654 | 3.8459 | 38.3254 | 9.9654 | 3.8459 | 44.8029 | 11.6497 | 3.8459 | 4.186% | 0.38409 | 0.36508 | 2745.9122 | 408.062 | 399.7376 | 1938.1127 | 2767.9795 | 0 | 0 | 2767.9795 | 0.009267%
2028 | 79 | 79-679R | Tier-3 | Tier-3---3 | 5--5 | 59 | 100% | 1892.052 | 89.49% | 10.28% | 0.2308% | 83.8134 | 0 | 0 | 83.8134 | 0 | 72.7555 | 20.9985 | 3.4648 | 72.7555 | 20.9985 | 3.4648 | 85.052 | 24.5475 | 3.4648 | 4.43% | 0.3939 | 0.3744 | 4803.3522 | 735.2081 | 460.7879 | 3607.3562 | 4829.6424 | 0 | 0 | 4829.6424 | 0.01759%
2028 | 79 | 79-685R | Tier-3 | Tier-3---14 | 5--4 | 2 | 100% | 400.4276 | 96.08% | 3.359% | 0.5615% | 19.044 | 0 | 0 | 19.044 | 0 | 16.5315 | 0.71181 | 23.2244 | 16.5315 | 0.71181 | 23.2244 | 19.3255 | 0.83212 | 23.2244 | 4.756% | 0.43155 | 0.41019 | 927.8849 | 128.9201 | 31.6542 | 767.3106 | 929.7795 | 0 | 0 | 929.7795 | 0.003997%
2028 | 79 | 79-714R | Tier-3 | Tier-3---9 | 5--4 | 50 | 100% | 903.7514 | 77.92% | 21.67% | 0.4055% | 34.8589 | 0 | 0 | 34.8589 | 0 | 30.2598 | 17.7953 | 1.7004 | 30.2598 | 17.7953 | 1.7004 | 35.3741 | 20.803 | 1.7004 | 3.857% | 0.37772 | 0.35902 | 2392.6757 | 300.8376 | 478.1412 | 1613.6969 | 2420.1861 | 0 | 0 | 2420.1861 | 0.007317%
2028 | 79 | 79-785 | Tier-3 | Tier-3---3 | 5--5 | 107 | 100% | 2480.4804 | 78.86% | 20.81% | 0.3308% | 96.8251 | 0 | 0 | 96.8251 | 0 | 84.0505 | 38.082 | 2.2071 | 84.0505 | 38.082 | 2.2071 | 98.256 | 44.5183 | 2.2071 | 3.903% | 0.38023 | 0.36141 | 6523.6349 | 955.6486 | 1258.2917 | 4309.6946 | 6595.4614 | 0 | 0 | 6595.4614 | 0.02032%
2028 | 79 | 79-799R | Tier-3 | Tier-3---14 | 5--3 | 15 | 100% | 551.8926 | 84.52% | 14.8% | 0.6835% | 23.0887 | 0 | 0 | 23.0887 | 0 | 20.0425 | 5.3386 | 3.7543 | 20.0425 | 5.3386 | 3.7543 | 23.4299 | 6.2409 | 3.7543 | 4.184% | 0.77068 | 0.73253 | 716.1099 | 80.6305 | 98.909 | 536.5704 | 721.8843 | 0 | 0 | 721.8843 | 0.004846%
2028 | 79 | 79-808R | Tier-3 | Tier-3---3 | 5--5 | 56 | 100% | 2167.6529 | 93.07% | 6.627% | 0.3038% | 99.8623 | 0 | 0 | 99.8623 | 0 | 86.687 | 19.9308 | 4.3494 | 86.687 | 19.9308 | 4.3494 | 101.3381 | 23.2993 | 4.3494 | 4.607% | 0.44563 | 0.42357 | 4864.2458 | 733.0646 | 303.7151 | 3827.4661 | 4881.8025 | 0 | 0 | 4881.8025 | 0.02096%
2028 | 799 | 799-504R | Tier-2 | Tier-2---15 | 1--5 | 2 | 100% | 27.7948 | 96.8% | 0% | 3.201% | 1.3318 | 0 | 0 | 1.3318 | 0 | 1.1561 | 0.71181 | 1.6242 | 1.1561 | 0.71181 | 1.6242 | 1.3515 | 0.83212 | 1.6242 | 4.792% | 0.0046964 | 0.0044639 | 5918.3199 | 1511.7003 | 676.4165 | 3730.2032 | 5928.185 | 0 | 0 | 5928.185 | 0.0002795%
2028 | 835 | 835-35F | Tier-2 | Tier-2---19 | 1--5 | 1 | 100% | 1.702 | 96.24% | 0% | 3.761% | 0.081081 | 0 | 0 | 0.081081 | 0 | 0.070383 | 0.35591 | 0.19776 | 0.070383 | 0.35591 | 0.19776 | 0.082279 | 0.41606 | 0.19776 | 4.764% | 0.0003154 | 0.00029979 | 5396.3575 | 853.3516 | 185.8923 | 4357.1135 | 5406.9276 | 0 | 0 | 5406.9276 | 1.702e-05%
2028 | 840 | 840-308F | Tier-2 | Tier-2---13 | 4--4 | 2 | 100% | 43.5719 | 95.47% | 3.384% | 1.143% | 2.0592 | 0 | 0 | 2.0592 | 0 | 1.7875 | 0.71181 | 2.5112 | 1.7875 | 0.71181 | 2.5112 | 2.0896 | 0.83212 | 2.5112 | 4.726% | 0.063249 | 0.060118 | 688.8919 | 152.3879 | 26.757 | 509.7471 | 690.5159 | 0 | 0 | 690.5159 | 0.0004322%
2028 | 840 | 840-374 | Tier-2 | Tier-2---13 | 4--3 | 12 | 100% | 37.0531 | 79.48% | 17.21% | 3.315% | 1.4577 | 0 | 0 | 1.4577 | 0 | 1.2654 | 4.2709 | 0.29629 | 1.2654 | 4.2709 | 0.29629 | 1.4793 | 4.9927 | 0.29629 | 3.934% | 0.064007 | 0.060838 | 578.893 | 75.1815 | 95.4784 | 408.233 | 585.0798 | 0 | 0 | 585.0798 | 0.000306%
2028 | 855 | 855-46AE | Tier-2 | Tier-2---15 | 1--5 | 2 | 100% | 22.7812 | 99.05% | 0% | 0.9453% | 1.117 | 0 | 0 | 1.117 | 0 | 0.96964 | 0.71181 | 1.3622 | 0.96964 | 0.71181 | 1.3622 | 1.1335 | 0.83212 | 1.3622 | 4.903% | 0.0010888 | 0.0010349 | 20923.2579 | 6163.1266 | 183.5454 | 14576.586 | 20933.5585 | 0 | 0 | 20933.5585 | 0.0002345%
2028 | 859 | 859-42R | Tier-2 | Tier-2---3 | 4--5 | 41 | 100% | 1138.7404 | 98.96% | 0% | 1.04% | 55.7813 | 0 | 0 | 55.7813 | 0 | 48.4218 | 14.5922 | 3.3183 | 48.4218 | 14.5922 | 3.3183 | 56.6057 | 17.0584 | 3.3183 | 4.899% | 0.067132 | 0.063809 | 16962.7575 | 2757.3465 | 237.2903 | 13968.1207 | 16971.9461 | 0 | 0 | 16971.9461 | 0.01171%
2028 | 907 | 907-1562AE | Tier-3 | Tier-3---6 | 4--5 | 37 | 100% | 858.7853 | 77.1% | 22.57% | 0.3293% | 32.7744 | 0 | 0 | 32.7744 | 0 | 28.4503 | 13.1685 | 2.1605 | 28.4503 | 13.1685 | 2.1605 | 33.2588 | 15.3942 | 2.1605 | 3.816% | 0.054867 | 0.052151 | 15652.2427 | 2298.9356 | 3240.4011 | 10112.906 | 15838.9218 | 0 | 0 | 15838.9218 | 0.006879%
2028 | 907 | 907-1602 | Tier-3 | Tier-3---17 | 3--4 | 1 | 100% | 23.6904 | 85.8% | 13.77% | 0.4286% | 1.0061 | 0 | 0 | 1.0061 | 0 | 0.87338 | 0.35591 | 2.4539 | 0.87338 | 0.35591 | 2.4539 | 1.021 | 0.41606 | 2.4539 | 4.247% | 0.018131 | 0.017233 | 1306.6407 | 183.5641 | 147.0644 | 976.0122 | 1316.3056 | 0 | 0 | 1316.3056 | 0.0002112%
2028 | 907 | 907-1702R | Tier-3 | Tier-3---6 | 4--5 | 35 | 100% | 840.6328 | 97.1% | 2.481% | 0.4145% | 40.4066 | 0 | 0 | 40.4066 | 0 | 35.0756 | 12.4567 | 2.8158 | 35.0756 | 12.4567 | 2.8158 | 41.0038 | 14.5621 | 2.8158 | 4.807% | 0.061079 | 0.058055 | 13763.1312 | 2505.9528 | 366.7943 | 10890.3841 | 13783.8819 | 0 | 0 | 13783.8819 | 0.008481%
2028 | 907 | 907-1716R | Tier-3 | Tier-3---2 | 4--5 | 74 | 100% | 2427.1827 | 91.21% | 8.47% | 0.3199% | 109.585 | 0 | 0 | 109.585 | 0 | 95.1269 | 26.3371 | 3.6119 | 95.1269 | 26.3371 | 3.6119 | 111.2044 | 30.7884 | 3.6119 | 4.515% | 0.088049 | 0.083691 | 27566.2098 | 5467.7784 | 2289.9071 | 19808.5244 | 27692.3953 | 0 | 0 | 27692.3953 | 0.023%
2028 | 907 | 907-2820R | Tier-3 | Tier-3---10 | 4--5 | 2 | 100% | 535.894 | 99.72% | 0.09292% | 0.1857% | 26.4528 | 0 | 0 | 26.4528 | 0 | 22.9628 | 0.71181 | 32.2596 | 22.9628 | 0.71181 | 32.2596 | 26.8438 | 0.83212 | 32.2596 | 4.936% | 0.082479 | 0.078396 | 6497.3542 | 1341.6962 | 16.6169 | 5139.0411 | 6498.2969 | 0 | 0 | 6498.2969 | 0.005552%
2028 | 908 | 908-1172R | Tier-2 | Tier-2---2 | 5--5 | 76 | 100% | 1737.7755 | 85.15% | 14.43% | 0.419% | 73.2487 | 0 | 0 | 73.2487 | 0 | 63.5847 | 27.0489 | 2.3507 | 63.5847 | 27.0489 | 2.3507 | 74.3312 | 31.6205 | 2.3507 | 4.215% | 0.20692 | 0.19668 | 8398.1993 | 1379.7509 | 1146.2529 | 5872.1954 | 8463.133 | 0 | 0 | 8463.133 | 0.01537%
2028 | 908 | 908-1236 | Tier-2 | Tier-2---2 | 5--5 | 28 | 100% | 1117.3056 | 87.67% | 11.99% | 0.3416% | 48.4882 | 0 | 0 | 48.4882 | 0 | 42.0909 | 9.9654 | 4.2237 | 42.0909 | 9.9654 | 4.2237 | 49.2048 | 11.6497 | 4.2237 | 4.34% | 0.1877 | 0.17841 | 5952.6009 | 1091.9072 | 667.6574 | 4193.0363 | 5990.8188 | 0 | 0 | 5990.8188 | 0.01018%
2028 | 908 | 908-1368R | Tier-2 | Tier-2---5 | 5--5 | 109 | 100% | 991.2216 | 79.39% | 19.4% | 1.209% | 38.9519 | 0 | 0 | 38.9519 | 0 | 33.8128 | 38.7938 | 0.8716 | 33.8128 | 38.7938 | 0.8716 | 39.5275 | 45.3504 | 0.8716 | 3.93% | 0.23644 | 0.22474 | 4192.2079 | 563.5001 | 776.6437 | 2852.0641 | 4237.2091 | 0 | 0 | 4237.2091 | 0.008176%
2028 | 908 | 908-1370R | Tier-2 | Tier-2---8 | 5--4 | 40 | 100% | 321.5186 | 63.48% | 35.24% | 1.285% | 10.1025 | 0 | 0 | 10.1025 | 0 | 8.7696 | 14.2363 | 0.616 | 8.7696 | 14.2363 | 0.616 | 10.2518 | 16.6424 | 0.616 | 3.142% | 0.1878 | 0.17851 | 1711.9863 | 197.0075 | 569.379 | 945.5998 | 1744.5489 | 0 | 0 | 1744.5489 | 0.002121%
2028 | 908 | 908-1372R | Tier-2 | Tier-2---2 | 5--5 | 21 | 100% | 804.0275 | 84.01% | 15.68% | 0.3083% | 33.4346 | 0 | 0 | 33.4346 | 0 | 29.0234 | 7.474 | 3.8832 | 29.0234 | 7.474 | 3.8832 | 33.9287 | 8.7372 | 3.8832 | 4.158% | 0.17701 | 0.16825 | 4542.3486 | 816.5914 | 664.0711 | 3061.6861 | 4580.1787 | 0 | 0 | 4580.1787 | 0.007018%
2028 | 908 | 908-2038R | Tier-2 | Tier-2---1 | 5--5 | 146 | 100% | 3761.7346 | 88.11% | 11.56% | 0.3295% | 164.0652 | 0 | 0 | 164.0652 | 0 | 142.4193 | 51.9624 | 2.7408 | 142.4193 | 51.9624 | 2.7408 | 166.4898 | 60.7446 | 2.7408 | 4.361% | 0.23053 | 0.21912 | 16317.5676 | 2905.2613 | 1774.9087 | 11637.3976 | 16418.6104 | 0 | 0 | 16418.6104 | 0.03444%
2028 | 908 | 908-2040 | Tier-2 | Tier-2---5 | 5--5 | 46 | 100% | 697.2725 | 58.64% | 40.83% | 0.5327% | 20.2401 | 0 | 0 | 20.2401 | 0 | 17.5698 | 16.3717 | 1.0732 | 17.5698 | 16.3717 | 1.0732 | 20.5392 | 19.1387 | 1.0732 | 2.903% | 0.17929 | 0.17042 | 3888.9985 | 484.676 | 1468.7466 | 1935.576 | 3972.762 | 0 | 0 | 3972.762 | 0.004248%
2028 | 908 | 908-2055F | Tier-3 | Tier-3---2 | 5--5 | 95 | 100% | 2141.2623 | 90.56% | 9.061% | 0.3753% | 95.9903 | 0 | 0 | 95.9903 | 0 | 83.3258 | 33.8111 | 2.4644 | 83.3258 | 33.8111 | 2.4644 | 97.4088 | 39.5256 | 2.4644 | 4.483% | 0.20355 | 0.19347 | 10519.7129 | 1841.0843 | 947.7804 | 7730.8482 | 10571.4113 | 0 | 0 | 10571.4113 | 0.02015%
2028 | 908 | 908-2062F | Tier-2 | Tier-2---16 | 5--2 | 1 | 100% | 16.6415 | 87.19% | 12.22% | 0.5909% | 0.7182 | 0 | 0 | 0.7182 | 0 | 0.62344 | 0.35591 | 1.7517 | 0.62344 | 0.35591 | 1.7517 | 0.72881 | 0.41606 | 1.7517 | 4.316% | 0.16054 | 0.1526 | 103.6572 | 14.5987 | 13.5444 | 75.5142 | 104.3489 | 0 | 0 | 104.3489 | 0.0001508%
2028 | 908 | 908-30 | Tier-2 | Tier-2---10 | 5--4 | 10 | 100% | 139.6838 | 79.37% | 19.74% | 0.8803% | 5.4882 | 0 | 0 | 5.4882 | 0 | 4.7642 | 3.5591 | 1.3386 | 4.7642 | 3.5591 | 1.3386 | 5.5694 | 4.1606 | 1.3386 | 3.929% | 0.16572 | 0.15752 | 842.8699 | 108.2915 | 162.9752 | 571.6032 | 851.9233 | 0 | 0 | 851.9233 | 0.001152%
2028 | 909 | 909-451 | Tier-3 | Tier-3---1 | 5--5 | 126 | 100% | 4745.7108 | 91.73% | 8.003% | 0.272% | 215.4739 | 0 | 0 | 215.4739 | 0 | 187.0454 | 44.8442 | 4.171 | 187.0454 | 44.8442 | 4.171 | 218.6582 | 52.4234 | 4.171 | 4.54% | 0.31112 | 0.29572 | 15253.5364 | 2448.7202 | 1130.6792 | 11674.137 | 15319.2699 | 0 | 0 | 15319.2699 | 0.04523%
2028 | 909 | 909-805R | Tier-2 | Tier-2---1 | 5--5 | 99 | 100% | 2804.3911 | 91.7% | 7.979% | 0.3181% | 127.2991 | 0 | 0 | 127.2991 | 0 | 110.5039 | 35.2348 | 3.1362 | 110.5039 | 35.2348 | 3.1362 | 129.1803 | 41.1898 | 3.1362 | 4.539% | 0.28921 | 0.27489 | 9696.7159 | 1951.0291 | 709.8564 | 7035.8304 | 9738.6166 | 0 | 0 | 9738.6166 | 0.02672%
2028 | 909 | 909-812 | Tier-2 | Tier-2---17 | 1--5 | 1 | 100% | 5.2728 | 98.62% | 0% | 1.38% | 0.2574 | 0 | 0 | 0.2574 | 0 | 0.22344 | 0.35591 | 0.62781 | 0.22344 | 0.35591 | 0.62781 | 0.2612 | 0.41606 | 0.62781 | 4.882% | 0.0001786 | 0.00016976 | 29522.7471 | 4707.1668 | 686.726 | 24128.8543 | 29543.9615 | 0 | 0 | 29543.9615 | 5.403e-05%
2028 | 91 | 91-7F | Tier-2 | Tier-2---9 | 4--5 | 28 | 100% | 251.2122 | 79.73% | 18.17% | 2.101% | 9.9145 | 0 | 0 | 9.9145 | 0 | 8.6064 | 9.9654 | 0.86363 | 8.6064 | 9.9654 | 0.86363 | 10.061 | 11.6497 | 0.86363 | 3.947% | 0.034038 | 0.032353 | 7380.3891 | 1285.4298 | 1444.1692 | 4650.7901 | 7458.2959 | 0 | 0 | 7458.2959 | 0.002081%
2028 | 920 | 920-1342R | Tier-3 | Tier-3---12 | 4--5 | 12 | 100% | 408.8204 | 94.62% | 4.403% | 0.9773% | 19.1478 | 0 | 0 | 19.1478 | 0 | 16.6215 | 4.2709 | 3.8918 | 16.6215 | 4.2709 | 3.8918 | 19.4307 | 4.9927 | 3.8918 | 4.684% | 0.068604 | 0.065208 | 5959.0983 | 1229.6301 | 289.5515 | 4439.9167 | 5975.7964 | 0 | 0 | 5975.7964 | 0.004019%
2028 | 920 | 920-735AE | Tier-2 | Tier-2---7 | 4--5 | 3 | 100% | 627.5827 | 25.02% | 74.11% | 0.8722% | 7.7723 | 0 | 0 | 7.7723 | 0 | 6.7469 | 1.0677 | 6.319 | 6.7469 | 1.0677 | 6.319 | 7.8872 | 1.2482 | 6.319 | 1.238% | 0.068691 | 0.065291 | 9136.3433 | 511.7297 | 6274.1673 | 2350.4463 | 9493.1022 | 0 | 0 | 9493.1022 | 0.001631%
2028 | 921 | 921-800F | Tier-2 | Tier-2---7 | 4--5 | 2 | 100% | 650.3067 | 29.95% | 69.36% | 0.6872% | 9.6425 | 0 | 0 | 9.6425 | 0 | 8.3703 | 0.71181 | 11.7592 | 8.3703 | 0.71181 | 11.7592 | 9.785 | 0.83212 | 11.7592 | 1.483% | 0.065336 | 0.062102 | 9953.2373 | 702.3415 | 6282.5542 | 2968.3417 | 10316.3119 | 0 | 0 | 10316.3119 | 0.002024%
2028 | 928 | 928-19 | Tier-2 | Tier-2---11 | 4--4 | 2 | 100% | 73.2406 | 96.92% | 1.567% | 1.51% | 3.5139 | 0 | 0 | 3.5139 | 0 | 3.0503 | 0.71181 | 4.2852 | 3.0503 | 0.71181 | 4.2852 | 3.5658 | 0.83212 | 4.2852 | 4.798% | 0.051756 | 0.049194 | 1415.107 | 294.5529 | 37.2101 | 1083.344 | 1417.3747 | 0 | 0 | 1417.3747 | 0.0007376%
2028 | 968 | 968-476F | Tier-2 | Tier-2---17 | 3--3 | 5 | 100% | 17.6086 | 89.28% | 2.69% | 8.028% | 0.77821 | 0 | 0 | 0.77821 | 0 | 0.67553 | 1.7795 | 0.37961 | 0.67553 | 1.7795 | 0.37961 | 0.78971 | 2.0803 | 0.37961 | 4.419% | 0.015315 | 0.014557 | 1149.748 | 271.1398 | 111.0595 | 767.5487 | 1156.1655 | 0 | 0 | 1156.1655 | 0.0001633%
2028 | 970 | 970-1341R | Tier-3 | Tier-3---4 | 5--5 | 11 | 100% | 1130.055 | 96.17% | 3.586% | 0.2481% | 53.7928 | 0 | 0 | 53.7928 | 0 | 46.6956 | 3.915 | 11.9274 | 46.6956 | 3.915 | 11.9274 | 54.5877 | 4.5766 | 11.9274 | 4.76% | 0.12497 | 0.11878 | 9042.8131 | 2000.05 | 446.8525 | 6595.9106 | 9060.8711 | 0 | 0 | 9060.8711 | 0.01129%
2028 | 971 | 971-1973R | Tier-3 | Tier-3---4 | 5--5 | 100 | 100% | 1698.739 | 91.74% | 7.818% | 0.44% | 77.1439 | 0 | 0 | 77.1439 | 0 | 66.9659 | 35.5907 | 1.8816 | 66.9659 | 35.5907 | 1.8816 | 78.2839 | 41.6059 | 1.8816 | 4.541% | 0.14704 | 0.13976 | 11552.8886 | 2071.9815 | 875.2489 | 8605.6581 | 11602.5712 | 0 | 0 | 11602.5712 | 0.01619%
2028 | 971 | 971-2050R | Tier-3 | Tier-3---2 | 5--5 | 189 | 100% | 3108.8974 | 90.26% | 9.266% | 0.4743% | 138.901 | 0 | 0 | 138.901 | 0 | 120.5751 | 67.2664 | 1.7925 | 120.5751 | 67.2664 | 1.7925 | 140.9537 | 78.6352 | 1.7925 | 4.468% | 0.18464 | 0.1755 | 16837.3789 | 2911.4979 | 1523.0662 | 12402.8149 | 16922.7873 | 0 | 0 | 16922.7873 | 0.02916%
2028 | 971 | 971-29R | Tier-3 | Tier-3---6 | 5--5 | 28 | 100% | 752.2042 | 94.43% | 5.253% | 0.3211% | 35.1587 | 0 | 0 | 35.1587 | 0 | 30.52 | 9.9654 | 3.0626 | 30.52 | 9.9654 | 3.0626 | 35.6782 | 11.6497 | 3.0626 | 4.674% | 0.12171 | 0.11568 | 6180.3198 | 998.028 | 309.4222 | 4872.8696 | 6198.2603 | 0 | 0 | 6198.2603 | 0.00738%
2028 | 971 | 971-371R | Tier-3 | Tier-3---12 | 5--5 | 11 | 100% | 419.6492 | 95.09% | 4.537% | 0.3709% | 19.7532 | 0 | 0 | 19.7532 | 0 | 17.1471 | 3.915 | 4.3799 | 17.1471 | 3.915 | 4.3799 | 20.0451 | 4.5766 | 4.3799 | 4.707% | 0.11668 | 0.1109 | 3596.6988 | 576.739 | 156.4778 | 2863.4821 | 3605.8911 | 0 | 0 | 3605.8911 | 0.004146%
2028 | 971 | 971-383R | Tier-3 | Tier-3---4 | 5--5 | 45 | 100% | 1568.3841 | 85.57% | 14.07% | 0.3633% | 66.4295 | 0 | 0 | 66.4295 | 0 | 57.6651 | 16.0158 | 3.6005 | 57.6651 | 16.0158 | 3.6005 | 67.4112 | 18.7227 | 3.6005 | 4.236% | 0.13837 | 0.13152 | 11334.794 | 1698.1384 | 1536.4876 | 8100.1681 | 11419.9942 | 0 | 0 | 11419.9942 | 0.01394%
2028 | 971 | 971-388R | Tier-3 | Tier-3---4 | 5--5 | 103 | 100% | 1370.1526 | 91.78% | 7.427% | 0.7941% | 62.2469 | 0 | 0 | 62.2469 | 0 | 54.0343 | 36.6584 | 1.474 | 54.0343 | 36.6584 | 1.474 | 63.1667 | 42.8541 | 1.474 | 4.543% | 0.17642 | 0.16769 | 7766.4244 | 1241.1352 | 582.4552 | 5942.8339 | 7799.675 | 0 | 0 | 7799.675 | 0.01307%
2028 | 972 | 972-1582R | Tier-3 | Tier-3---6 | 5--5 | 81 | 100% | 1102.3739 | 89.57% | 9.851% | 0.5741% | 48.8787 | 0 | 0 | 48.8787 | 0 | 42.4299 | 28.8284 | 1.4718 | 42.4299 | 28.8284 | 1.4718 | 49.6011 | 33.7008 | 1.4718 | 4.434% | 0.15062 | 0.14317 | 7318.7038 | 1095.1808 | 689.6681 | 5533.8548 | 7358.4386 | 0 | 0 | 7358.4386 | 0.01026%
2028 | 972 | 972-1590F | Tier-3 | Tier-3---2 | 5--5 | 106 | 100% | 2662.477 | 86.18% | 13.31% | 0.5115% | 113.5799 | 0 | 0 | 113.5799 | 0 | 98.5948 | 37.7261 | 2.6134 | 98.5948 | 37.7261 | 2.6134 | 115.2584 | 44.1023 | 2.6134 | 4.266% | 0.17603 | 0.16732 | 15124.9944 | 2683.3405 | 1935.3853 | 10506.2686 | 15233.8451 | 0 | 0 | 15233.8451 | 0.02384%
2028 | 972 | 972-32R | Tier-2 | Tier-2---1 | 5--5 | 54 | 100% | 2627.0976 | 78.5% | 21.13% | 0.3758% | 102.0774 | 0 | 0 | 102.0774 | 0 | 88.6098 | 19.219 | 4.6105 | 88.6098 | 19.219 | 4.6105 | 103.5859 | 22.4672 | 4.6105 | 3.886% | 0.16607 | 0.15785 | 15819.0849 | 2182.9188 | 3069.8118 | 10566.3543 | 15996.2393 | 0 | 0 | 15996.2393 | 0.02143%
2028 | 972 | 972-942R | Tier-3 | Tier-3---6 | 5--5 | 59 | 100% | 1052.2316 | 92.49% | 7.06% | 0.4532% | 48.1724 | 0 | 0 | 48.1724 | 0 | 41.8168 | 20.9985 | 1.9914 | 41.8168 | 20.9985 | 1.9914 | 48.8843 | 24.5475 | 1.9914 | 4.578% | 0.14194 | 0.13492 | 7412.953 | 1277.1801 | 501.709 | 5634.0638 | 7441.9562 | 0 | 0 | 7441.9562 | 0.01011%
2028 | 973 | 973-1226R | Tier-3 | Tier-3---10 | 5--5 | 50 | 100% | 738.9301 | 81.66% | 17.71% | 0.6284% | 29.8702 | 0 | 0 | 29.8702 | 0 | 25.9293 | 17.7953 | 1.4571 | 25.9293 | 17.7953 | 1.4571 | 30.3116 | 20.803 | 1.4571 | 4.042% | 0.13989 | 0.13297 | 5282.0414 | 696.4842 | 883.7073 | 3701.85 | 5332.48 | 0 | 0 | 5332.48 | 0.00627%
2028 | 973 | 973-1245R | Tier-3 | Tier-3---6 | 5--5 | 19 | 100% | 792.6367 | 95.03% | 4.73% | 0.2408% | 37.2851 | 0 | 0 | 37.2851 | 0 | 32.3659 | 6.7622 | 4.7863 | 32.3659 | 6.7622 | 4.7863 | 37.8361 | 7.9051 | 4.7863 | 4.704% | 0.12039 | 0.11443 | 6584.1053 | 1077.527 | 369.5828 | 5136.9955 | 6601.1501 | 0 | 0 | 6601.1501 | 0.007826%
2028 | 973 | 973-626R | Tier-3 | Tier-3---7 | 5--5 | 82 | 100% | 933.998 | 86.55% | 12.73% | 0.7172% | 40.0157 | 0 | 0 | 40.0157 | 0 | 34.7362 | 29.1844 | 1.1902 | 34.7362 | 29.1844 | 1.1902 | 40.607 | 34.1168 | 1.1902 | 4.284% | 0.1523 | 0.14476 | 6132.6277 | 944.3399 | 738.3045 | 4449.9833 | 6175.576 | 0 | 0 | 6175.576 | 0.008399%
2028 | 974 | 974-23R | Tier-3 | Tier-3---11 | 5--5 | 104 | 100% | 770.0113 | 72.03% | 26.78% | 1.193% | 27.4528 | 0 | 0 | 27.4528 | 0 | 23.8308 | 37.0143 | 0.64383 | 23.8308 | 37.0143 | 0.64383 | 27.8585 | 43.2701 | 0.64383 | 3.565% | 0.16472 | 0.15657 | 4674.6625 | 542.8961 | 1175.2982 | 2956.4682 | 4742.7663 | 0 | 0 | 4742.7663 | 0.005762%
2028 | 974 | 974-715R | Tier-3 | Tier-3---6 | 5--5 | 29 | 100% | 765.8632 | 95.89% | 3.616% | 0.4898% | 36.3537 | 0 | 0 | 36.3537 | 0 | 31.5574 | 10.3213 | 3.0575 | 31.5574 | 10.3213 | 3.0575 | 36.891 | 12.0657 | 3.0575 | 4.747% | 0.14069 | 0.13372 | 5443.6999 | 833.249 | 274.7582 | 4335.6927 | 5455.3397 | 0 | 0 | 5455.3397 | 0.007631%
2028 | 975 | 975-22R | Tier-3 | Tier-3---7 | 5--5 | 1 | 100% | 1670.0817 | 26.02% | 73.92% | 0.06338% | 21.5086 | 0 | 0 | 21.5086 | 0 | 18.6709 | 0.35591 | 52.46 | 18.6709 | 0.35591 | 52.46 | 21.8265 | 0.41606 | 52.46 | 1.288% | 0.19669 | 0.18696 | 8490.7264 | 507.2869 | 5821.7498 | 2161.6897 | 8817.8604 | 0 | 0 | 8817.8604 | 0.004515%
2028 | 991 | 991-1 | Tier-2 | Tier-2---12 | 4--5 | 11 | 100% | 269.0349 | 22.26% | 77.39% | 0.3477% | 2.965 | 0 | 0 | 2.965 | 0 | 2.5739 | 3.915 | 0.65744 | 2.5739 | 3.915 | 0.65744 | 3.0089 | 4.5766 | 0.65744 | 1.102% | 0.034773 | 0.033051 | 7736.9795 | 537.9923 | 5445.2245 | 1753.7627 | 8050.1946 | 0 | 0 | 8050.1946 | 0.0006224%
2028 | 991 | 991-1206R | Tier-2 | Tier-2---4 | 4--5 | 17 | 100% | 580.6091 | 98.3% | 0.7633% | 0.9388% | 28.251 | 0 | 0 | 28.251 | 0 | 24.5237 | 6.0504 | 4.0532 | 24.5237 | 6.0504 | 4.0532 | 28.6685 | 7.073 | 4.0532 | 4.866% | 0.063785 | 0.060628 | 9102.5384 | 2181.358 | 136.565 | 6784.6154 | 9110.6067 | 0 | 0 | 9110.6067 | 0.00593%
2028 | 1023 | CB 1023 | Tier-2 | Tier-2---4 | 4--5 | 1 | 100% | 374.8399 | 98.36% | 0.9442% | 0.6917% | 18.251 | 0 | 0 | 18.251 | 0 | 15.8431 | 0.35591 | 44.5147 | 15.8431 | 0.35591 | 44.5147 | 18.5207 | 0.41606 | 44.5147 | 4.869% | 0.082267 | 0.078195 | 4556.3931 | 688.3386 | 326.2097 | 3541.8448 | 4560.275 | 0 | 0 | 4560.275 | 0.003831%
2028 | 1090 | CB 1090 | Tier-2 | Tier-2---7 | 3--5 | 24 | 100% | 193.2665 | 97.29% | 1.202% | 1.508% | 9.3074 | 0 | 0 | 9.3074 | 0 | 8.0795 | 8.5418 | 0.94588 | 8.0795 | 8.5418 | 0.94588 | 9.445 | 9.9854 | 0.94588 | 4.816% | 0.025114 | 0.023871 | 7695.6285 | 1211.5196 | 206.2478 | 6277.8611 | 7706.4898 | 0 | 0 | 7706.4898 | 0.001954%
2028 | 1101 | CB 1101 | Tier-2 | Tier-2---9 | 4--4 | 1 | 100% | 199.93 | 98.45% | 0.8502% | 0.703% | 9.7428 | 0 | 0 | 9.7428 | 0 | 8.4574 | 0.35591 | 23.763 | 8.4574 | 0.35591 | 23.763 | 9.8868 | 0.41606 | 23.763 | 4.873% | 0.091579 | 0.087045 | 2183.1518 | 318.4441 | 233.987 | 1630.7207 | 2184.9176 | 0 | 0 | 2184.9176 | 0.002045%
2028 | 1106 | CB 1106 | Tier-2 | Tier-2---7 | 4--5 | 4 | 100% | 1067.6226 | 5.884% | 94.04% | 0.07265% | 3.1093 | 0 | 0 | 3.1093 | 0 | 2.6991 | 1.4236 | 1.8959 | 2.6991 | 1.4236 | 1.8959 | 3.1553 | 1.6642 | 1.8959 | 0.2912% | 0.070774 | 0.067271 | 15084.9121 | 163.1311 | 12883.8022 | 2037.9789 | 15824.2814 | 0 | 0 | 15824.2814 | 0.0006526%
2028 | 1138 | CB 1138 | Tier-2 | Tier-2---10 | 5--4 | 19 | 100% | 305.5776 | 38.78% | 59.44% | 1.777% | 5.8657 | 0 | 0 | 5.8657 | 0 | 5.0918 | 6.7622 | 0.75298 | 5.0918 | 6.7622 | 0.75298 | 5.9524 | 7.9051 | 0.75298 | 1.92% | 0.11418 | 0.10853 | 2676.3311 | 209.1802 | 1537.4835 | 929.6674 | 2761.6594 | 0 | 0 | 2761.6594 | 0.001231%
2028 | 1161 | CB 1161 | Tier-2 | Tier-2---20 | 4--1 | 2 | 100% | 16.2447 | 8.481% | 86.73% | 4.794% | 0.068193 | 0 | 0 | 0.068193 | 0 | 0.059196 | 0.71181 | 0.083162 | 0.059196 | 0.71181 | 0.083162 | 0.069201 | 0.83212 | 0.083162 | 0.4198% | 0.061771 | 0.058714 | 262.9824 | 2.5967 | 199.3774 | 61.0083 | 275.5166 | 0 | 0 | 275.5166 | 1.431e-05%
2028 | 1162 | CB 1162 | Tier-2 | Tier-2---18 | 4--2 | 3 | 100% | 17.3545 | 85.79% | 8.389% | 5.825% | 0.73695 | 0 | 0 | 0.73695 | 0 | 0.63972 | 1.0677 | 0.59914 | 0.63972 | 1.0677 | 0.59914 | 0.74784 | 1.2482 | 0.59914 | 4.246% | 0.064214 | 0.061035 | 270.2621 | 35.4982 | 38.2909 | 196.4729 | 272.2626 | 0 | 0 | 272.2626 | 0.0001547%
2028 | 1215 | CB 1215 | Tier-3 | Tier-3---20 | 1--5 | 1 | 100% | 3.8855 | 98.12% | 0% | 1.884% | 0.18871 | 0 | 0 | 0.18871 | 0 | 0.16381 | 0.35591 | 0.46027 | 0.16381 | 0.35591 | 0.46027 | 0.1915 | 0.41606 | 0.46027 | 4.857% | 0.0002576 | 0.00024485 | 15083.5302 | 2158.6856 | 350.5407 | 12574.3039 | 15098.329 | 0 | 0 | 15098.329 | 3.961e-05%
2028 | 1234 | CB 1234 | Tier-3 | Tier-3---10 | 5--5 | 79 | 100% | 1703.5911 | 47.26% | 52.1% | 0.6391% | 39.8535 | 0 | 0 | 39.8535 | 0 | 34.5954 | 28.1166 | 1.2304 | 34.5954 | 28.1166 | 1.2304 | 40.4425 | 32.8687 | 1.2304 | 2.339% | 0.11961 | 0.11369 | 14242.4054 | 1075.4767 | 7121.7223 | 6045.2064 | 14633.5836 | 0 | 0 | 14633.5836 | 0.008365%
2028 | 1235 | CB 1235 | Tier-2 | Tier-2---6 | 4--5 | 92 | 100% | 1038.4291 | 94.32% | 4.296% | 1.381% | 48.4843 | 0 | 0 | 48.4843 | 0 | 42.0875 | 32.7434 | 1.2854 | 42.0875 | 32.7434 | 1.2854 | 49.2008 | 38.2774 | 1.2854 | 4.669% | 0.082825 | 0.078725 | 12537.6589 | 2179.7945 | 762.6013 | 9595.263 | 12574.7238 | 0 | 0 | 12574.7238 | 0.01018%
2028 | 1243 | CB 1243 | Tier-2 | Tier-2---7 | 3--5 | 30 | 100% | 199.4877 | 98.24% | 0% | 1.764% | 9.7004 | 0 | 0 | 9.7004 | 0 | 8.4206 | 10.6772 | 0.78865 | 8.4206 | 10.6772 | 0.78865 | 9.8438 | 12.4818 | 0.78865 | 4.863% | 0.019586 | 0.018616 | 10185.2188 | 1675.1434 | 207.9289 | 8302.1466 | 10194.5771 | 0 | 0 | 10194.5771 | 0.002036%
2028 | 1245 | CB 1245 | Tier-2 | Tier-2---15 | 1--5 | 2 | 100% | 16.7924 | 98.43% | 0% | 1.568% | 0.81819 | 0 | 0 | 0.81819 | 0 | 0.71024 | 0.71181 | 0.9978 | 0.71024 | 0.71181 | 0.9978 | 0.83028 | 0.83212 | 0.9978 | 4.872% | 0.001637 | 0.001556 | 10258.0329 | 2664.8486 | 151.8636 | 7441.3207 | 10266.4078 | 0 | 0 | 10266.4078 | 0.0001717%
2028 | 1250 | CB 1250 | Tier-2 | Tier-2---4 | 4--5 | 2 | 100% | 388.8417 | 99.33% | 0.414% | 0.257% | 19.1185 | 0 | 0 | 19.1185 | 0 | 16.5961 | 0.71181 | 23.3152 | 16.5961 | 0.71181 | 23.3152 | 19.401 | 0.83212 | 23.3152 | 4.917% | 0.088703 | 0.084312 | 4383.6458 | 676.5543 | 273.8326 | 3433.2589 | 4385.1777 | 0 | 0 | 4385.1777 | 0.004013%
2028 | 1448 | CB 1448 | Tier-1 | Non-HFTD---15 | 1--3 | 1 | 100% | 2.9553 | 84.44% | 0% | 15.56% | 0.12352 | 0 | 0 | 0.12352 | 0 | 0.10723 | 0.35591 | 0.30127 | 0.10723 | 0.35591 | 0.30127 | 0.12535 | 0.41606 | 0.30127 | 4.18% | 0.002261 | 0.0021491 | 1307.0696 | 93.2099 | 706.8191 | 507.0406 | 1317.6622 | 0 | 0 | 1317.6622 | 2.593e-05%
2028 | 157 | CB 157 | Tier-3 | Tier-3---21 | 1--5 | 1 | 100% | 1.2764 | 97.36% | 0% | 2.636% | 0.061516 | 0 | 0 | 0.061516 | 0 | 0.0534 | 0.35591 | 0.15004 | 0.0534 | 0.35591 | 0.15004 | 0.062425 | 0.41606 | 0.15004 | 4.82% | 0.0001334 | 0.0001268 | 9568.1185 | 1255.2912 | 1268.6255 | 7044.2018 | 9581.2541 | 0 | 0 | 9581.2541 | 1.291e-05%
2028 | 200 | CB 200 | Tier-2 | Tier-2---9 | 4--5 | 5 | 100% | 748.3334 | 16.62% | 82.09% | 1.289% | 6.1567 | 0 | 0 | 6.1567 | 0 | 5.3445 | 1.7795 | 3.0033 | 5.3445 | 1.7795 | 3.0033 | 6.2477 | 2.0803 | 3.0033 | 0.8227% | 0.060261 | 0.057278 | 12418.2035 | 230.4691 | 10130.0521 | 2057.6824 | 12957.4282 | 0 | 0 | 12957.4282 | 0.001292%
2028 | 204 | CB 204 | Tier-2 | Tier-2---9 | 4--4 | 1 | 100% | 421.5291 | 52.89% | 45.23% | 1.878% | 11.0363 | 0 | 0 | 11.0363 | 0 | 9.5802 | 0.35591 | 26.9178 | 9.5802 | 0.35591 | 26.9178 | 11.1994 | 0.41606 | 26.9178 | 2.618% | 0.068524 | 0.065132 | 6151.5544 | 481.5982 | 2922.6769 | 2747.2793 | 6302.4694 | 0 | 0 | 6302.4694 | 0.002317%
2028 | 212 | CB 212 | Tier-2 | Tier-2---19 | 1--5 | 1 | 100% | 7.0048 | 97.1% | 0% | 2.901% | 0.33668 | 0 | 0 | 0.33668 | 0 | 0.29226 | 0.35591 | 0.82116 | 0.29226 | 0.35591 | 0.82116 | 0.34165 | 0.41606 | 0.82116 | 4.806% | 0.0011646 | 0.001107 | 6014.7386 | 501.785 | 651.8944 | 4861.0592 | 6023.8267 | 0 | 0 | 6023.8267 | 7.067e-05%
2028 | 230 | CB 230 | Tier-2 | Tier-2---14 | 1--5 | 1 | 100% | 37.0692 | 98.96% | 0% | 1.045% | 1.8158 | 0 | 0 | 1.8158 | 0 | 1.5762 | 0.35591 | 4.4287 | 1.5762 | 0.35591 | 4.4287 | 1.8426 | 0.41606 | 4.4287 | 4.898% | 0.0025822 | 0.0024544 | 14355.6795 | 1973.4751 | 2354.5204 | 10027.684 | 14363.4884 | 0 | 0 | 14363.4884 | 0.0003811%
2028 | 231 | CB 231 | Tier-2 | Tier-2---7 | 4--5 | 50 | 100% | 416.5176 | 95.81% | 2.821% | 1.365% | 19.7547 | 0 | 0 | 19.7547 | 0 | 17.1483 | 17.7953 | 0.96364 | 17.1483 | 17.7953 | 0.96364 | 20.0466 | 20.803 | 0.96364 | 4.743% | 0.037573 | 0.035713 | 11085.6737 | 1859.8233 | 754.4202 | 8471.4303 | 11109.8371 | 0 | 0 | 11109.8371 | 0.004147%
2028 | 232 | CB 232 | Tier-2 | Tier-2---7 | 4--5 | 23 | 100% | 300.2122 | 85.96% | 12.43% | 1.615% | 12.7738 | 0 | 0 | 12.7738 | 0 | 11.0885 | 8.1859 | 1.3546 | 11.0885 | 8.1859 | 1.3546 | 12.9626 | 9.5694 | 1.3546 | 4.255% | 0.029023 | 0.027587 | 10343.7991 | 1418.351 | 1554.0747 | 7371.3734 | 10419.4395 | 0 | 0 | 10419.4395 | 0.002681%
2028 | 233 | CB 233 | Tier-2 | Tier-2---4 | 4--5 | 102 | 100% | 763.9567 | 93.34% | 4.903% | 1.762% | 35.2955 | 0 | 0 | 35.2955 | 0 | 30.6388 | 36.3025 | 0.84399 | 30.6388 | 36.3025 | 0.84399 | 35.8171 | 42.438 | 0.84399 | 4.62% | 0.075451 | 0.071716 | 10125.1756 | 1595.7447 | 1194.5405 | 7334.8905 | 10160.3196 | 0 | 0 | 10160.3196 | 0.007409%
2028 | 234 | CB 234 | Tier-2 | Tier-2---4 | 4--5 | 17 | 100% | 535.5214 | 93.25% | 5.438% | 1.313% | 24.7187 | 0 | 0 | 24.7187 | 0 | 21.4574 | 6.0504 | 3.5464 | 21.4574 | 6.0504 | 3.5464 | 25.084 | 7.073 | 3.5464 | 4.616% | 0.044658 | 0.042447 | 11991.611 | 2064.9333 | 958.1122 | 8968.5654 | 12033.7724 | 0 | 0 | 12033.7724 | 0.005188%
2028 | 236 | CB 236 | Tier-2 | Tier-2---1 | 5--5 | 32 | 100% | 1431.5889 | 79.32% | 20.27% | 0.409% | 56.2122 | 0 | 0 | 56.2122 | 0 | 48.7958 | 11.389 | 4.2845 | 48.7958 | 11.389 | 4.2845 | 57.0429 | 13.3139 | 4.2845 | 3.927% | 0.1419 | 0.13487 | 10088.9585 | 1415.4843 | 1966.6729 | 6706.8012 | 10197.5904 | 0 | 0 | 10197.5904 | 0.0118%
2028 | 237 | CB 237 | Tier-2 | Tier-2---8 | 5--5 | 4 | 100% | 185.7066 | 94.91% | 4.738% | 0.3556% | 8.7243 | 0 | 0 | 8.7243 | 0 | 7.5732 | 1.4236 | 5.3197 | 7.5732 | 1.4236 | 5.3197 | 8.8532 | 1.6642 | 5.3197 | 4.698% | 0.10923 | 0.10382 | 1700.183 | 298.8503 | 101.9614 | 1299.3713 | 1704.6928 | 0 | 0 | 1704.6928 | 0.001831%
2028 | 240 | CB 240 | Tier-2 | Tier-2---9 | 4--5 | 23 | 100% | 222.9994 | 87.14% | 10.79% | 2.065% | 9.6189 | 0 | 0 | 9.6189 | 0 | 8.3499 | 8.1859 | 1.02 | 8.3499 | 8.1859 | 1.02 | 9.7611 | 9.5694 | 1.02 | 4.313% | 0.048511 | 0.046109 | 4596.922 | 825.8016 | 739.2506 | 3031.8699 | 4627.7085 | 0 | 0 | 4627.7085 | 0.002019%
2028 | 242 | CB 242 | Tier-2 | Tier-2---11 | 5--3 | 9 | 100% | 207.8863 | 31.82% | 66.99% | 1.182% | 3.2748 | 0 | 0 | 3.2748 | 0 | 2.8427 | 3.2032 | 0.88747 | 2.8427 | 3.2032 | 0.88747 | 3.3232 | 3.7445 | 0.88747 | 1.575% | 0.1014 | 0.096385 | 2050.064 | 80.1099 | 1437.2921 | 532.662 | 2122.8512 | 0 | 0 | 2122.8512 | 0.0006874%
2028 | 244 | CB 244 | Tier-2 | Tier-2---14 | 4--4 | 5 | 100% | 218.1664 | 17.26% | 81.28% | 1.461% | 1.8642 | 0 | 0 | 1.8642 | 0 | 1.6182 | 1.7795 | 0.90935 | 1.6182 | 1.7795 | 0.90935 | 1.8917 | 2.0803 | 0.90935 | 0.8545% | 0.040668 | 0.038655 | 5364.5179 | 74.3952 | 4565.48 | 724.6427 | 5595.6651 | 0 | 0 | 5595.6651 | 0.0003913%
2028 | 246 | CB 246 | Tier-2 | Tier-2---7 | 4--5 | 24 | 100% | 397.8494 | 64.68% | 33.47% | 1.858% | 12.7368 | 0 | 0 | 12.7368 | 0 | 11.0564 | 8.5418 | 1.2944 | 11.0564 | 8.5418 | 1.2944 | 12.9251 | 9.9854 | 1.2944 | 3.201% | 0.066431 | 0.063143 | 5988.8765 | 880.2356 | 2229.0372 | 2879.6037 | 6099.0502 | 0 | 0 | 6099.0502 | 0.002673%
2028 | 247 | CB 247 | Tier-2 | Tier-2---12 | 4--4 | 1 | 100% | 172.2064 | 35.95% | 62.53% | 1.527% | 3.0642 | 0 | 0 | 3.0642 | 0 | 2.6599 | 0.35591 | 7.4737 | 2.6599 | 0.35591 | 7.4737 | 3.1095 | 0.41606 | 7.4737 | 1.779% | 0.038566 | 0.036657 | 4465.2144 | 298.159 | 2868.7773 | 1298.2781 | 4614.1618 | 0 | 0 | 4614.1618 | 0.0006432%
2028 | 248 | CB 248 | Tier-2 | Tier-2---9 | 3--5 | 30 | 100% | 152.3893 | 96.93% | 0% | 3.073% | 7.3115 | 0 | 0 | 7.3115 | 0 | 6.3468 | 10.6772 | 0.59443 | 6.3468 | 10.6772 | 0.59443 | 7.4195 | 12.4818 | 0.59443 | 4.798% | 0.01881 | 0.017879 | 8101.4189 | 1342.8535 | 227.2912 | 6531.2742 | 8114.384 | 0 | 0 | 8114.384 | 0.001535%
2028 | 249 | CB 249 | Tier-3 | Tier-3---16 | 4--4 | 24 | 100% | 160.495 | 85.08% | 13.47% | 1.449% | 6.7591 | 0 | 0 | 6.7591 | 0 | 5.8673 | 8.5418 | 0.6869 | 5.8673 | 8.5418 | 0.6869 | 6.859 | 9.9854 | 0.6869 | 4.211% | 0.05906 | 0.056137 | 2717.4811 | 349.6551 | 457.423 | 1910.4031 | 2738.598 | 0 | 0 | 2738.598 | 0.001419%
2028 | 283 | CB 283 | Tier-3 | Tier-3---21 | 1--5 | 1 | 100% | 0.8046 | 95.71% | 0% | 4.291% | 0.038119 | 0 | 0 | 0.038119 | 0 | 0.03309 | 0.35591 | 0.092973 | 0.03309 | 0.35591 | 0.092973 | 0.038682 | 0.41606 | 0.092973 | 4.738% | 7.6e-05 | 7.2238e-05 | 10586.8728 | 1573.2738 | 728.9421 | 8284.6569 | 10610.5314 | 0 | 0 | 10610.5314 | 8.001e-06%
2028 | 327 | CB 327 | Tier-3 | Tier-3---16 | 4--5 | 1 | 100% | 193.645 | 98.47% | 1.165% | 0.3624% | 9.439 | 0 | 0 | 9.439 | 0 | 8.1937 | 0.35591 | 23.022 | 8.1937 | 0.35591 | 23.022 | 9.5785 | 0.41606 | 23.022 | 4.874% | 0.076966 | 0.073157 | 2515.9681 | 429.9476 | 31.582 | 2054.4384 | 2517.9694 | 0 | 0 | 2517.9694 | 0.001981%
2028 | 331 | CB 331 | Tier-2 | Tier-2---14 | 2--5 | 5 | 100% | 85.8116 | 98.16% | 0% | 1.839% | 4.1696 | 0 | 0 | 4.1696 | 0 | 3.6194 | 1.7795 | 2.0339 | 3.6194 | 1.7795 | 2.0339 | 4.2312 | 2.0803 | 2.0339 | 4.859% | 0.010352 | 0.0098396 | 8289.3738 | 853.0321 | 3055.5825 | 4380.7593 | 8297.3133 | 0 | 0 | 8297.3133 | 0.0008752%
2028 | 351 | CB 351 | Tier-2 | Tier-2---3 | 5--5 | 28 | 100% | 1226.0332 | 96.06% | 3.555% | 0.3808% | 58.2998 | 0 | 0 | 58.2998 | 0 | 50.608 | 9.9654 | 5.0784 | 50.608 | 9.9654 | 5.0784 | 59.1613 | 11.6497 | 5.0784 | 4.755% | 0.12463 | 0.11847 | 9837.0052 | 2175.7089 | 389.2547 | 7272.0416 | 9857.1702 | 0 | 0 | 9857.1702 | 0.01224%
2028 | 355 | CB 355 | Tier-2 | Tier-2---3 | 5--5 | 83 | 100% | 1277.9843 | 89.96% | 9.576% | 0.4654% | 56.9079 | 0 | 0 | 56.9079 | 0 | 49.3997 | 29.5403 | 1.6723 | 49.3997 | 29.5403 | 1.6723 | 57.7489 | 34.5329 | 1.6723 | 4.453% | 0.1048 | 0.099616 | 12194.1112 | 2321.0506 | 1198.9562 | 8674.1044 | 12257.8799 | 0 | 0 | 12257.8799 | 0.01195%
2028 | 357 | CB 357 | Tier-3 | Tier-3---10 | 5--5 | 53 | 100% | 902.4975 | 73.58% | 26.03% | 0.3952% | 32.8696 | 0 | 0 | 32.8696 | 0 | 28.5329 | 18.8631 | 1.5126 | 28.5329 | 18.8631 | 1.5126 | 33.3553 | 22.0511 | 1.5126 | 3.642% | 0.12773 | 0.12141 | 7065.5334 | 866.3454 | 1820.4674 | 4378.7206 | 7162.7585 | 0 | 0 | 7162.7585 | 0.006899%
2028 | 358 | CB 358 | Tier-3 | Tier-3---15 | 5--4 | 2 | 100% | 699.283 | 2.295% | 97.69% | 0.01935% | 0.79454 | 0 | 0 | 0.79454 | 0 | 0.68971 | 0.71181 | 0.96895 | 0.68971 | 0.71181 | 0.96895 | 0.80628 | 0.83212 | 0.96895 | 0.1136% | 0.1387 | 0.13184 | 5041.5636 | 26.6978 | 4414.3494 | 600.5164 | 5298.0908 | 0 | 0 | 5298.0908 | 0.0001668%
2028 | 441 | CB 441 | Tier-3 | Tier-3---15 | 5--3 | 7 | 100% | 331.3843 | 80.16% | 18.98% | 0.8593% | 13.1488 | 0 | 0 | 13.1488 | 0 | 11.414 | 2.4913 | 4.5815 | 11.414 | 2.4913 | 4.5815 | 13.3431 | 2.9124 | 4.5815 | 3.968% | 0.54555 | 0.51854 | 607.4359 | 49.8353 | 106.5497 | 451.0509 | 613.7126 | 0 | 0 | 613.7126 | 0.00276%
2028 | 443 | CB 443 | Tier-2 | Tier-2---17 | 2--4 | 1 | 100% | 20.1638 | 94.45% | 0% | 5.554% | 0.94267 | 0 | 0 | 0.94267 | 0 | 0.8183 | 0.35591 | 2.2992 | 0.8183 | 0.35591 | 2.2992 | 0.9566 | 0.41606 | 2.2992 | 4.675% | 0.007405 | 0.0070385 | 2722.9916 | 539.7491 | 142.9952 | 2040.2473 | 2730.8683 | 0 | 0 | 2730.8683 | 0.0001979%
2028 | 444 | CB 444 | Tier-2 | Tier-2---16 | 4--2 | 3 | 100% | 29.6249 | 91.02% | 7.551% | 1.432% | 1.3347 | 0 | 0 | 1.3347 | 0 | 1.1586 | 1.0677 | 1.0851 | 1.1586 | 1.0677 | 1.0851 | 1.3544 | 1.2482 | 1.0851 | 4.505% | 0.081621 | 0.07758 | 362.9586 | 45.1173 | 37.8839 | 279.9573 | 364.6566 | 0 | 0 | 364.6566 | 0.0002802%
2028 | 461 | CB 461 | Tier-2 | Tier-2---15 | 2--4 | 1 | 100% | 41.2423 | 96.76% | 0% | 3.245% | 1.9753 | 0 | 0 | 1.9753 | 0 | 1.7146 | 0.35591 | 4.8177 | 1.7146 | 0.35591 | 4.8177 | 2.0044 | 0.41606 | 4.8177 | 4.789% | 0.0097562 | 0.0092733 | 4227.2887 | 696.6246 | 1534.0336 | 1996.6306 | 4234.4318 | 0 | 0 | 4234.4318 | 0.0004146%
2028 | 470 | CB 470 | Tier-2 | Tier-2---6 | 5--5 | 5 | 100% | 1121.5891 | 72.77% | 26.47% | 0.763% | 40.4013 | 0 | 0 | 40.4013 | 0 | 35.0709 | 1.7795 | 19.7079 | 35.0709 | 1.7795 | 19.7079 | 40.9983 | 2.0803 | 19.7079 | 3.602% | 0.114 | 0.10835 | 9838.8116 | 1666.77 | 2557.3386 | 5614.703 | 9978.3305 | 0 | 0 | 9978.3305 | 0.00848%
2028 | 524 | CB 524 | Tier-3 | Tier-3---17 | 3--5 | 3 | 100% | 116.6365 | 76.81% | 21.38% | 1.816% | 4.4344 | 0 | 0 | 4.4344 | 0 | 3.8494 | 1.0677 | 3.6052 | 3.8494 | 1.0677 | 3.6052 | 4.5 | 1.2482 | 3.6052 | 3.802% | 0.018139 | 0.017241 | 6430.2901 | 828.1118 | 2267.5068 | 3334.6715 | 6507.9597 | 0 | 0 | 6507.9597 | 0.0009308%
2028 | 533 | CB 533 | Tier-2 | Tier-2---20 | 4--1 | 1 | 100% | 10.3489 | 2.922% | 94.16% | 2.918% | 0.01497 | 0 | 0 | 0.01497 | 0 | 0.012995 | 0.35591 | 0.036512 | 0.012995 | 0.35591 | 0.036512 | 0.015191 | 0.41606 | 0.036512 | 0.1447% | 0.06013 | 0.057154 | 172.1074 | 1.1447 | 134.3385 | 36.6243 | 180.8085 | 0 | 0 | 180.8085 | 3.142e-06%
2028 | 534 | CB 534 | Tier-2 | Tier-2---21 | 4--1 | 2 | 100% | 4.9029 | 19.37% | 69.23% | 11.4% | 0.047003 | 0 | 0 | 0.047003 | 0 | 0.040802 | 0.71181 | 0.057321 | 0.040802 | 0.71181 | 0.057321 | 0.047698 | 0.83212 | 0.057321 | 0.9587% | 0.060541 | 0.057544 | 80.9852 | 1.7721 | 56.9489 | 22.2642 | 84.386 | 0 | 0 | 84.386 | 9.866e-06%
2028 | 535 | CB 535 | Tier-2 | Tier-2---16 | 4--3 | 1 | 100% | 106.4965 | 2.067% | 97.63% | 0.3001% | 0.10897 | 0 | 0 | 0.10897 | 0 | 0.094595 | 0.35591 | 0.26579 | 0.094595 | 0.35591 | 0.26579 | 0.11058 | 0.41606 | 0.26579 | 0.1023% | 0.059698 | 0.056743 | 1783.9201 | 7.5184 | 1394.7698 | 381.6318 | 1874.9024 | 0 | 0 | 1874.9024 | 2.287e-05%
2028 | 536 | CB 536 | Tier-2 | Tier-2---18 | 4--2 | 5 | 100% | 21.8677 | 42.26% | 53.34% | 4.392% | 0.4575 | 0 | 0 | 0.4575 | 0 | 0.39714 | 1.7795 | 0.22317 | 0.39714 | 1.7795 | 0.22317 | 0.46426 | 2.0803 | 0.22317 | 2.092% | 0.063476 | 0.060334 | 344.504 | 23.2544 | 160.0251 | 161.2245 | 354.8623 | 0 | 0 | 354.8623 | 9.603e-05%
2028 | 540 | CB 540 | Tier-2 | Tier-2---17 | 1--5 | 4 | 100% | 18.5654 | 97.32% | 0% | 2.676% | 0.8944 | 0 | 0 | 0.8944 | 0 | 0.77639 | 1.4236 | 0.54536 | 0.77639 | 1.4236 | 0.54536 | 0.90761 | 1.6642 | 0.54536 | 4.818% | 0.0036022 | 0.0034239 | 5153.9037 | 633.0265 | 1280.5124 | 3240.3647 | 5161.0857 | 0 | 0 | 5161.0857 | 0.0001877%
2028 | 542 | CB 542 | Tier-2 | Tier-2---9 | 4--5 | 8 | 100% | 175.7332 | 76% | 23.31% | 0.6907% | 6.6111 | 0 | 0 | 6.6111 | 0 | 5.7389 | 2.8473 | 2.0156 | 5.7389 | 2.8473 | 2.0156 | 6.7088 | 3.3285 | 2.0156 | 3.762% | 0.053515 | 0.050866 | 3283.8373 | 324.6387 | 1232.8957 | 1726.3029 | 3324.8806 | 0 | 0 | 3324.8806 | 0.001388%
2028 | 576 | CB 576 | Tier-2 | Tier-2---12 | 4--4 | 3 | 100% | 131.3157 | 32.74% | 66.81% | 0.4539% | 2.1281 | 0 | 0 | 2.1281 | 0 | 1.8474 | 1.0677 | 1.7302 | 1.8474 | 1.0677 | 1.7302 | 2.1596 | 1.2482 | 1.7302 | 1.621% | 0.047237 | 0.044899 | 2779.9099 | 133.7981 | 1808.4788 | 837.633 | 2877.2837 | 0 | 0 | 2877.2837 | 0.0004467%
2028 | 599 | CB 599 | Tier-2 | Tier-2---4 | 4--5 | 22 | 100% | 599.9379 | 98.66% | 0% | 1.337% | 29.2998 | 0 | 0 | 29.2998 | 0 | 25.4341 | 7.8299 | 3.2483 | 25.4341 | 7.8299 | 3.2483 | 29.7328 | 9.1533 | 3.2483 | 4.884% | 0.043095 | 0.040961 | 13921.4169 | 2931.9396 | 582.1864 | 10407.2909 | 13931.1128 | 0 | 0 | 13931.1128 | 0.00615%
2028 | 776 | CB 776 | Tier-2 | Tier-2---18 | 3--3 | 4 | 100% | 19.7396 | 79.97% | 11.02% | 9.01% | 0.78143 | 0 | 0 | 0.78143 | 0 | 0.67833 | 1.4236 | 0.47648 | 0.67833 | 1.4236 | 0.47648 | 0.79298 | 1.6642 | 0.47648 | 3.959% | 0.014982 | 0.01424 | 1317.5724 | 201.6613 | 223.1115 | 892.7996 | 1331.3137 | 0 | 0 | 1331.3137 | 0.000164%
2028 | 788 | CB 788 | Tier-2 | Tier-2---2 | 5--5 | 12 | 100% | 1509.6378 | 72.67% | 26.38% | 0.9544% | 54.3006 | 0 | 0 | 54.3006 | 0 | 47.1365 | 4.2709 | 11.0367 | 47.1365 | 4.2709 | 11.0367 | 55.1031 | 4.9927 | 11.0367 | 3.597% | 0.14181 | 0.13479 | 10645.451 | 1766.7834 | 2805.5671 | 6073.1005 | 10796.9927 | 0 | 0 | 10796.9927 | 0.0114%
2028 | 907 | CB 907 | Tier-3 | Tier-3---13 | 3--5 | 8 | 100% | 230.3059 | 98.07% | 1.485% | 0.4463% | 11.18 | 0 | 0 | 11.18 | 0 | 9.705 | 2.8473 | 3.4085 | 9.705 | 2.8473 | 3.4085 | 11.3452 | 3.3285 | 3.4085 | 4.854% | 0.023668 | 0.022497 | 9730.5209 | 1957.65 | 164.6441 | 7608.2269 | 9740.3056 | 0 | 0 | 9740.3056 | 0.002347%
2028 | 91 | CB 91 | Tier-2 | Tier-2---12 | 3--5 | 4 | 100% | 89.8564 | 75.83% | 22.36% | 1.818% | 3.3727 | 0 | 0 | 3.3727 | 0 | 2.9277 | 1.4236 | 2.0565 | 2.9277 | 1.4236 | 2.0565 | 3.4225 | 1.6642 | 2.0565 | 3.753% | 0.015476 | 0.01471 | 5806.255 | 775.6182 | 1813.9846 | 3216.6522 | 5879.3513 | 0 | 0 | 5879.3513 | 0.0007079%
2028 | 928 | CB 928 | Tier-2 | Tier-2---7 | 4--5 | 7 | 100% | 505.3794 | 35.21% | 64.4% | 0.3975% | 8.8072 | 0 | 0 | 8.8072 | 0 | 7.6452 | 2.4913 | 3.0687 | 7.6452 | 2.4913 | 3.0687 | 8.9373 | 2.9124 | 3.0687 | 1.743% | 0.057199 | 0.054367 | 8835.5199 | 595.4493 | 5398.0775 | 2841.9931 | 9133.6609 | 0 | 0 | 9133.6609 | 0.001849%
2028 | 971 | CB 971 | Tier-2 | Tier-2---3 | 5--5 | 27 | 100% | 1052.4948 | 94.77% | 4.863% | 0.3691% | 49.3729 | 0 | 0 | 49.3729 | 0 | 42.8589 | 9.6095 | 4.4601 | 42.8589 | 9.6095 | 4.4601 | 50.1025 | 11.2336 | 4.4601 | 4.691% | 0.12528 | 0.11908 | 8401.3813 | 1359.4082 | 538.7088 | 6503.2643 | 8424.2712 | 0 | 0 | 8424.2712 | 0.01036%
2028 | 974 | CB 974 | Tier-2 | Tier-2---12 | 1--5 | 4 | 100% | 28.6559 | 99.26% | 0% | 0.7399% | 1.408 | 0 | 0 | 1.408 | 0 | 1.2222 | 1.4236 | 0.85852 | 1.2222 | 1.4236 | 0.85852 | 1.4288 | 1.6642 | 0.85852 | 4.913% | 0.0006326 | 0.00060129 | 45298.5797 | 7319.2756 | 540.0082 | 37439.2958 | 45316.0339 | 0 | 0 | 45316.0339 | 0.0002955%
2028 | 975 | CB 975 | Tier-3 | Tier-3---16 | 5--4 | 3 | 100% | 120.9969 | 94.86% | 4.853% | 0.2849% | 5.6816 | 0 | 0 | 5.6816 | 0 | 4.932 | 1.0677 | 4.6192 | 4.932 | 1.0677 | 4.6192 | 5.7656 | 1.2482 | 4.6192 | 4.696% | 0.10726 | 0.10195 | 1128.0883 | 171.5054 | 73.8837 | 882.6993 | 1131.1066 | 0 | 0 | 1131.1066 | 0.001193%
2028 | 980 | CB 980 | Tier-2 | Tier-2---12 | 2--5 | 9 | 100% | 71.0483 | 98.38% | 0% | 1.619% | 3.46 | 0 | 0 | 3.46 | 0 | 3.0035 | 3.2032 | 0.93766 | 3.0035 | 3.2032 | 0.93766 | 3.5111 | 3.7445 | 0.93766 | 4.87% | 0.0069124 | 0.0065702 | 10278.3875 | 4306.656 | 761.4547 | 5210.2768 | 10287.0528 | 0 | 0 | 10287.0528 | 0.0007262%
2028 | CTL1 | CB CTL1 | Tier-3 | Tier-3---19 | 5--1 | 2 | 100% | 6.7195 | 60.86% | 38.02% | 1.116% | 0.20243 | 0 | 0 | 0.20243 | 0 | 0.17573 | 0.71181 | 0.24687 | 0.17573 | 0.71181 | 0.24687 | 0.20543 | 0.83212 | 0.24687 | 3.013% | 0.42111 | 0.40027 | 15.9564 | 1.4967 | 5.9559 | 8.5038 | 16.2817 | 0 | 0 | 16.2817 | 4.249e-05%
2028 | DV1 | CB DV1 | Tier-3 | Tier-3---20 | 1--5 | 1 | 100% | 2.0345 | 98.61% | 0% | 1.387% | 0.099313 | 0 | 0 | 0.099313 | 0 | 0.086211 | 0.35591 | 0.24223 | 0.086211 | 0.35591 | 0.24223 | 0.10078 | 0.41606 | 0.24223 | 4.881% | 0.000145 | 0.00013782 | 14031.3666 | 2214.0355 | 378.6957 | 11438.6354 | 14041.5002 | 0 | 0 | 14041.5002 | 2.085e-05%
2028 | JU1 | CB JU1 | Tier-3 | Tier-3---15 | 5--4 | 29 | 100% | 282.3719 | 88.57% | 10.71% | 0.7177% | 12.3804 | 0 | 0 | 12.3804 | 0 | 10.747 | 10.3213 | 1.0412 | 10.747 | 10.3213 | 1.0412 | 12.5634 | 12.0657 | 1.0412 | 4.384% | 0.1808 | 0.17185 | 1561.7518 | 212.6103 | 161.3522 | 1187.7892 | 1571.0444 | 0 | 0 | 1571.0444 | 0.002599%
2028 | MOR1 | CB MOR1 | Tier-2 | Tier-2---4 | 5--5 | 32 | 100% | 584.1991 | 87.63% | 11.93% | 0.4377% | 25.3416 | 0 | 0 | 25.3416 | 0 | 21.9981 | 11.389 | 1.9315 | 21.9981 | 11.389 | 1.9315 | 25.7161 | 13.3139 | 1.9315 | 4.338% | 0.12647 | 0.12021 | 4619.2848 | 721.3686 | 522.5493 | 3375.3669 | 4649.0352 | 0 | 0 | 4649.0352 | 0.005319%
2028 | OK1 | CB OK1 | Tier-3 | Tier-3---7 | 5--5 | 109 | 100% | 1048.1259 | 93.55% | 5.94% | 0.509% | 48.5366 | 0 | 0 | 48.5366 | 0 | 42.1329 | 38.7938 | 1.0861 | 42.1329 | 38.7938 | 1.0861 | 49.2539 | 45.3504 | 1.0861 | 4.631% | 0.20255 | 0.19252 | 5174.6627 | 847.3251 | 299.3088 | 4028.0288 | 5192.0406 | 0 | 0 | 5192.0406 | 0.01019%
2028 | PE1 | CB PE1 | Tier-3 | Tier-3---13 | 5--4 | 66 | 100% | 620.7512 | 74.86% | 24.36% | 0.7799% | 23.002 | 0 | 0 | 23.002 | 0 | 19.9673 | 23.4898 | 0.85004 | 19.9673 | 23.4898 | 0.85004 | 23.342 | 27.4599 | 0.85004 | 3.706% | 0.24168 | 0.22972 | 2568.4774 | 292.3041 | 583.6879 | 1692.4855 | 2602.1063 | 0 | 0 | 2602.1063 | 0.004828%
2028 | RA1 | CB RA1 | Tier-2 | Tier-2---2 | 5--5 | 65 | 100% | 1222.3715 | 85.76% | 13.62% | 0.6194% | 51.8894 | 0 | 0 | 51.8894 | 0 | 45.0434 | 23.1339 | 1.9471 | 45.0434 | 23.1339 | 1.9471 | 52.6563 | 27.0438 | 1.9471 | 4.245% | 0.14726 | 0.13997 | 8300.6807 | 1160.1787 | 1072.7493 | 6067.7527 | 8362.2497 | 0 | 0 | 8362.2497 | 0.01089%
2028 | RA2 | CB RA2 | Tier-2 | Tier-2---4 | 5--5 | 17 | 100% | 579.2495 | 83.34% | 16.16% | 0.4909% | 23.8972 | 0 | 0 | 23.8972 | 0 | 20.7443 | 6.0504 | 3.4286 | 20.7443 | 6.0504 | 3.4286 | 24.2503 | 7.073 | 3.4286 | 4.126% | 0.12706 | 0.12077 | 4558.9302 | 908.2518 | 686.0992 | 2964.5792 | 4598.474 | 0 | 0 | 4598.474 | 0.005016%
2028 | RA3 | CB RA3 | Tier-2 | Tier-2---10 | 5--4 | 5 | 100% | 353.8636 | 22.75% | 76.17% | 1.082% | 3.9851 | 0 | 0 | 3.9851 | 0 | 3.4593 | 1.7795 | 1.9439 | 3.4593 | 1.7795 | 1.9439 | 4.0439 | 2.0803 | 1.9439 | 1.126% | 0.12911 | 0.12272 | 2740.8339 | 103.3538 | 1864.7752 | 772.7049 | 2851.0971 | 0 | 0 | 2851.0971 | 0.0008365%
2028 | RC1 | CB RC1 | Tier-2 | Tier-2---4 | 4--5 | 19 | 100% | 397.5199 | 92.07% | 7.427% | 0.5025% | 18.117 | 0 | 0 | 18.117 | 0 | 15.7267 | 6.7622 | 2.3257 | 15.7267 | 6.7622 | 2.3257 | 18.3847 | 7.9051 | 2.3257 | 4.558% | 0.084253 | 0.080083 | 4718.147 | 893.9653 | 343.0371 | 3481.1447 | 4737.6299 | 0 | 0 | 4737.6299 | 0.003803%
2028 | SL1 | CB SL1 | Tier-3 | Tier-3---11 | 5--5 | 128 | 100% | 677.9763 | 69.55% | 29.7% | 0.758% | 23.3394 | 0 | 0 | 23.3394 | 0 | 20.2601 | 45.5561 | 0.44473 | 20.2601 | 45.5561 | 0.44473 | 23.6843 | 53.2556 | 0.44473 | 3.443% | 0.19527 | 0.18561 | 3471.9301 | 456.3042 | 974.4203 | 2041.2056 | 3526.9947 | 0 | 0 | 3526.9947 | 0.004899%
2028 | CTL1 | CTL1-3R | Tier-3 | Tier-3---14 | 5--4 | 53 | 100% | 691.1308 | 38.4% | 60.91% | 0.6868% | 13.1376 | 0 | 0 | 13.1376 | 0 | 11.4043 | 18.8631 | 0.60458 | 11.4043 | 18.8631 | 0.60458 | 13.3317 | 22.0511 | 0.60458 | 1.901% | 0.42513 | 0.40409 | 1625.6897 | 99.6026 | 905.5939 | 620.4932 | 1677.8405 | 0 | 0 | 1677.8405 | 0.002758%
2028 | DV1 | DV1-3R | Tier-3 | Tier-3---11 | 5--5 | 90 | 100% | 634.2705 | 72.29% | 26.89% | 0.8162% | 22.6974 | 0 | 0 | 22.6974 | 0 | 19.7028 | 32.0316 | 0.6151 | 19.7028 | 32.0316 | 0.6151 | 23.0328 | 37.4453 | 0.6151 | 3.578% | 0.19421 | 0.1846 | 3265.8667 | 390.6526 | 820.8791 | 2054.3349 | 3312.9907 | 0 | 0 | 3312.9907 | 0.004764%
2028 | RA1 | RA1-402R | Tier-3 | Tier-3---4 | 5--5 | 30 | 100% | 861.3982 | 92.86% | 6.845% | 0.2988% | 39.5931 | 0 | 0 | 39.5931 | 0 | 34.3694 | 10.6772 | 3.219 | 34.3694 | 10.6772 | 3.219 | 40.1782 | 12.4818 | 3.219 | 4.596% | 0.12948 | 0.12307 | 6652.8745 | 1118.7394 | 431.7484 | 5102.3868 | 6677.6256 | 0 | 0 | 6677.6256 | 0.008311%
2028 | RB1 | RB1-427R | Tier-3 | Tier-3---7 | 5--5 | 85 | 100% | 996.0696 | 83.51% | 15.68% | 0.8099% | 41.1767 | 0 | 0 | 41.1767 | 0 | 35.7441 | 30.2521 | 1.1815 | 35.7441 | 30.2521 | 1.1815 | 41.7852 | 35.365 | 1.1815 | 4.134% | 0.15381 | 0.14619 | 6476.1764 | 929.4617 | 937.2221 | 4609.4925 | 6531.7795 | 0 | 0 | 6531.7795 | 0.008643%
2028 | RB1 | RB1-433R | Tier-3 | Tier-3---10 | 5--5 | 27 | 100% | 717.075 | 94.45% | 5% | 0.5477% | 33.526 | 0 | 0 | 33.526 | 0 | 29.1028 | 9.6095 | 3.0285 | 29.1028 | 9.6095 | 3.0285 | 34.0215 | 11.2336 | 3.0285 | 4.675% | 0.15284 | 0.14528 | 4691.5909 | 760.1035 | 231.5295 | 3699.958 | 4705.1455 | 0 | 0 | 4705.1455 | 0.007037%
2028 | TM1 | TM1-10R | Tier-3 | Tier-3---12 | 5--5 | 20 | 100% | 437.3004 | 95.61% | 3.838% | 0.5568% | 20.695 | 0 | 0 | 20.695 | 0 | 17.9646 | 7.1181 | 2.5238 | 17.9646 | 7.1181 | 2.5238 | 21.0009 | 8.3212 | 2.5238 | 4.732% | 0.093421 | 0.088796 | 4680.975 | 712.9363 | 184.5612 | 3783.4774 | 4691.6885 | 0 | 0 | 4691.6885 | 0.004344%

## Fuel_Management
Fuel Management - Risk & Cost Benefit | [29 empty] | Summary Table |  | Baseline 2024 | Baseline 2024 | Baseline 2024 | WACC | WACC | WACC | H.D.R | H.D.R | H.D.R | S.D.R | S.D.R | S.D.R
[30 empty] | Year | Total Units (miles) | WF + PSPS + PEDS Risk Baseline (K$) | Baseline Risk Reduction (K$) | Baseline Risk Reduction (%) | PV Risk Reduced (K$) Year 40 | PV Total Cost Capital + O&M (K$) Year 40 | BCR WACC | PV Risk Reduced (K$) Year 40 | PV Total Cost Capital + O&M (K$) Year 40 | BCR HDR | PV Risk Reduced (K$) Year 40 | PV Total Cost Capital + O&M (K$) Year 40 | BCR SDR | Service Territory Risk Reduction (%)
back to index | [29 empty] | 2026 | 500 | 277604.3289 | 373.5848 | 0.1346% | 356.3745 | 5194.1601 | 0.068611 | 356.3745 | 5194.1601 | 0.068611 | 375.4161 | 5471.6912 | 0.068611 | 0.07842%
[9 empty] | Assumptions | Value | Units | Last Update | Comments |  |  |  | Notes | [12 empty] | 2027 | 500 | 267830.5332 | 392.8859 | 0.1467% | 357.5208 | 4954.8758 | 0.072155 | 357.5208 | 4954.8758 | 0.072155 | 396.7472 | 5498.5132 | 0.072155 | 0.08247%
[9 empty] | Capital Cost only in Year 0 | 10.89 | K$/structure | 2025-05-07 |  |  |  |  | [1] SDG&E does not calculate the risk reduction for the safety and reliability attributes for this program. All risk reduction is considered to fall within the financial attribute. | [12 empty] | 2028 | 500 | 272678.6785 | 365.1681 | 0.1339% | 316.9898 | 4726.6149 | 0.067065 | 316.9898 | 4726.6149 | 0.067065 | 370.5646 | 5525.4667 | 0.067065 | 0.07665%
[9 empty] | Service Drop factor | 0% | % | 2025-05-07 |  |  |  |  | [2] To avoid double counting of foundational cost SDG&E assumes no foundational cost for this program. | [12 empty] | Total 2026-2028 | 1500 | 818113.5406 | 1131.6388 | 0.1383% | 1030.8851 | 14875.6508 | 0.0693 | 1030.8851 | 14875.6508 | 0.0693 | 1142.7279 | 16495.6711 | 0.069274 | 0.2375%
[9 empty] | OH to UG conversion factor | 0% | % | 2025-05-07
[9 empty] | Long-term Ongoing costs | 0 | $/unit | 2025-05-07
[9 empty] | Lifetime | 1 | Years | 2025-05-07
[9 empty] | Inflation Assumption to adjust Baseline | 2.5% |  | 2025-05-07
[9 empty] | Mitigation Effectiveness Estimate (%) | 4.95% | % | 2025-05-07
[9 empty] | Additional Installation Cost (O&M) only in Year 0 | 0 | M$/mile | 2025-05-07
[13 empty] | [1] | [1] |  | [2]
[8 empty] | Baseline 2025 | Baseline 2025 | Baseline 2025 | Baseline 2025 | Baseline 2025 | Baseline 2025 | Baseline 2025 | Baseline 2025 | Baseline 2025 | WACC | WACC | WACC | H.D.R | H.D.R | H.D.R | S.D.R | S.D.R | S.D.R |  |  |  | Pre - Mitigation CoRE |  |  |  | Post - Mitigation CoRE
Year | Feeder | Feeder Segment | HFTD Tier | Tranche ID HTM | Tranche ID Quintile | Total HFTD Poles | Poles in Scope | WF + PSPS + PEDS Risk Baseline (K$/year) | Baseline Wildfire (%) | Baseline PSPS (%) | Baseline PEDS (%) | Risk Reduction (K$/year) | Safety Risk Reduction (K$/year) | Reliability Risk Reduction (K$/year) | Financial Risk Reduction (K$/year) | Mitigation Annual Cost (K$/year) | PV Risk Reduced (K$) Year 55 | PV Total Cost Capital + O&M (K$) Year 55 | BCR WACC | PV Risk Reduced (K$) Year 55 | PV Total Cost Capital + O&M (K$) Year 55 | BCR HDR | PV Risk Reduced (K$) Year 55 | PV Total Cost Capital + O&M (K$) Year 55 | BCR SDR | Risk Reduction % | Pre-Mitigation LoRE | Post-Mitigation LoRE | Pre-Mitigated CoRE [K$] | Pre-Mitigated CoRE Safety [K$] | Pre-Mitigated CoRE Reliability [K$] | Pre-Mitigated CoRE Financial [K$] | Post-Mitigated CoRE [K$] | Post-Mitigated CoRE Safety [K$] | Post-Mitigated CoRE Reliability [K$] | Post-Mitigated CoRE Financial [K$] | Service Territory Risk Reduction (%)
2026 | 67 | 67-24R | Tier-3 | Tier-3---13 | 5--4 | 112 | 2 | 649.2908 | 74.83% | 23.84% | 1.334% | 0.42944 | 0 | 0 | 0.42944 | 0 | 0.40966 | 20.7766 | 0.019717 | 0.40966 | 20.7766 | 0.019717 | 0.43155 | 21.8868 | 0.019717 | 0.06614% | 0.2194 | 0.21921 | 2959.3576 | 336.0702 | 674.1995 | 1949.088 | 2960.0167 | 0 | 0 | 2960.0167 | 9.014e-05%
2026 | 67 | 67-34R | Tier-3 | Tier-3---11 | 5--5 | 188 | 4 | 1084.2867 | 76.65% | 22.12% | 1.235% | 0.87527 | 0 | 0 | 0.87527 | 0 | 0.83495 | 41.5533 | 0.020094 | 0.83495 | 41.5533 | 0.020094 | 0.87957 | 43.7735 | 0.020094 | 0.08072% | 0.24743 | 0.24717 | 4382.1248 | 535.8218 | 956.7681 | 2889.5349 | 4383.2037 | 0 | 0 | 4383.2037 | 0.0001837%
2026 | 67 | 67-37R | Tier-3 | Tier-3---17 | 5--3 | 55 | 1 | 226.6286 | 65.58% | 32.17% | 2.242% | 0.13377 | 0 | 0 | 0.13377 | 0 | 0.12761 | 10.3883 | 0.012284 | 0.12761 | 10.3883 | 0.012284 | 0.13443 | 10.9434 | 0.012284 | 0.05903% | 0.20095 | 0.20077 | 1127.7881 | 99.8375 | 351.0117 | 676.9389 | 1128.1377 | 0 | 0 | 1128.1377 | 2.808e-05%
2026 | 67 | 67-45R | Tier-3 | Tier-3---15 | 5--4 | 78 | 2 | 468.8847 | 75.51% | 23.11% | 1.372% | 0.4494 | 0 | 0 | 0.4494 | 0 | 0.42869 | 20.7766 | 0.020633 | 0.42869 | 20.7766 | 0.020633 | 0.4516 | 21.8868 | 0.020633 | 0.09584% | 0.20887 | 0.20861 | 2244.8167 | 264.9489 | 495.8782 | 1483.9896 | 2245.5152 | 0 | 0 | 2245.5152 | 9.433e-05%
2026 | 73 | 73-1130R | Tier-3 | Tier-3---9 | 5--5 | 84 | 4 | 971.12 | 83.08% | 16.23% | 0.6878% | 1.9017 | 0 | 0 | 1.9017 | 0 | 1.8141 | 41.5533 | 0.043658 | 1.8141 | 41.5533 | 0.043658 | 1.911 | 43.7735 | 0.043658 | 0.1958% | 0.2182 | 0.21768 | 4450.6448 | 608.0965 | 688.9858 | 3153.5625 | 4452.4242 | 0 | 0 | 4452.4242 | 0.0003992%
2026 | 73 | 73-1163 | Tier-3 | Tier-3---4 | 5--5 | 90 | 3 | 1861.7789 | 88.41% | 11.22% | 0.3692% | 2.7159 | 0 | 0 | 2.7159 | 0 | 2.5908 | 31.165 | 0.083132 | 2.5908 | 31.165 | 0.083132 | 2.7292 | 32.8301 | 0.083132 | 0.1459% | 0.22506 | 0.22469 | 8272.2274 | 1229.0974 | 921.3142 | 6121.8157 | 8273.8118 | 0 | 0 | 8273.8118 | 0.0005701%
2026 | 73 | 73-23R | Tier-3 | Tier-3---9 | 5--5 | 56 | 1 | 841.8786 | 89.4% | 10.02% | 0.5825% | 0.66524 | 0 | 0 | 0.66524 | 0 | 0.6346 | 10.3883 | 0.061087 | 0.6346 | 10.3883 | 0.061087 | 0.6685 | 10.9434 | 0.061087 | 0.07902% | 0.21349 | 0.2133 | 3943.3878 | 597.9657 | 380.5291 | 2964.893 | 3943.7578 | 0 | 0 | 3943.7578 | 0.0001396%
2026 | 73 | 73-678R | Tier-3 | Tier-3---5 | 5--5 | 93 | 2 | 1587.7071 | 88.98% | 10.47% | 0.5476% | 1.5039 | 0 | 0 | 1.5039 | 0 | 1.4346 | 20.7766 | 0.06905 | 1.4346 | 20.7766 | 0.06905 | 1.5113 | 21.8868 | 0.06905 | 0.09472% | 0.23776 | 0.23751 | 6677.7947 | 1003.2668 | 681.1886 | 4993.3394 | 6678.5788 | 0 | 0 | 6678.5788 | 0.0003157%
2026 | 73 | 73-683R | Tier-3 | Tier-3---7 | 5--5 | 84 | 5 | 1378.6065 | 89.65% | 9.845% | 0.5099% | 3.6414 | 0 | 0 | 3.6414 | 0 | 3.4736 | 51.9416 | 0.066875 | 3.4736 | 51.9416 | 0.066875 | 3.6592 | 54.7169 | 0.066875 | 0.2641% | 0.22716 | 0.22649 | 6068.9321 | 866.1538 | 585.2944 | 4617.4838 | 6070.7892 | 0 | 0 | 6070.7892 | 0.0007643%
2026 | 78 | 78-26R | Tier-3 | Tier-3---5 | 5--5 | 60 | 1 | 1506.352 | 86.4% | 13.31% | 0.287% | 1.0737 | 0 | 0 | 1.0737 | 0 | 1.0243 | 10.3883 | 0.098597 | 1.0243 | 10.3883 | 0.098597 | 1.079 | 10.9434 | 0.098597 | 0.07128% | 0.34567 | 0.34539 | 4357.7168 | 613.0091 | 539.1725 | 3205.5352 | 4358.2062 | 0 | 0 | 4358.2062 | 0.0002254%
2026 | 79 | 79-658R | Tier-3 | Tier-3---5 | 5--5 | 34 | 1 | 1583.1515 | 94.39% | 5.201% | 0.4074% | 2.1756 | 0 | 0 | 2.1756 | 0 | 2.0754 | 10.3883 | 0.19978 | 2.0754 | 10.3883 | 0.19978 | 2.1863 | 10.9434 | 0.19978 | 0.1374% | 0.46655 | 0.46587 | 3393.3013 | 536.1336 | 179.2959 | 2677.8718 | 3393.5787 | 0 | 0 | 3393.5787 | 0.0004567%
2026 | 79 | 79-668R | Tier-3 | Tier-3---15 | 5--3 | 77 | 1 | 744.6976 | 38.65% | 60.41% | 0.9336% | 0.18505 | 0 | 0 | 0.18505 | 0 | 0.17652 | 10.3883 | 0.016992 | 0.17652 | 10.3883 | 0.016992 | 0.18596 | 10.9434 | 0.016992 | 0.02485% | 0.43999 | 0.43971 | 1692.5377 | 90.5162 | 925.3729 | 676.6485 | 1693.2056 | 0 | 0 | 1693.2056 | 3.884e-05%
2026 | 79 | 79-676R | Tier-3 | Tier-3---5 | 5--5 | 28 | 1 | 1054.6802 | 84.57% | 15.17% | 0.2582% | 1.5768 | 0 | 0 | 1.5768 | 0 | 1.5042 | 10.3883 | 0.14479 | 1.5042 | 10.3883 | 0.14479 | 1.5845 | 10.9434 | 0.14479 | 0.1495% | 0.38409 | 0.38341 | 2745.9122 | 408.062 | 399.7376 | 1938.1127 | 2746.6627 | 0 | 0 | 2746.6627 | 0.000331%
2026 | 79 | 79-679R | Tier-3 | Tier-3---3 | 5--5 | 59 | 2 | 1892.052 | 89.49% | 10.28% | 0.2308% | 2.8411 | 0 | 0 | 2.8411 | 0 | 2.7102 | 20.7766 | 0.13045 | 2.7102 | 20.7766 | 0.13045 | 2.8551 | 21.8868 | 0.13045 | 0.1502% | 0.3939 | 0.39324 | 4803.3522 | 735.2081 | 460.7879 | 3607.3562 | 4804.2007 | 0 | 0 | 4804.2007 | 0.0005964%
2026 | 79 | 79-714R | Tier-3 | Tier-3---9 | 5--4 | 50 | 1 | 903.7514 | 77.92% | 21.67% | 0.4055% | 0.69718 | 0 | 0 | 0.69718 | 0 | 0.66506 | 10.3883 | 0.06402 | 0.66506 | 10.3883 | 0.06402 | 0.7006 | 10.9434 | 0.06402 | 0.07714% | 0.37772 | 0.37734 | 2392.6757 | 300.8376 | 478.1412 | 1613.6969 | 2393.1992 | 0 | 0 | 2393.1992 | 0.0001463%
2026 | 79 | 79-785 | Tier-3 | Tier-3---3 | 5--5 | 107 | 3 | 2480.4804 | 78.86% | 20.81% | 0.3308% | 2.7147 | 0 | 0 | 2.7147 | 0 | 2.5897 | 31.165 | 0.083095 | 2.5897 | 31.165 | 0.083095 | 2.728 | 32.8301 | 0.083095 | 0.1094% | 0.38023 | 0.3797 | 6523.6349 | 955.6486 | 1258.2917 | 4309.6946 | 6525.5517 | 0 | 0 | 6525.5517 | 0.0005698%
2026 | 79 | 79-799R | Tier-3 | Tier-3---14 | 5--3 | 15 | 1 | 551.8926 | 84.52% | 14.8% | 0.6835% | 1.5392 | 0 | 0 | 1.5392 | 0 | 1.4683 | 10.3883 | 0.14134 | 1.4683 | 10.3883 | 0.14134 | 1.5468 | 10.9434 | 0.14134 | 0.2789% | 0.77068 | 0.76814 | 716.1099 | 80.6305 | 98.909 | 536.5704 | 716.477 | 0 | 0 | 716.477 | 0.0003231%
2026 | 79 | 79-808R | Tier-3 | Tier-3---3 | 5--5 | 56 | 2 | 2167.6529 | 93.07% | 6.627% | 0.3038% | 3.5665 | 0 | 0 | 3.5665 | 0 | 3.4022 | 20.7766 | 0.16375 | 3.4022 | 20.7766 | 0.16375 | 3.584 | 21.8868 | 0.16375 | 0.1645% | 0.44563 | 0.44484 | 4864.2458 | 733.0646 | 303.7151 | 3827.4661 | 4864.8428 | 0 | 0 | 4864.8428 | 0.0007486%
2026 | 91 | 91-7F | Tier-2 | Tier-2---9 | 4--5 | 28 | 1 | 251.2122 | 79.73% | 18.17% | 2.101% | 0.35409 | 0 | 0 | 0.35409 | 0 | 0.33778 | 10.3883 | 0.032515 | 0.33778 | 10.3883 | 0.032515 | 0.35582 | 10.9434 | 0.032515 | 0.141% | 0.034038 | 0.033978 | 7380.3891 | 1285.4298 | 1444.1692 | 4650.7901 | 7383.0384 | 0 | 0 | 7383.0384 | 7.432e-05%
2026 | 157 | 157-165R | Tier-3 | Tier-3---18 | 5--2 | 20 | 3 | 161.4875 | 68.83% | 29.58% | 1.593% | 0.82529 | 0 | 0 | 0.82529 | 0 | 0.78727 | 31.165 | 0.025261 | 0.78727 | 31.165 | 0.025261 | 0.82934 | 32.8301 | 0.025261 | 0.5111% | 0.28262 | 0.28052 | 571.4006 | 45.3664 | 164.9781 | 361.0561 | 572.733 | 0 | 0 | 572.733 | 0.0001732%
2026 | 157 | 157-189R | Tier-3 | Tier-3---9 | 5--4 | 177 | 2 | 1466.7959 | 72.32% | 26.57% | 1.114% | 0.59329 | 0 | 0 | 0.59329 | 0 | 0.56596 | 20.7766 | 0.02724 | 0.56596 | 20.7766 | 0.02724 | 0.5962 | 21.8868 | 0.02724 | 0.04045% | 0.3705 | 0.37029 | 3959.0061 | 404.1268 | 974.6501 | 2580.2292 | 3959.6194 | 0 | 0 | 3959.6194 | 0.0001245%
2026 | 157 | 157-204R | Tier-3 | Tier-3---11 | 5--4 | 20 | 1 | 728.9999 | 94.73% | 4.338% | 0.9356% | 1.7091 | 0 | 0 | 1.7091 | 0 | 1.6304 | 10.3883 | 0.15694 | 1.6304 | 10.3883 | 0.15694 | 1.7175 | 10.9434 | 0.15694 | 0.2344% | 0.32777 | 0.32695 | 2224.1461 | 315.248 | 151.9679 | 1756.9302 | 2224.4371 | 0 | 0 | 2224.4371 | 0.0003587%
2026 | 157 | 157-257R | Tier-3 | Tier-3---14 | 5--4 | 151 | 5 | 854.144 | 56.45% | 41.98% | 1.572% | 0.79026 | 0 | 0 | 0.79026 | 0 | 0.75385 | 51.9416 | 0.014513 | 0.75385 | 51.9416 | 0.014513 | 0.79413 | 54.7169 | 0.014513 | 0.09252% | 0.36686 | 0.36626 | 2328.2535 | 169.8306 | 913.7375 | 1244.6854 | 2329.9183 | 0 | 0 | 2329.9183 | 0.0001659%
2026 | 157 | 157-273R | Tier-3 | Tier-3---14 | 5--4 | 53 | 1 | 480.7998 | 81.05% | 17.89% | 1.052% | 0.36397 | 0 | 0 | 0.36397 | 0 | 0.34721 | 10.3883 | 0.033423 | 0.34721 | 10.3883 | 0.033423 | 0.36576 | 10.9434 | 0.033423 | 0.0757% | 0.32295 | 0.32265 | 1488.7712 | 174.3464 | 278.1483 | 1036.2764 | 1489.0349 | 0 | 0 | 1489.0349 | 7.64e-05%
2026 | 157 | 157-81R | Tier-3 | Tier-3---3 | 5--5 | 205 | 7 | 2882.5826 | 80.96% | 18.44% | 0.5996% | 3.9444 | 0 | 0 | 3.9444 | 0 | 3.7627 | 72.7182 | 0.051743 | 3.7627 | 72.7182 | 0.051743 | 3.9637 | 76.6037 | 0.051743 | 0.1368% | 0.38414 | 0.38349 | 7504.0834 | 990.345 | 1294.8297 | 5218.9087 | 7506.503 | 0 | 0 | 7506.503 | 0.0008279%
2026 | 175 | 175-2024R | Tier-2 | Tier-2---5 | 5--5 | 19 | 1 | 563.0882 | 93.71% | 5.71% | 0.5784% | 1.3747 | 0 | 0 | 1.3747 | 0 | 1.3114 | 10.3883 | 0.12624 | 1.3114 | 10.3883 | 0.12624 | 1.3815 | 10.9434 | 0.12624 | 0.2441% | 0.19114 | 0.19064 | 2945.925 | 621.2029 | 162.2415 | 2162.4806 | 2946.4089 | 0 | 0 | 2946.4089 | 0.0002886%
2026 | 175 | 175-64R | Tier-3 | Tier-3---11 | 5--5 | 63 | 1 | 731.7191 | 85.48% | 13.53% | 0.984% | 0.49146 | 0 | 0 | 0.49146 | 0 | 0.46882 | 10.3883 | 0.045129 | 0.46882 | 10.3883 | 0.045129 | 0.49387 | 10.9434 | 0.045129 | 0.06717% | 0.20232 | 0.20216 | 3616.5854 | 555.855 | 463.329 | 2597.4013 | 3616.9982 | 0 | 0 | 3616.9982 | 0.0001032%
2026 | 175 | 175-90R | Tier-3 | Tier-3---9 | 5--5 | 113 | 4 | 894.6693 | 80.29% | 18.79% | 0.921% | 1.2587 | 0 | 0 | 1.2587 | 0 | 1.2007 | 41.5533 | 0.028896 | 1.2007 | 41.5533 | 0.028896 | 1.2649 | 43.7735 | 0.028896 | 0.1407% | 0.20491 | 0.20455 | 4366.1148 | 584.0624 | 757.6208 | 3024.4316 | 4367.6251 | 0 | 0 | 4367.6251 | 0.0002642%
2026 | 176 | 176-161R | Tier-3 | Tier-3---5 | 5--5 | 62 | 2 | 1442.7596 | 90.39% | 9.157% | 0.4576% | 2.0823 | 0 | 0 | 2.0823 | 0 | 1.9863 | 20.7766 | 0.095605 | 1.9863 | 20.7766 | 0.095605 | 2.0925 | 21.8868 | 0.095605 | 0.1443% | 0.22417 | 0.22381 | 6436.0353 | 957.8537 | 605.899 | 4872.2826 | 6437.0249 | 0 | 0 | 6437.0249 | 0.0004371%
2026 | 176 | 176-1845R | Tier-3 | Tier-3---11 | 5--5 | 51 | 1 | 550.3123 | 86.34% | 12.77% | 0.8885% | 0.46118 | 0 | 0 | 0.46118 | 0 | 0.43994 | 10.3883 | 0.042349 | 0.43994 | 10.3883 | 0.042349 | 0.46344 | 10.9434 | 0.042349 | 0.0838% | 0.20978 | 0.20957 | 2623.3078 | 370.7068 | 320.9781 | 1931.6229 | 2623.6559 | 0 | 0 | 2623.6559 | 9.68e-05%
2026 | 176 | 176-194R | Tier-3 | Tier-3---9 | 5--5 | 44 | 3 | 677.779 | 83.64% | 15.51% | 0.8494% | 1.9133 | 0 | 0 | 1.9133 | 0 | 1.8251 | 31.165 | 0.058563 | 1.8251 | 31.165 | 0.058563 | 1.9226 | 32.8301 | 0.058563 | 0.2823% | 0.21542 | 0.21469 | 3146.314 | 445.8846 | 458.0112 | 2242.4182 | 3148.0571 | 0 | 0 | 3148.0571 | 0.0004016%
2026 | 176 | 176-197F | Tier-3 | Tier-3---5 | 5--5 | 115 | 1 | 1901.6652 | 78.35% | 21.16% | 0.4918% | 0.64135 | 0 | 0 | 0.64135 | 0 | 0.61181 | 10.3883 | 0.058894 | 0.61181 | 10.3883 | 0.058894 | 0.6445 | 10.9434 | 0.058894 | 0.03373% | 0.23242 | 0.23232 | 8182.1472 | 1427.4932 | 1620.6818 | 5133.9723 | 8182.9099 | 0 | 0 | 8182.9099 | 0.0001346%
2026 | 182 | 182-2240F | Tier-2 | Tier-2---2 | 5--5 | 40 | 1 | 1849.4802 | 64.04% | 35.59% | 0.3658% | 1.4657 | 0 | 0 | 1.4657 | 0 | 1.3982 | 10.3883 | 0.13459 | 1.3982 | 10.3883 | 0.13459 | 1.4729 | 10.9434 | 0.13459 | 0.07925% | 0.1455 | 0.14532 | 12710.8197 | 2473.4049 | 4337.8066 | 5899.6082 | 12716.4831 | 0 | 0 | 12716.4831 | 0.0003077%
2026 | 185 | 185-51F | Tier-2 | Tier-2---7 | 4--5 | 8 | 1 | 390.6047 | 65.18% | 33.32% | 1.503% | 1.5752 | 0 | 0 | 1.5752 | 0 | 1.5027 | 10.3883 | 0.14465 | 1.5027 | 10.3883 | 0.14465 | 1.583 | 10.9434 | 0.14465 | 0.4033% | 0.048222 | 0.047923 | 8100.2023 | 1032.7815 | 2609.1587 | 4458.2621 | 8117.7642 | 0 | 0 | 8117.7642 | 0.0003306%
2026 | 206 | 206-1105 | Tier-2 | Tier-2---9 | 3--5 | 1 | 1 | 189.805 | 98.58% | 0% | 1.419% | 9.2621 | 0 | 0 | 9.2621 | 0 | 8.8354 | 10.3883 | 0.85051 | 8.8354 | 10.3883 | 0.85051 | 9.3075 | 10.9434 | 0.85051 | 4.88% | 0.014019 | 0.013325 | 13539.1253 | 2187.5417 | 263.1851 | 11088.3985 | 13549.1271 | 0 | 0 | 13549.1271 | 0.001944%
2026 | 210 | 210-172R | Tier-2 | Tier-2---11 | 5--2 | 19 | 1 | 187.8449 | 74.26% | 23.89% | 1.85% | 0.36343 | 0 | 0 | 0.36343 | 0 | 0.34669 | 10.3883 | 0.033373 | 0.34669 | 10.3883 | 0.033373 | 0.36521 | 10.9434 | 0.033373 | 0.1935% | 0.32588 | 0.32503 | 576.4292 | 39.7856 | 130.795 | 405.8486 | 576.8167 | 0 | 0 | 576.8167 | 7.628e-05%
2026 | 210 | 210-392R | Tier-2 | Tier-2---10 | 5--3 | 60 | 3 | 420.3387 | 65.56% | 32.94% | 1.504% | 0.68205 | 0 | 0 | 0.68205 | 0 | 0.65063 | 31.165 | 0.020877 | 0.65063 | 31.165 | 0.020877 | 0.68539 | 32.8301 | 0.020877 | 0.1623% | 0.34771 | 0.34685 | 1208.8925 | 89.1732 | 378.0363 | 741.683 | 1209.9255 | 0 | 0 | 1209.9255 | 0.0001432%
2026 | 210 | 210-9R | Tier-2 | Tier-2---13 | 5--2 | 38 | 1 | 204.3186 | 25.26% | 73.76% | 0.9801% | 0.067232 | 0 | 0 | 0.067232 | 0 | 0.064135 | 10.3883 | 0.0061737 | 0.064135 | 10.3883 | 0.0061737 | 0.067562 | 10.9434 | 0.0061737 | 0.03291% | 0.31397 | 0.31356 | 650.7604 | 21.6073 | 447.6112 | 181.5419 | 651.3948 | 0 | 0 | 651.3948 | 1.411e-05%
2026 | 211 | 211-312R | Tier-2 | Tier-2---8 | 5--3 | 145 | 2 | 754.0624 | 63.09% | 35.39% | 1.526% | 0.3248 | 0 | 0 | 0.3248 | 0 | 0.30983 | 20.7766 | 0.014913 | 0.30983 | 20.7766 | 0.014913 | 0.32639 | 21.8868 | 0.014913 | 0.04307% | 0.39031 | 0.39004 | 1931.9795 | 162.2508 | 643.7527 | 1125.9761 | 1932.4668 | 0 | 0 | 1932.4668 | 6.818e-05%
2026 | 211 | 211-771R | Tier-3 | Tier-3---14 | 5--4 | 66 | 2 | 617.3051 | 73.22% | 25.44% | 1.334% | 0.67802 | 0 | 0 | 0.67802 | 0 | 0.64679 | 20.7766 | 0.031131 | 0.64679 | 20.7766 | 0.031131 | 0.68135 | 21.8868 | 0.031131 | 0.1098% | 0.3743 | 0.37374 | 1649.207 | 127.1804 | 388.1922 | 1133.8343 | 1649.8704 | 0 | 0 | 1649.8704 | 0.0001423%
2026 | 212 | 212-1204R | Tier-2 | Tier-2---8 | 5--4 | 70 | 1 | 431.7599 | 82.12% | 16.51% | 1.365% | 0.25073 | 0 | 0 | 0.25073 | 0 | 0.23918 | 10.3883 | 0.023024 | 0.23918 | 10.3883 | 0.023024 | 0.25196 | 10.9434 | 0.023024 | 0.05807% | 0.19221 | 0.19207 | 2246.3396 | 244.3912 | 383.4547 | 1618.4937 | 2246.6238 | 0 | 0 | 2246.6238 | 5.263e-05%
2026 | 212 | 212-725R | Tier-3 | Tier-3---10 | 5--5 | 46 | 3 | 749.6423 | 94.58% | 4.636% | 0.779% | 2.289 | 0 | 0 | 2.289 | 0 | 2.1835 | 31.165 | 0.070064 | 2.1835 | 31.165 | 0.070064 | 2.3002 | 32.8301 | 0.070064 | 0.3053% | 0.13941 | 0.13896 | 5377.288 | 738.7725 | 258.1994 | 4380.3161 | 5378.2311 | 0 | 0 | 5378.2311 | 0.0004805%
2026 | 212 | 212-758R | Tier-2 | Tier-2---8 | 5--4 | 68 | 3 | 381.3507 | 89.63% | 8.808% | 1.561% | 0.74646 | 0 | 0 | 0.74646 | 0 | 0.71207 | 31.165 | 0.022848 | 0.71207 | 31.165 | 0.022848 | 0.75012 | 32.8301 | 0.022848 | 0.1957% | 0.1427 | 0.14239 | 2672.3387 | 313.5648 | 256.9237 | 2101.8502 | 2672.9451 | 0 | 0 | 2672.9451 | 0.0001567%
2026 | 212 | 212-773R | Tier-2 | Tier-2---5 | 5--4 | 103 | 2 | 677.1103 | 83.18% | 15.77% | 1.046% | 0.54136 | 0 | 0 | 0.54136 | 0 | 0.51642 | 20.7766 | 0.024856 | 0.51642 | 20.7766 | 0.024856 | 0.54401 | 21.8868 | 0.024856 | 0.07995% | 0.19881 | 0.19862 | 3405.7885 | 402.585 | 522.8709 | 2480.3327 | 3406.3396 | 0 | 0 | 3406.3396 | 0.0001136%
2026 | 212 | 212-799R | Tier-2 | Tier-2---10 | 5--4 | 39 | 1 | 254.923 | 88.52% | 10.12% | 1.358% | 0.28642 | 0 | 0 | 0.28642 | 0 | 0.27322 | 10.3883 | 0.026301 | 0.27322 | 10.3883 | 0.026301 | 0.28782 | 10.9434 | 0.026301 | 0.1124% | 0.12493 | 0.12477 | 2040.5268 | 236.751 | 211.9535 | 1591.8223 | 2040.8244 | 0 | 0 | 2040.8244 | 6.012e-05%
2026 | 212 | 212-888R | Tier-2 | Tier-2---8 | 5--4 | 45 | 1 | 346.5382 | 90.95% | 7.817% | 1.237% | 0.34668 | 0 | 0 | 0.34668 | 0 | 0.33071 | 10.3883 | 0.031835 | 0.33071 | 10.3883 | 0.031835 | 0.34838 | 10.9434 | 0.031835 | 0.1% | 0.13116 | 0.13101 | 2642.179 | 334.1686 | 213.131 | 2094.8795 | 2642.4425 | 0 | 0 | 2642.4425 | 7.277e-05%
2026 | 214 | 214-1122R | Tier-3 | Tier-3---3 | 5--5 | 127 | 6 | 2893.3725 | 90.28% | 9.311% | 0.4067% | 6.1089 | 0 | 0 | 6.1089 | 0 | 5.8275 | 62.3299 | 0.093494 | 5.8275 | 62.3299 | 0.093494 | 6.1388 | 65.6603 | 0.093494 | 0.2111% | 0.26918 | 0.26855 | 10749.0069 | 1574.7708 | 951.5348 | 8222.7013 | 10751.4553 | 0 | 0 | 10751.4553 | 0.001282%
2026 | 214 | 214-1135R | Tier-3 | Tier-3---6 | 4--5 | 75 | 2 | 805.3146 | 95.2% | 3.81% | 0.9931% | 1.012 | 0 | 0 | 1.012 | 0 | 0.96534 | 20.7766 | 0.046463 | 0.96534 | 20.7766 | 0.046463 | 1.0169 | 21.8868 | 0.046463 | 0.1257% | 0.090777 | 0.090657 | 8871.3507 | 1468.4713 | 438.4999 | 6964.3795 | 8871.914 | 0 | 0 | 8871.914 | 0.0002124%
2026 | 214 | 214-17AE | Tier-3 | Tier-3---17 | 4--4 | 30 | 1 | 127.491 | 90.35% | 5.503% | 4.145% | 0.19006 | 0 | 0 | 0.19006 | 0 | 0.18131 | 10.3883 | 0.017453 | 0.18131 | 10.3883 | 0.017453 | 0.191 | 10.9434 | 0.017453 | 0.1491% | 0.071957 | 0.071838 | 1771.7769 | 216.0551 | 150.3479 | 1405.374 | 1772.0594 | 0 | 0 | 1772.0594 | 3.989e-05%
2026 | 214 | 214-4R | Tier-3 | Tier-3---17 | 4--4 | 22 | 1 | 89.6399 | 90.66% | 5.945% | 3.4% | 0.18284 | 0 | 0 | 0.18284 | 0 | 0.17442 | 10.3883 | 0.01679 | 0.17442 | 10.3883 | 0.01679 | 0.18374 | 10.9434 | 0.01679 | 0.204% | 0.059676 | 0.059541 | 1502.1196 | 200.0517 | 124.6473 | 1177.4206 | 1502.4361 | 0 | 0 | 1502.4361 | 3.838e-05%
2026 | 214 | 214-583R | Tier-3 | Tier-3---13 | 4--5 | 32 | 1 | 328.9866 | 94.06% | 4.474% | 1.469% | 0.47866 | 0 | 0 | 0.47866 | 0 | 0.45661 | 10.3883 | 0.043954 | 0.45661 | 10.3883 | 0.043954 | 0.48101 | 10.9434 | 0.043954 | 0.1455% | 0.070413 | 0.070304 | 4672.2426 | 712.2083 | 352.9213 | 3607.1129 | 4672.6727 | 0 | 0 | 4672.6727 | 0.0001005%
2026 | 215 | 215-1534R | Tier-2 | Tier-2---1 | 5--5 | 58 | 1 | 1734.1452 | 88.98% | 10.7% | 0.3246% | 1.3169 | 0 | 0 | 1.3169 | 0 | 1.2562 | 10.3883 | 0.12093 | 1.2562 | 10.3883 | 0.12093 | 1.3234 | 10.9434 | 0.12093 | 0.07594% | 0.1982 | 0.19804 | 8749.2684 | 1441.1188 | 882.1072 | 6426.0424 | 8750.092 | 0 | 0 | 8750.092 | 0.0002764%
2026 | 215 | 215-38R | Tier-3 | Tier-3---10 | 5--5 | 26 | 1 | 650.1784 | 91.15% | 8.25% | 0.6037% | 1.1283 | 0 | 0 | 1.1283 | 0 | 1.0763 | 10.3883 | 0.1036 | 1.0763 | 10.3883 | 0.1036 | 1.1338 | 10.9434 | 0.1036 | 0.1735% | 0.12528 | 0.12504 | 5189.8024 | 828.3476 | 472.2938 | 3889.161 | 5190.6788 | 0 | 0 | 5190.6788 | 0.0002368%
2026 | 216 | 216-1859F | Tier-3 | Tier-3---4 | 5--5 | 67 | 4 | 1336.0946 | 91.63% | 7.965% | 0.4046% | 3.618 | 0 | 0 | 3.618 | 0 | 3.4513 | 41.5533 | 0.083058 | 3.4513 | 41.5533 | 0.083058 | 3.6357 | 43.7735 | 0.083058 | 0.2708% | 0.15704 | 0.15658 | 8507.7615 | 1421.0211 | 648.1937 | 6438.5467 | 8509.8721 | 0 | 0 | 8509.8721 | 0.0007594%
2026 | 217 | 217-41AE | Tier-2 | Tier-2---8 | 5--4 | 126 | 1 | 548.1248 | 61.28% | 37.04% | 1.683% | 0.13196 | 0 | 0 | 0.13196 | 0 | 0.12588 | 10.3883 | 0.012117 | 0.12588 | 10.3883 | 0.012117 | 0.1326 | 10.9434 | 0.012117 | 0.02407% | 0.19664 | 0.19656 | 2787.4845 | 272.106 | 973.6181 | 1541.7603 | 2787.9087 | 0 | 0 | 2787.9087 | 2.77e-05%
2026 | 217 | 217-48AE | Tier-2 | Tier-2---8 | 5--4 | 84 | 3 | 701.5771 | 53.79% | 44.81% | 1.4% | 0.66714 | 0 | 0 | 0.66714 | 0 | 0.6364 | 31.165 | 0.02042 | 0.6364 | 31.165 | 0.02042 | 0.67041 | 32.8301 | 0.02042 | 0.09509% | 0.20236 | 0.202 | 3466.9889 | 313.4539 | 1406.954 | 1746.581 | 3469.8263 | 0 | 0 | 3469.8263 | 0.00014%
2026 | 217 | 217-835R | Tier-3 | Tier-3---5 | 5--5 | 71 | 1 | 1459.42 | 90.56% | 8.764% | 0.6769% | 0.92142 | 0 | 0 | 0.92142 | 0 | 0.87898 | 10.3883 | 0.084612 | 0.87898 | 10.3883 | 0.084612 | 0.92594 | 10.9434 | 0.084612 | 0.06314% | 0.28412 | 0.28392 | 5136.5819 | 779.5394 | 417.5644 | 3939.4781 | 5136.9203 | 0 | 0 | 5136.9203 | 0.0001934%
2026 | 217 | 217-837R | Tier-3 | Tier-3---12 | 5--5 | 68 | 4 | 680.508 | 71.93% | 26.93% | 1.134% | 1.4254 | 0 | 0 | 1.4254 | 0 | 1.3597 | 41.5533 | 0.032722 | 1.3597 | 41.5533 | 0.032722 | 1.4323 | 43.7735 | 0.032722 | 0.2095% | 0.14269 | 0.14228 | 4769.0891 | 589.9072 | 1292.048 | 2887.1339 | 4772.9979 | 0 | 0 | 4772.9979 | 0.0002992%
2026 | 217 | 217-972R | Tier-2 | Tier-2---8 | 5--4 | 70 | 1 | 360.9866 | 64.42% | 33.78% | 1.803% | 0.16445 | 0 | 0 | 0.16445 | 0 | 0.15687 | 10.3883 | 0.015101 | 0.15687 | 10.3883 | 0.015101 | 0.16525 | 10.9434 | 0.015101 | 0.04555% | 0.18227 | 0.18214 | 1980.496 | 214.776 | 614.2082 | 1151.5119 | 1980.9946 | 0 | 0 | 1980.9946 | 3.452e-05%
2026 | 217 | 217-983R | Tier-3 | Tier-3---5 | 5--5 | 48 | 1 | 1187.4841 | 92.09% | 7.578% | 0.3365% | 1.1277 | 0 | 0 | 1.1277 | 0 | 1.0757 | 10.3883 | 0.10355 | 1.0757 | 10.3883 | 0.10355 | 1.1332 | 10.9434 | 0.10355 | 0.09496% | 0.2438 | 0.24354 | 4870.8263 | 716.2537 | 353.1181 | 3801.4544 | 4871.2242 | 0 | 0 | 4871.2242 | 0.0002367%
2026 | 220 | 220-298R | Tier-3 | Tier-3---11 | 5--4 | 155 | 7 | 1053.2838 | 64.6% | 33.51% | 1.887% | 1.5212 | 0 | 0 | 1.5212 | 0 | 1.4511 | 72.7182 | 0.019955 | 1.4511 | 72.7182 | 0.019955 | 1.5286 | 76.6037 | 0.019955 | 0.1444% | 0.50177 | 0.50065 | 2099.1459 | 164.9638 | 658.2461 | 1275.9359 | 2100.8106 | 0 | 0 | 2100.8106 | 0.0003193%
2026 | 221 | 221-1230F | Tier-3 | Tier-3---12 | 4--5 | 17 | 1 | 637.2245 | 99.48% | 0% | 0.5187% | 1.8458 | 0 | 0 | 1.8458 | 0 | 1.7608 | 10.3883 | 0.1695 | 1.7608 | 10.3883 | 0.1695 | 1.8549 | 10.9434 | 0.1695 | 0.2897% | 0.035843 | 0.035739 | 17778.1145 | 2647.4462 | 83.7682 | 15046.9001 | 17778.3838 | 0 | 0 | 17778.3838 | 0.0003874%
2026 | 221 | 221-23R | Tier-3 | Tier-3---11 | 5--5 | 77 | 3 | 764.9858 | 67.26% | 31.99% | 0.7569% | 0.99225 | 0 | 0 | 0.99225 | 0 | 0.94654 | 31.165 | 0.030372 | 0.94654 | 31.165 | 0.030372 | 0.99712 | 32.8301 | 0.030372 | 0.1297% | 0.19945 | 0.19906 | 3835.5267 | 452.4998 | 1178.7605 | 2204.2664 | 3837.9535 | 0 | 0 | 3837.9535 | 0.0002083%
2026 | 221 | 221-344R | Tier-3 | Tier-3---13 | 5--4 | 93 | 4 | 642.3372 | 83.79% | 15.02% | 1.193% | 1.1459 | 0 | 0 | 1.1459 | 0 | 1.0931 | 41.5533 | 0.026306 | 1.0931 | 41.5533 | 0.026306 | 1.1515 | 43.7735 | 0.026306 | 0.1784% | 0.2115 | 0.21105 | 3037.0437 | 366.2743 | 441.4951 | 2229.2742 | 3038.0939 | 0 | 0 | 3038.0939 | 0.0002405%
2026 | 221 | 221-37AE | Tier-3 | Tier-3---11 | 5--5 | 72 | 1 | 769.7343 | 85.13% | 14.19% | 0.6769% | 0.45053 | 0 | 0 | 0.45053 | 0 | 0.42977 | 10.3883 | 0.041371 | 0.42977 | 10.3883 | 0.041371 | 0.45273 | 10.9434 | 0.041371 | 0.05853% | 0.19925 | 0.19912 | 3863.0999 | 511.5521 | 574.4994 | 2777.0485 | 3863.495 | 0 | 0 | 3863.495 | 9.457e-05%
2026 | 222 | 222-1433R | Tier-3 | Tier-3---5 | 5--5 | 18 | 1 | 1073.7524 | 96.43% | 3.224% | 0.3472% | 2.8474 | 0 | 0 | 2.8474 | 0 | 2.7162 | 10.3883 | 0.26147 | 2.7162 | 10.3883 | 0.26147 | 2.8613 | 10.9434 | 0.26147 | 0.2652% | 0.37266 | 0.37163 | 2881.3332 | 440.8984 | 92.1003 | 2348.3345 | 2881.6169 | 0 | 0 | 2881.6169 | 0.0005977%
2026 | 222 | 222-1503R | Tier-3 | Tier-3---15 | 5--4 | 23 | 1 | 289.1141 | 77.72% | 21.59% | 0.6888% | 0.48361 | 0 | 0 | 0.48361 | 0 | 0.46133 | 10.3883 | 0.044409 | 0.46133 | 10.3883 | 0.044409 | 0.48598 | 10.9434 | 0.044409 | 0.1673% | 0.23465 | 0.23414 | 1232.1205 | 140.7183 | 258.7997 | 832.6024 | 1232.7125 | 0 | 0 | 1232.7125 | 0.0001015%
2026 | 222 | 222-1523R | Tier-3 | Tier-3---7 | 5--5 | 137 | 9 | 1341.7279 | 81.78% | 17.54% | 0.6801% | 3.568 | 0 | 0 | 3.568 | 0 | 3.4036 | 93.4949 | 0.036404 | 3.4036 | 93.4949 | 0.036404 | 3.5855 | 98.4904 | 0.036404 | 0.2659% | 0.26901 | 0.26813 | 4987.6805 | 618.9983 | 835.0785 | 3533.6036 | 4990.6457 | 0 | 0 | 4990.6457 | 0.0007489%
2026 | 222 | 222-1986R | Tier-3 | Tier-3---1 | 5--5 | 212 | 4 | 6887.3845 | 91.59% | 8.216% | 0.1933% | 5.8916 | 0 | 0 | 5.8916 | 0 | 5.6202 | 41.5533 | 0.13525 | 5.6202 | 41.5533 | 0.13525 | 5.9205 | 43.7735 | 0.13525 | 0.08554% | 0.41507 | 0.41468 | 16593.3004 | 2725.7619 | 1237.4149 | 12630.1236 | 16594.6048 | 0 | 0 | 16594.6048 | 0.001237%
2026 | 222 | 222-1990R | Tier-3 | Tier-3---1 | 5--5 | 81 | 2 | 4318.7821 | 96.21% | 3.588% | 0.2018% | 5.0785 | 0 | 0 | 5.0785 | 0 | 4.8445 | 20.7766 | 0.23317 | 4.8445 | 20.7766 | 0.23317 | 5.1034 | 21.8868 | 0.23317 | 0.1176% | 0.41211 | 0.41161 | 10479.6421 | 1615.523 | 393.9401 | 8470.179 | 10480.128 | 0 | 0 | 10480.128 | 0.001066%
2026 | 222 | 222-2013R | Tier-3 | Tier-3---7 | 5--5 | 132 | 2 | 1434.8215 | 80% | 19.3% | 0.6983% | 0.86094 | 0 | 0 | 0.86094 | 0 | 0.82128 | 20.7766 | 0.039529 | 0.82128 | 20.7766 | 0.039529 | 0.86516 | 21.8868 | 0.039529 | 0.06% | 0.27927 | 0.27906 | 5137.7317 | 647.5611 | 923.7481 | 3566.4225 | 5138.5027 | 0 | 0 | 5138.5027 | 0.0001807%
2026 | 222 | 222-2085 | Tier-3 | Tier-3---3 | 5--5 | 1220 | 8 | 3261.4227 | 83.38% | 16% | 0.6198% | 0.8827 | 0 | 0 | 0.8827 | 0 | 0.84204 | 83.1066 | 0.010132 | 0.84204 | 83.1066 | 0.010132 | 0.88703 | 87.5471 | 0.010132 | 0.02706% | 0.35117 | 0.35106 | 9287.3202 | 1207.9834 | 1459.1451 | 6620.1916 | 9287.8213 | 0 | 0 | 9287.8213 | 0.0001853%
2026 | 230 | 230-127AE | Tier-2 | Tier-2---7 | 5--5 | 52 | 1 | 422.4651 | 76.79% | 21.48% | 1.73% | 0.3088 | 0 | 0 | 0.3088 | 0 | 0.29458 | 10.3883 | 0.028356 | 0.29458 | 10.3883 | 0.028356 | 0.31032 | 10.9434 | 0.028356 | 0.0731% | 0.093988 | 0.093899 | 4494.8739 | 563.2432 | 960.6446 | 2970.9861 | 4495.8681 | 0 | 0 | 4495.8681 | 6.482e-05%
2026 | 230 | 230-133AE | Tier-2 | Tier-2---6 | 5--5 | 84 | 3 | 947.6516 | 88.55% | 10.64% | 0.8078% | 1.4835 | 0 | 0 | 1.4835 | 0 | 1.4152 | 31.165 | 0.045409 | 1.4152 | 31.165 | 0.045409 | 1.4908 | 32.8301 | 0.045409 | 0.1565% | 0.095565 | 0.095396 | 9916.3461 | 1445.4329 | 1050.4793 | 7420.4339 | 9918.3565 | 0 | 0 | 9918.3565 | 0.0003114%
2026 | 230 | 230-1586R | Tier-2 | Tier-2---7 | 4--5 | 57 | 3 | 476.4865 | 62.01% | 36.72% | 1.273% | 0.76976 | 0 | 0 | 0.76976 | 0 | 0.7343 | 31.165 | 0.023562 | 0.7343 | 31.165 | 0.023562 | 0.77354 | 32.8301 | 0.023562 | 0.1616% | 0.084625 | 0.084405 | 5630.5637 | 561.1393 | 2038.0856 | 3031.3388 | 5636.1512 | 0 | 0 | 5636.1512 | 0.0001616%
2026 | 230 | 230-1606R | Tier-2 | Tier-2---11 | 4--4 | 17 | 2 | 185.0767 | 40.42% | 58.67% | 0.9045% | 0.43568 | 0 | 0 | 0.43568 | 0 | 0.41561 | 20.7766 | 0.020004 | 0.41561 | 20.7766 | 0.020004 | 0.43781 | 21.8868 | 0.020004 | 0.2354% | 0.062818 | 0.062452 | 2946.2367 | 194.5466 | 1610.7155 | 1140.9746 | 2956.5185 | 0 | 0 | 2956.5185 | 9.145e-05%
2026 | 231 | 231-1635R | Tier-2 | Tier-2---4 | 5--5 | 151 | 9 | 1024.1696 | 93.53% | 4.422% | 2.048% | 2.8262 | 0 | 0 | 2.8262 | 0 | 2.696 | 93.4949 | 0.028835 | 2.696 | 93.4949 | 0.028835 | 2.84 | 98.4904 | 0.028835 | 0.2759% | 0.11648 | 0.11613 | 8792.8912 | 1469.9696 | 598.2137 | 6724.7079 | 8794.5745 | 0 | 0 | 8794.5745 | 0.0005932%
2026 | 231 | CB 231 | Tier-2 | Tier-2---7 | 4--5 | 50 | 1 | 416.5176 | 95.81% | 2.821% | 1.365% | 0.39509 | 0 | 0 | 0.39509 | 0 | 0.37689 | 10.3883 | 0.03628 | 0.37689 | 10.3883 | 0.03628 | 0.39703 | 10.9434 | 0.03628 | 0.09486% | 0.037573 | 0.037535 | 11085.6737 | 1859.8233 | 754.4202 | 8471.4303 | 11086.1335 | 0 | 0 | 11086.1335 | 8.293e-05%
2026 | 233 | 233-123R | Tier-2 | Tier-2---4 | 4--5 | 57 | 2 | 528.7545 | 93.49% | 4.613% | 1.898% | 0.85857 | 0 | 0 | 0.85857 | 0 | 0.81901 | 20.7766 | 0.03942 | 0.81901 | 20.7766 | 0.03942 | 0.86277 | 21.8868 | 0.03942 | 0.1624% | 0.06125 | 0.061144 | 8632.6707 | 1309.838 | 600.1971 | 6722.6355 | 8633.6486 | 0 | 0 | 8633.6486 | 0.0001802%
2026 | 233 | 233-41R | Tier-2 | Tier-2---9 | 4--5 | 47 | 2 | 183.353 | 90.69% | 5.205% | 4.101% | 0.35027 | 0 | 0 | 0.35027 | 0 | 0.33413 | 20.7766 | 0.016082 | 0.33413 | 20.7766 | 0.016082 | 0.35199 | 21.8868 | 0.016082 | 0.191% | 0.044487 | 0.044393 | 4121.4954 | 626.0879 | 496.8097 | 2998.5978 | 4122.305 | 0 | 0 | 4122.305 | 7.352e-05%
2026 | 233 | 233-86F | Tier-2 | Tier-2---8 | 5--5 | 79 | 1 | 706.2331 | 54.32% | 44.07% | 1.616% | 0.24035 | 0 | 0 | 0.24035 | 0 | 0.22928 | 10.3883 | 0.022071 | 0.22928 | 10.3883 | 0.022071 | 0.24153 | 10.9434 | 0.022071 | 0.03403% | 0.1204 | 0.12032 | 5865.9084 | 518.326 | 2449.0121 | 2898.5703 | 5867.5886 | 0 | 0 | 5867.5886 | 5.045e-05%
2026 | 233 | CB 233 | Tier-2 | Tier-2---4 | 4--5 | 102 | 5 | 763.9567 | 93.34% | 4.903% | 1.762% | 1.7302 | 0 | 0 | 1.7302 | 0 | 1.6505 | 51.9416 | 0.031775 | 1.6505 | 51.9416 | 0.031775 | 1.7387 | 54.7169 | 0.031775 | 0.2265% | 0.075451 | 0.075268 | 10125.1756 | 1595.7447 | 1194.5405 | 7334.8905 | 10126.8171 | 0 | 0 | 10126.8171 | 0.0003632%
2026 | 234 | CB 234 | Tier-2 | Tier-2---4 | 4--5 | 17 | 1 | 535.5214 | 93.25% | 5.438% | 1.313% | 1.454 | 0 | 0 | 1.454 | 0 | 1.3871 | 10.3883 | 0.13352 | 1.3871 | 10.3883 | 0.13352 | 1.4612 | 10.9434 | 0.13352 | 0.2715% | 0.044658 | 0.044528 | 11991.611 | 2064.9333 | 958.1122 | 8968.5654 | 11993.9752 | 0 | 0 | 11993.9752 | 0.0003052%
2026 | 235 | 235-897R | Tier-2 | Tier-2---5 | 5--5 | 14 | 1 | 866.8246 | 43.88% | 55.6% | 0.5206% | 1.3449 | 0 | 0 | 1.3449 | 0 | 1.283 | 10.3883 | 0.1235 | 1.283 | 10.3883 | 0.1235 | 1.3515 | 10.9434 | 0.1235 | 0.1552% | 0.1179 | 0.11748 | 7352.2019 | 570.5761 | 3790.2833 | 2991.3426 | 7366.8415 | 0 | 0 | 7366.8415 | 0.0002823%
2026 | 236 | 236-1561R | Tier-3 | Tier-3---13 | 5--4 | 37 | 1 | 444.4117 | 83% | 16.25% | 0.7514% | 0.49345 | 0 | 0 | 0.49345 | 0 | 0.47072 | 10.3883 | 0.045312 | 0.47072 | 10.3883 | 0.045312 | 0.49587 | 10.9434 | 0.045312 | 0.111% | 0.17766 | 0.17742 | 2501.5323 | 344.8298 | 385.247 | 1771.4555 | 2502.1022 | 0 | 0 | 2502.1022 | 0.0001036%
2026 | 236 | 236-1563R | Tier-3 | Tier-3---13 | 5--4 | 25 | 1 | 322.2295 | 90.43% | 8.853% | 0.72% | 0.57694 | 0 | 0 | 0.57694 | 0 | 0.55036 | 10.3883 | 0.052979 | 0.55036 | 10.3883 | 0.052979 | 0.57977 | 10.9434 | 0.052979 | 0.179% | 0.17215 | 0.17181 | 1871.7647 | 281.6479 | 145.5683 | 1444.5485 | 1872.1202 | 0 | 0 | 1872.1202 | 0.0001211%
2026 | 236 | 236-1567R | Tier-3 | Tier-3---10 | 5--5 | 51 | 2 | 728.3381 | 86.22% | 13.17% | 0.6054% | 1.219 | 0 | 0 | 1.219 | 0 | 1.1629 | 20.7766 | 0.05597 | 1.1629 | 20.7766 | 0.05597 | 1.225 | 21.8868 | 0.05597 | 0.1674% | 0.18129 | 0.18094 | 4017.5481 | 642.8423 | 507.3315 | 2867.3744 | 4018.6248 | 0 | 0 | 4018.6248 | 0.0002559%
2026 | 236 | 236-1569R | Tier-3 | Tier-3---8 | 5--5 | 124 | 4 | 2598.3213 | 86.94% | 12.66% | 0.4079% | 3.6069 | 0 | 0 | 3.6069 | 0 | 3.4407 | 41.5533 | 0.082803 | 3.4407 | 41.5533 | 0.082803 | 3.6246 | 43.7735 | 0.082803 | 0.1388% | 0.21435 | 0.214 | 12122.1344 | 1764.7125 | 1443.2517 | 8914.1702 | 12124.6672 | 0 | 0 | 12124.6672 | 0.0007571%
2026 | 236 | 236-1573R | Tier-3 | Tier-3---7 | 5--5 | 56 | 1 | 969.4749 | 84.94% | 14.59% | 0.4654% | 0.7279 | 0 | 0 | 0.7279 | 0 | 0.69437 | 10.3883 | 0.066841 | 0.69437 | 10.3883 | 0.066841 | 0.73147 | 10.9434 | 0.066841 | 0.07508% | 0.18488 | 0.18471 | 5243.9365 | 792.3542 | 712.8146 | 3738.7677 | 5244.6352 | 0 | 0 | 5244.6352 | 0.0001528%
2026 | 236 | CB 236 | Tier-2 | Tier-2---1 | 5--5 | 32 | 1 | 1431.5889 | 79.32% | 20.27% | 0.409% | 1.7566 | 0 | 0 | 1.7566 | 0 | 1.6757 | 10.3883 | 0.16131 | 1.6757 | 10.3883 | 0.16131 | 1.7652 | 10.9434 | 0.16131 | 0.1227% | 0.1419 | 0.14168 | 10088.9585 | 1415.4843 | 1966.6729 | 6706.8012 | 10092.1902 | 0 | 0 | 10092.1902 | 0.0003687%
2026 | 237 | 237-1761R | Tier-3 | Tier-3---12 | 5--5 | 16 | 1 | 522.7762 | 95.9% | 3.361% | 0.7442% | 1.551 | 0 | 0 | 1.551 | 0 | 1.4795 | 10.3883 | 0.14242 | 1.4795 | 10.3883 | 0.14242 | 1.5586 | 10.9434 | 0.14242 | 0.2967% | 0.14935 | 0.14889 | 3500.2866 | 538.7804 | 128.5026 | 2833.0037 | 3500.7325 | 0 | 0 | 3500.7325 | 0.0003255%
2026 | 237 | 237-1765R | Tier-3 | Tier-3---1 | 5--5 | 62 | 2 | 2444.4351 | 92.59% | 7.183% | 0.2234% | 3.6141 | 0 | 0 | 3.6141 | 0 | 3.4476 | 20.7766 | 0.16594 | 3.4476 | 20.7766 | 0.16594 | 3.6318 | 21.8868 | 0.16594 | 0.1479% | 0.25909 | 0.25867 | 9434.877 | 1790.0282 | 634.4518 | 7010.397 | 9435.9946 | 0 | 0 | 9435.9946 | 0.0007586%
2026 | 237 | 237-17R | Tier-2 | Tier-2---1 | 5--5 | 71 | 2 | 2654.2774 | 88.95% | 10.68% | 0.3671% | 3.2922 | 0 | 0 | 3.2922 | 0 | 3.1405 | 20.7766 | 0.15116 | 3.1405 | 20.7766 | 0.15116 | 3.3083 | 21.8868 | 0.15116 | 0.124% | 0.15539 | 0.15517 | 17081.2815 | 2840.7254 | 1819.0583 | 12421.4979 | 17083.9165 | 0 | 0 | 17083.9165 | 0.000691%
2026 | 237 | 237-28F | Tier-2 | Tier-2---7 | 5--5 | 13 | 1 | 276.8464 | 89.51% | 9.983% | 0.5111% | 0.94352 | 0 | 0 | 0.94352 | 0 | 0.90006 | 10.3883 | 0.086641 | 0.90006 | 10.3883 | 0.086641 | 0.94815 | 10.9434 | 0.086641 | 0.3408% | 0.10804 | 0.10763 | 2562.3441 | 370.7553 | 259.1168 | 1932.4719 | 2563.3719 | 0 | 0 | 2563.3719 | 0.000198%
2026 | 237 | 237-2R | Tier-3 | Tier-3---2 | 5--5 | 165 | 1 | 3287.5739 | 91.84% | 7.803% | 0.3572% | 0.90579 | 0 | 0 | 0.90579 | 0 | 0.86406 | 10.3883 | 0.083176 | 0.86406 | 10.3883 | 0.083176 | 0.91023 | 10.9434 | 0.083176 | 0.02755% | 0.18156 | 0.1815 | 18107.5885 | 3632.5791 | 1358.7984 | 13116.211 | 18108.0319 | 0 | 0 | 18108.0319 | 0.0001901%
2026 | 237 | 237-30R | Tier-3 | Tier-3---1 | 5--5 | 182 | 6 | 6959.5787 | 90.17% | 9.556% | 0.2771% | 10.2404 | 0 | 0 | 10.2404 | 0 | 9.7686 | 62.3299 | 0.15672 | 9.7686 | 62.3299 | 0.15672 | 10.2906 | 65.6603 | 0.15672 | 0.1471% | 0.49249 | 0.49168 | 14131.5489 | 2201.6928 | 1248.2128 | 10681.6433 | 14133.8201 | 0 | 0 | 14133.8201 | 0.002149%
2026 | 239 | 239-2213R | Tier-3 | Tier-3---15 | 5--4 | 23 | 1 | 215.3295 | 82.04% | 16.39% | 1.578% | 0.38017 | 0 | 0 | 0.38017 | 0 | 0.36266 | 10.3883 | 0.03491 | 0.36266 | 10.3883 | 0.03491 | 0.38204 | 10.9434 | 0.03491 | 0.1766% | 0.1294 | 0.12913 | 1664.0021 | 212.2821 | 299.3019 | 1152.4181 | 1664.6468 | 0 | 0 | 1664.6468 | 7.98e-05%
2026 | 239 | 239-2215R | Tier-3 | Tier-3---10 | 5--5 | 72 | 1 | 915.8385 | 88.22% | 10.91% | 0.8692% | 0.55546 | 0 | 0 | 0.55546 | 0 | 0.52987 | 10.3883 | 0.051007 | 0.52987 | 10.3883 | 0.051007 | 0.55819 | 10.9434 | 0.051007 | 0.06065% | 0.15408 | 0.15397 | 5944.0776 | 898.9932 | 660.8714 | 4384.2129 | 5944.5594 | 0 | 0 | 5944.5594 | 0.0001166%
2026 | 240 | 240-1148 | Tier-3 | Tier-3---17 | 4--4 | 17 | 1 | 81.4187 | 85.86% | 11.44% | 2.706% | 0.20354 | 0 | 0 | 0.20354 | 0 | 0.19416 | 10.3883 | 0.018691 | 0.19416 | 10.3883 | 0.018691 | 0.20454 | 10.9434 | 0.018691 | 0.25% | 0.037482 | 0.037373 | 2172.1964 | 294.7676 | 257.633 | 1619.7958 | 2173.0936 | 0 | 0 | 2173.0936 | 4.272e-05%
2026 | 240 | 240-2004R | Tier-3 | Tier-3---12 | 5--5 | 73 | 1 | 772.9985 | 88.27% | 9.933% | 1.797% | 0.46267 | 0 | 0 | 0.46267 | 0 | 0.44136 | 10.3883 | 0.042486 | 0.44136 | 10.3883 | 0.042486 | 0.46494 | 10.9434 | 0.042486 | 0.05985% | 0.095775 | 0.09571 | 8070.9504 | 1314.8813 | 873.0539 | 5883.0151 | 8071.5928 | 0 | 0 | 8071.5928 | 9.712e-05%
2026 | 240 | 240-2006R | Tier-3 | Tier-3---12 | 4--5 | 50 | 1 | 539.6343 | 93.67% | 5.127% | 1.207% | 0.5004 | 0 | 0 | 0.5004 | 0 | 0.47735 | 10.3883 | 0.04595 | 0.47735 | 10.3883 | 0.04595 | 0.50285 | 10.9434 | 0.04595 | 0.09273% | 0.06999 | 0.069921 | 7710.1411 | 1171.5655 | 451.3222 | 6087.2534 | 7710.6251 | 0 | 0 | 7710.6251 | 0.000105%
2026 | 240 | 240-2032R | Tier-3 | Tier-3---12 | 5--5 | 104 | 3 | 650.049 | 82.45% | 16.15% | 1.395% | 0.76533 | 0 | 0 | 0.76533 | 0 | 0.73007 | 31.165 | 0.023426 | 0.73007 | 31.165 | 0.023426 | 0.76908 | 32.8301 | 0.023426 | 0.1177% | 0.12278 | 0.1226 | 5294.5591 | 720.5691 | 843.0129 | 3730.977 | 5295.8875 | 0 | 0 | 5295.8875 | 0.0001606%
2026 | 242 | CB 242 | Tier-2 | Tier-2---11 | 5--3 | 9 | 1 | 207.8863 | 31.82% | 66.99% | 1.182% | 0.36386 | 0 | 0 | 0.36386 | 0 | 0.3471 | 10.3883 | 0.033412 | 0.3471 | 10.3883 | 0.033412 | 0.36565 | 10.9434 | 0.033412 | 0.175% | 0.1014 | 0.10085 | 2050.064 | 80.1099 | 1437.2921 | 532.662 | 2057.7937 | 0 | 0 | 2057.7937 | 7.637e-05%
2026 | 246 | 246-34R | Tier-3 | Tier-3---12 | 4--5 | 71 | 1 | 673.2377 | 73.17% | 25.57% | 1.264% | 0.34343 | 0 | 0 | 0.34343 | 0 | 0.32761 | 10.3883 | 0.031536 | 0.32761 | 10.3883 | 0.031536 | 0.34511 | 10.9434 | 0.031536 | 0.05101% | 0.070488 | 0.070439 | 9551.097 | 1283.5559 | 2416.0529 | 5851.4883 | 9552.8849 | 0 | 0 | 9552.8849 | 7.209e-05%
2026 | 246 | CB 246 | Tier-2 | Tier-2---7 | 4--5 | 24 | 1 | 397.8494 | 64.68% | 33.47% | 1.858% | 0.5307 | 0 | 0 | 0.5307 | 0 | 0.50625 | 10.3883 | 0.048733 | 0.50625 | 10.3883 | 0.048733 | 0.5333 | 10.9434 | 0.048733 | 0.1334% | 0.066431 | 0.066294 | 5988.8765 | 880.2356 | 2229.0372 | 2879.6037 | 5993.2488 | 0 | 0 | 5993.2488 | 0.0001114%
2026 | 247 | 247-46 | Tier-3 | Tier-3---16 | 4--5 | 33 | 1 | 297.9922 | 66.6% | 32.06% | 1.34% | 0.29768 | 0 | 0 | 0.29768 | 0 | 0.28397 | 10.3883 | 0.027336 | 0.28397 | 10.3883 | 0.027336 | 0.29914 | 10.9434 | 0.027336 | 0.0999% | 0.045228 | 0.045161 | 6588.6081 | 720.5327 | 2027.5414 | 3840.534 | 6591.9141 | 0 | 0 | 6591.9141 | 6.248e-05%
2026 | 248 | CB 248 | Tier-2 | Tier-2---9 | 3--5 | 30 | 1 | 152.3893 | 96.93% | 0% | 3.073% | 0.24372 | 0 | 0 | 0.24372 | 0 | 0.23249 | 10.3883 | 0.02238 | 0.23249 | 10.3883 | 0.02238 | 0.24491 | 10.9434 | 0.02238 | 0.1599% | 0.01881 | 0.018779 | 8101.4189 | 1342.8535 | 227.2912 | 6531.2742 | 8101.8304 | 0 | 0 | 8101.8304 | 5.116e-05%
2026 | 249 | 249-24R | Tier-3 | Tier-3---12 | 5--5 | 99 | 1 | 678.7483 | 77.57% | 20.95% | 1.472% | 0.26326 | 0 | 0 | 0.26326 | 0 | 0.25113 | 10.3883 | 0.024175 | 0.25113 | 10.3883 | 0.024175 | 0.26455 | 10.9434 | 0.024175 | 0.03879% | 0.10094 | 0.10089 | 6724.4875 | 983.1026 | 1380.1319 | 4361.253 | 6725.242 | 0 | 0 | 6725.242 | 5.526e-05%
2026 | 283 | 283-55R | Tier-3 | Tier-3---9 | 5--5 | 29 | 1 | 691.0798 | 89.15% | 10.28% | 0.5685% | 1.0517 | 0 | 0 | 1.0517 | 0 | 1.0032 | 10.3883 | 0.096572 | 1.0032 | 10.3883 | 0.096572 | 1.0568 | 10.9434 | 0.096572 | 0.1522% | 0.20157 | 0.20123 | 3428.458 | 524.1491 | 347.4063 | 2556.9026 | 3429.0937 | 0 | 0 | 3429.0937 | 0.0002207%
2026 | 283 | 283-71F | Tier-3 | Tier-3---13 | 5--4 | 40 | 3 | 488.2766 | 50.8% | 48.52% | 0.6792% | 0.92095 | 0 | 0 | 0.92095 | 0 | 0.87853 | 31.165 | 0.02819 | 0.87853 | 31.165 | 0.02819 | 0.92547 | 32.8301 | 0.02819 | 0.1886% | 0.19011 | 0.18941 | 2568.3277 | 217.0861 | 1132.2268 | 1219.0148 | 2573.0359 | 0 | 0 | 2573.0359 | 0.0001933%
2026 | 327 | CB 327 | Tier-3 | Tier-3---16 | 4--5 | 1 | 1 | 193.645 | 98.47% | 1.165% | 0.3624% | 9.439 | 0 | 0 | 9.439 | 0 | 9.0042 | 10.3883 | 0.86676 | 9.0042 | 10.3883 | 0.86676 | 9.4853 | 10.9434 | 0.86676 | 4.874% | 0.076966 | 0.073157 | 2515.9681 | 429.9476 | 31.582 | 2054.4384 | 2517.9694 | 0 | 0 | 2517.9694 | 0.001981%
2026 | 350 | 350-2188R | Tier-2 | Tier-2---5 | 5--5 | 138 | 3 | 752.4795 | 78.87% | 19.12% | 2.014% | 0.63861 | 0 | 0 | 0.63861 | 0 | 0.60919 | 31.165 | 0.019547 | 0.60919 | 31.165 | 0.019547 | 0.64174 | 32.8301 | 0.019547 | 0.08487% | 0.15121 | 0.15105 | 4976.3874 | 631.9786 | 954.5279 | 3389.8809 | 4977.5204 | 0 | 0 | 4977.5204 | 0.000134%
2026 | 350 | 350-2192R | Tier-2 | Tier-2---2 | 5--5 | 245 | 6 | 2025.3012 | 87.53% | 11.37% | 1.097% | 2.1489 | 0 | 0 | 2.1489 | 0 | 2.0499 | 62.3299 | 0.032889 | 2.0499 | 62.3299 | 0.032889 | 2.1595 | 65.6603 | 0.032889 | 0.1061% | 0.18928 | 0.18905 | 10700.2197 | 1640.6573 | 1261.0201 | 7798.5423 | 10701.8395 | 0 | 0 | 10701.8395 | 0.0004511%
2026 | 350 | 350-2196R | Tier-2 | Tier-2---5 | 5--5 | 229 | 5 | 1111.1446 | 85.23% | 12.69% | 2.072% | 1.0236 | 0 | 0 | 1.0236 | 0 | 0.97643 | 51.9416 | 0.018799 | 0.97643 | 51.9416 | 0.018799 | 1.0286 | 54.7169 | 0.018799 | 0.09212% | 0.19915 | 0.19893 | 5579.5197 | 797.1006 | 755.2806 | 4027.1385 | 5580.4111 | 0 | 0 | 5580.4111 | 0.0002149%
2026 | 350 | 350-2201R | Tier-3 | Tier-3---4 | 5--5 | 92 | 2 | 1600.0661 | 94.09% | 5.343% | 0.5699% | 1.62 | 0 | 0 | 1.62 | 0 | 1.5454 | 20.7766 | 0.07438 | 1.5454 | 20.7766 | 0.07438 | 1.6279 | 21.8868 | 0.07438 | 0.1012% | 0.1241 | 0.12397 | 12893.008 | 2307.4254 | 698.8971 | 9886.6855 | 12893.8292 | 0 | 0 | 12893.8292 | 0.00034%
2026 | 350 | 350-41R | Tier-2 | Tier-2---3 | 5--5 | 107 | 3 | 1428.3995 | 91.38% | 7.839% | 0.7806% | 1.8115 | 0 | 0 | 1.8115 | 0 | 1.7281 | 31.165 | 0.055449 | 1.7281 | 31.165 | 0.055449 | 1.8204 | 32.8301 | 0.055449 | 0.1268% | 0.12896 | 0.12878 | 11076.0411 | 1996.9228 | 1010.9834 | 8068.135 | 11077.368 | 0 | 0 | 11077.368 | 0.0003802%
2026 | 353 | 353-593F | Tier-2 | Tier-2---7 | 5--5 | 7 | 1 | 254.848 | 92.09% | 7.347% | 0.5637% | 1.6596 | 0 | 0 | 1.6596 | 0 | 1.5831 | 10.3883 | 0.15239 | 1.5831 | 10.3883 | 0.15239 | 1.6677 | 10.9434 | 0.15239 | 0.6512% | 0.10537 | 0.10463 | 2418.5368 | 364.9212 | 170.4852 | 1883.1304 | 2419.8993 | 0 | 0 | 2419.8993 | 0.0003483%
2026 | 353 | 353-900F | Tier-2 | Tier-2---8 | 5--5 | 7 | 1 | 371.854 | 40.83% | 58.99% | 0.1797% | 1.0736 | 0 | 0 | 1.0736 | 0 | 1.0242 | 10.3883 | 0.098588 | 1.0242 | 10.3883 | 0.098588 | 1.0789 | 10.9434 | 0.098588 | 0.2887% | 0.10085 | 0.10014 | 3687.104 | 250.2733 | 1989.9286 | 1446.9021 | 3702.6416 | 0 | 0 | 3702.6416 | 0.0002254%
2026 | 353 | 353-904R | Tier-2 | Tier-2---3 | 5--5 | 42 | 1 | 1250.3913 | 94% | 5.586% | 0.417% | 1.3852 | 0 | 0 | 1.3852 | 0 | 1.3214 | 10.3883 | 0.1272 | 1.3214 | 10.3883 | 0.1272 | 1.392 | 10.9434 | 0.1272 | 0.1108% | 0.12577 | 0.12562 | 9941.809 | 1678.6898 | 757.2282 | 7505.891 | 9942.5132 | 0 | 0 | 9942.5132 | 0.0002908%
2026 | 354 | 354-1706R | Tier-2 | Tier-2---1 | 5--5 | 121 | 2 | 2161.9809 | 92.27% | 7.167% | 0.5599% | 1.6322 | 0 | 0 | 1.6322 | 0 | 1.557 | 20.7766 | 0.074941 | 1.557 | 20.7766 | 0.074941 | 1.6402 | 21.8868 | 0.074941 | 0.0755% | 0.13939 | 0.13928 | 15510.3907 | 2900.5229 | 1230.7208 | 11379.147 | 15511.372 | 0 | 0 | 15511.372 | 0.0003426%
2026 | 355 | CB 355 | Tier-2 | Tier-2---3 | 5--5 | 83 | 1 | 1277.9843 | 89.96% | 9.576% | 0.4654% | 0.68564 | 0 | 0 | 0.68564 | 0 | 0.65405 | 10.3883 | 0.06296 | 0.65405 | 10.3883 | 0.06296 | 0.689 | 10.9434 | 0.06296 | 0.05365% | 0.1048 | 0.10474 | 12194.1112 | 2321.0506 | 1198.9562 | 8674.1044 | 12194.8419 | 0 | 0 | 12194.8419 | 0.0001439%
2026 | 356 | 356-16R | Tier-2 | Tier-2---4 | 4--5 | 50 | 1 | 692.7279 | 85.74% | 13.66% | 0.5932% | 0.58802 | 0 | 0 | 0.58802 | 0 | 0.56093 | 10.3883 | 0.053997 | 0.56093 | 10.3883 | 0.053997 | 0.5909 | 10.9434 | 0.053997 | 0.08489% | 0.090754 | 0.090664 | 7633.0284 | 1263.3568 | 1174.8968 | 5194.7749 | 7634.1069 | 0 | 0 | 7634.1069 | 0.0001234%
2026 | 356 | 356-19R | Tier-3 | Tier-3---8 | 5--5 | 140 | 2 | 2142.9106 | 83.66% | 15.67% | 0.6694% | 1.2677 | 0 | 0 | 1.2677 | 0 | 1.2093 | 20.7766 | 0.058206 | 1.2093 | 20.7766 | 0.058206 | 1.274 | 21.8868 | 0.058206 | 0.05916% | 0.16775 | 0.16764 | 12774.1099 | 1993.4622 | 1945.7185 | 8834.9292 | 12775.5869 | 0 | 0 | 12775.5869 | 0.0002661%
2026 | 356 | 356-30AE | Tier-3 | Tier-3---6 | 5--5 | 92 | 2 | 1548.5525 | 73.09% | 26.03% | 0.8808% | 1.2179 | 0 | 0 | 1.2179 | 0 | 1.1618 | 20.7766 | 0.055917 | 1.1618 | 20.7766 | 0.055917 | 1.2238 | 21.8868 | 0.055917 | 0.07865% | 0.14106 | 0.14091 | 10978.0949 | 1533.3184 | 2733.1665 | 6711.61 | 10981.2779 | 0 | 0 | 10981.2779 | 0.0002556%
2026 | 357 | 357-2049F | Tier-3 | Tier-3---8 | 5--5 | 84 | 1 | 1568.933 | 87.25% | 12.44% | 0.3075% | 0.80665 | 0 | 0 | 0.80665 | 0 | 0.76949 | 10.3883 | 0.074073 | 0.76949 | 10.3883 | 0.074073 | 0.81061 | 10.9434 | 0.074073 | 0.05141% | 0.18286 | 0.18276 | 8579.8277 | 1438.1344 | 1001.8193 | 6139.874 | 8580.4728 | 0 | 0 | 8580.4728 | 0.0001693%
2026 | 357 | 357-45R | Tier-3 | Tier-3---8 | 5--5 | 116 | 3 | 2182.2622 | 79.98% | 19.64% | 0.3802% | 2.2344 | 0 | 0 | 2.2344 | 0 | 2.1315 | 31.165 | 0.068394 | 2.1315 | 31.165 | 0.068394 | 2.2454 | 32.8301 | 0.068394 | 0.1024% | 0.18538 | 0.18514 | 11771.8449 | 1935.5654 | 2204.1059 | 7632.1736 | 11774.8655 | 0 | 0 | 11774.8655 | 0.000469%
2026 | 357 | 357-50R | Tier-3 | Tier-3---4 | 5--5 | 116 | 4 | 1441.553 | 79.05% | 20.4% | 0.5522% | 1.9452 | 0 | 0 | 1.9452 | 0 | 1.8555 | 41.5533 | 0.044655 | 1.8555 | 41.5533 | 0.044655 | 1.9547 | 43.7735 | 0.044655 | 0.1349% | 0.14913 | 0.14887 | 9666.6259 | 1487.063 | 1867.4945 | 6312.0683 | 9670.088 | 0 | 0 | 9670.088 | 0.0004083%
2026 | 357 | 357-750R | Tier-2 | Tier-2---2 | 5--5 | 94 | 3 | 1439.7107 | 82.49% | 17.1% | 0.4096% | 1.8761 | 0 | 0 | 1.8761 | 0 | 1.7897 | 31.165 | 0.057427 | 1.7897 | 31.165 | 0.057427 | 1.8853 | 32.8301 | 0.057427 | 0.1303% | 0.171 | 0.17073 | 8419.2134 | 1423.2143 | 1353.8833 | 5642.1158 | 8421.5463 | 0 | 0 | 8421.5463 | 0.0003938%
2026 | 357 | CB 357 | Tier-3 | Tier-3---10 | 5--5 | 53 | 1 | 902.4975 | 73.58% | 26.03% | 0.3952% | 0.62018 | 0 | 0 | 0.62018 | 0 | 0.59161 | 10.3883 | 0.05695 | 0.59161 | 10.3883 | 0.05695 | 0.62322 | 10.9434 | 0.05695 | 0.06872% | 0.12773 | 0.12761 | 7065.5334 | 866.3454 | 1820.4674 | 4378.7206 | 7067.2787 | 0 | 0 | 7067.2787 | 0.0001302%
2026 | 358 | 358-682F | Tier-3 | Tier-3---3 | 5--5 | 99 | 7 | 3753.9781 | 86.22% | 13.57% | 0.2039% | 11.3288 | 0 | 0 | 11.3288 | 0 | 10.8069 | 72.7182 | 0.14861 | 10.8069 | 72.7182 | 0.14861 | 11.3843 | 76.6037 | 0.14861 | 0.3018% | 0.54241 | 0.54052 | 6920.8673 | 1067.6333 | 861.2358 | 4991.9981 | 6924.2162 | 0 | 0 | 6924.2162 | 0.002378%
2026 | 393 | 393-14R | Tier-2 | Tier-2---10 | 5--4 | 2 | 1 | 777.0926 | 5.544% | 94.24% | 0.2191% | 1.0663 | 0 | 0 | 1.0663 | 0 | 1.0172 | 10.3883 | 0.097919 | 1.0172 | 10.3883 | 0.097919 | 1.0716 | 10.9434 | 0.097919 | 0.1372% | 0.10079 | 0.098298 | 7709.7876 | 115.9827 | 6667.436 | 926.369 | 7894.5995 | 0 | 0 | 7894.5995 | 0.0002238%
2026 | 396 | 396-699R | Tier-2 | Tier-2---5 | 5--5 | 65 | 2 | 888.3486 | 59.21% | 39.34% | 1.447% | 0.80118 | 0 | 0 | 0.80118 | 0 | 0.76427 | 20.7766 | 0.036785 | 0.76427 | 20.7766 | 0.036785 | 0.8051 | 21.8868 | 0.036785 | 0.09019% | 0.15664 | 0.1564 | 5671.3841 | 668.179 | 2146.3409 | 2856.8642 | 5674.9126 | 0 | 0 | 5674.9126 | 0.0001682%
2026 | 411 | 411-30R | Tier-3 | Tier-3---6 | 5--5 | 90 | 2 | 1028.3805 | 90.72% | 7.641% | 1.643% | 1.0262 | 0 | 0 | 1.0262 | 0 | 0.97892 | 20.7766 | 0.047116 | 0.97892 | 20.7766 | 0.047116 | 1.0312 | 21.8868 | 0.047116 | 0.09979% | 0.10309 | 0.10298 | 9975.2889 | 1901.318 | 929.458 | 7144.5129 | 9976.3088 | 0 | 0 | 9976.3088 | 0.0002154%
2026 | 441 | 441-27R | Tier-3 | Tier-3---9 | 5--4 | 27 | 1 | 878.0372 | 89.43% | 10.14% | 0.4287% | 1.4396 | 0 | 0 | 1.4396 | 0 | 1.3733 | 10.3883 | 0.13219 | 1.3733 | 10.3883 | 0.13219 | 1.4466 | 10.9434 | 0.13219 | 0.164% | 0.55752 | 0.5565 | 1574.8947 | 207.3126 | 146.5629 | 1221.0192 | 1575.2004 | 0 | 0 | 1575.2004 | 0.0003022%
2026 | 442 | 442-509R | Tier-3 | Tier-3---15 | 5--3 | 31 | 1 | 278.3023 | 54.83% | 44.11% | 1.062% | 0.24364 | 0 | 0 | 0.24364 | 0 | 0.23241 | 10.3883 | 0.022372 | 0.23241 | 10.3883 | 0.022372 | 0.24483 | 10.9434 | 0.022372 | 0.08754% | 0.36954 | 0.36895 | 753.0994 | 59.1542 | 305.0958 | 388.8494 | 753.6435 | 0 | 0 | 753.6435 | 5.114e-05%
2026 | 442 | 442-525 | Tier-3 | Tier-3---18 | 5--2 | 22 | 1 | 299.6774 | 27.82% | 71.36% | 0.8189% | 0.18758 | 0 | 0 | 0.18758 | 0 | 0.17894 | 10.3883 | 0.017225 | 0.17894 | 10.3883 | 0.017225 | 0.1885 | 10.9434 | 0.017225 | 0.06259% | 0.36155 | 0.36074 | 828.8663 | 34.3592 | 535.1133 | 259.3938 | 830.2154 | 0 | 0 | 830.2154 | 3.937e-05%
2026 | 442 | 442-728R | Tier-3 | Tier-3---5 | 5--5 | 161 | 4 | 2907.2477 | 55.16% | 44.36% | 0.4825% | 1.9722 | 0 | 0 | 1.9722 | 0 | 1.8813 | 41.5533 | 0.045276 | 1.8813 | 41.5533 | 0.045276 | 1.9819 | 43.7735 | 0.045276 | 0.06784% | 0.35802 | 0.35758 | 8120.3954 | 853.7381 | 3313.1015 | 3953.5558 | 8124.8788 | 0 | 0 | 8124.8788 | 0.000414%
2026 | 442 | 442-780 | Tier-3 | Tier-3---19 | 5--1 | 16 | 3 | 89.5952 | 24.38% | 74.86% | 0.754% | 0.20275 | 0 | 0 | 0.20275 | 0 | 0.19341 | 31.165 | 0.0062059 | 0.19341 | 31.165 | 0.0062059 | 0.20374 | 32.8301 | 0.0062059 | 0.2263% | 0.34601 | 0.34279 | 258.9415 | 9.1784 | 175.8129 | 73.9502 | 260.7759 | 0 | 0 | 260.7759 | 4.256e-05%
2026 | 444 | 444-15R | Tier-2 | Tier-2---13 | 5--3 | 13 | 1 | 151.5646 | 92.72% | 4.981% | 2.303% | 0.53508 | 0 | 0 | 0.53508 | 0 | 0.51043 | 10.3883 | 0.049135 | 0.51043 | 10.3883 | 0.049135 | 0.5377 | 10.9434 | 0.049135 | 0.353% | 0.14886 | 0.14829 | 1018.1622 | 115.1146 | 67.1446 | 835.903 | 1018.4457 | 0 | 0 | 1018.4457 | 0.0001123%
2026 | 444 | 444-43R | Tier-2 | Tier-2---5 | 5--5 | 102 | 1 | 962.2981 | 91.92% | 6.922% | 1.16% | 0.42926 | 0 | 0 | 0.42926 | 0 | 0.40948 | 10.3883 | 0.039418 | 0.40948 | 10.3883 | 0.039418 | 0.43136 | 10.9434 | 0.039418 | 0.04461% | 0.2124 | 0.2123 | 4530.5338 | 537.4714 | 429.3017 | 3563.7607 | 4530.7116 | 0 | 0 | 4530.7116 | 9.01e-05%
2026 | 445 | 445-1311R | Tier-3 | Tier-3---5 | 5--5 | 85 | 1 | 2047.0117 | 76.8% | 22.84% | 0.359% | 0.91552 | 0 | 0 | 0.91552 | 0 | 0.87334 | 10.3883 | 0.084069 | 0.87334 | 10.3883 | 0.084069 | 0.92 | 10.9434 | 0.084069 | 0.04472% | 0.53792 | 0.53761 | 3805.4061 | 462.3517 | 801.0027 | 2542.0517 | 3805.9206 | 0 | 0 | 3805.9206 | 0.0001922%
2026 | 445 | 445-1325F | Tier-2 | Tier-2---2 | 5--4 | 76 | 1 | 1447.5424 | 80.92% | 18.64% | 0.4376% | 0.76295 | 0 | 0 | 0.76295 | 0 | 0.7278 | 10.3883 | 0.07006 | 0.7278 | 10.3883 | 0.07006 | 0.76669 | 10.9434 | 0.07006 | 0.05271% | 0.57356 | 0.57319 | 2523.7784 | 315.2588 | 429.2208 | 1779.2988 | 2524.0922 | 0 | 0 | 2524.0922 | 0.0001601%
2026 | 445 | 445-18R | Tier-2 | Tier-2---2 | 5--5 | 116 | 3 | 2423.1968 | 81.52% | 17.92% | 0.5628% | 2.5288 | 0 | 0 | 2.5288 | 0 | 2.4123 | 31.165 | 0.077405 | 2.4123 | 31.165 | 0.077405 | 2.5412 | 32.8301 | 0.077405 | 0.1044% | 0.6048 | 0.60402 | 4006.6402 | 487.3751 | 662.1707 | 2857.0944 | 4007.5893 | 0 | 0 | 4007.5893 | 0.0005308%
2026 | 445 | 445-19R | Tier-2 | Tier-2---8 | 5--3 | 65 | 1 | 654.5269 | 59.7% | 39.33% | 0.9775% | 0.29755 | 0 | 0 | 0.29755 | 0 | 0.28384 | 10.3883 | 0.027323 | 0.28384 | 10.3883 | 0.027323 | 0.29901 | 10.9434 | 0.027323 | 0.04546% | 0.56527 | 0.56484 | 1157.9013 | 92.6902 | 418.9958 | 646.2153 | 1158.257 | 0 | 0 | 1158.257 | 6.246e-05%
2026 | 445 | 445-897R | Tier-2 | Tier-2---10 | 5--3 | 9 | 1 | 278.2745 | 86.91% | 12.87% | 0.2201% | 1.3302 | 0 | 0 | 1.3302 | 0 | 1.2689 | 10.3883 | 0.12215 | 1.2689 | 10.3883 | 0.12215 | 1.3367 | 10.9434 | 0.12215 | 0.478% | 0.75637 | 0.75221 | 367.9091 | 46.7882 | 51.285 | 269.8359 | 368.1754 | 0 | 0 | 368.1754 | 0.0002792%
2026 | 448 | 448-714R | Tier-3 | Tier-3---14 | 5--3 | 85 | 2 | 1225.9869 | 25.1% | 74.31% | 0.5831% | 0.35844 | 0 | 0 | 0.35844 | 0 | 0.34193 | 20.7766 | 0.016457 | 0.34193 | 20.7766 | 0.016457 | 0.36019 | 21.8868 | 0.016457 | 0.02924% | 0.46343 | 0.46289 | 2645.4709 | 92.606 | 1775.6477 | 777.2172 | 2647.7813 | 0 | 0 | 2647.7813 | 7.524e-05%
2026 | 448 | 448-724R | Tier-3 | Tier-3---18 | 5--2 | 49 | 2 | 255.0047 | 52.43% | 45.5% | 2.066% | 0.27014 | 0 | 0 | 0.27014 | 0 | 0.2577 | 20.7766 | 0.012403 | 0.2577 | 20.7766 | 0.012403 | 0.27147 | 21.8868 | 0.012403 | 0.1059% | 0.55035 | 0.54924 | 463.3505 | 25.9997 | 195.8184 | 241.5324 | 463.7967 | 0 | 0 | 463.7967 | 5.67e-05%
2026 | 448 | 448-744R | Tier-3 | Tier-3---7 | 5--5 | 224 | 9 | 2370.1609 | 68.76% | 30.51% | 0.7221% | 3.2414 | 0 | 0 | 3.2414 | 0 | 3.0921 | 93.4949 | 0.033072 | 3.0921 | 93.4949 | 0.033072 | 3.2573 | 98.4904 | 0.033072 | 0.1368% | 0.49442 | 0.49343 | 4793.8402 | 492.7082 | 1356.6651 | 2944.4669 | 4796.8243 | 0 | 0 | 4796.8243 | 0.0006804%
2026 | 449 | 449-13R | Tier-3 | Tier-3---7 | 5--5 | 147 | 8 | 1663.2464 | 62.39% | 36.97% | 0.6428% | 2.7955 | 0 | 0 | 2.7955 | 0 | 2.6667 | 83.1066 | 0.032088 | 2.6667 | 83.1066 | 0.032088 | 2.8092 | 87.5471 | 0.032088 | 0.1681% | 0.28234 | 0.28158 | 5890.9135 | 610.6402 | 2022.1047 | 3258.1686 | 5896.8979 | 0 | 0 | 5896.8979 | 0.0005868%
2026 | 449 | 449-693R | Tier-3 | Tier-3---9 | 5--5 | 34 | 1 | 869.7515 | 92.74% | 6.815% | 0.4405% | 1.1744 | 0 | 0 | 1.1744 | 0 | 1.1203 | 10.3883 | 0.10784 | 1.1203 | 10.3883 | 0.10784 | 1.1801 | 10.9434 | 0.10784 | 0.135% | 0.26107 | 0.26069 | 3331.4725 | 480.9166 | 218.7859 | 2631.7699 | 3331.8249 | 0 | 0 | 3331.8249 | 0.0002465%
2026 | 449 | 449-6R | Tier-3 | Tier-3---14 | 5--4 | 45 | 4 | 487.7509 | 79.3% | 20.07% | 0.6273% | 1.7019 | 0 | 0 | 1.7019 | 0 | 1.6235 | 41.5533 | 0.03907 | 1.6235 | 41.5533 | 0.03907 | 1.7103 | 43.7735 | 0.03907 | 0.3489% | 0.24779 | 0.2467 | 1968.4202 | 236.5464 | 397.0448 | 1334.829 | 1970.2208 | 0 | 0 | 1970.2208 | 0.0003572%
2026 | 461 | CB 461 | Tier-2 | Tier-2---15 | 2--4 | 2 | 2 | 41.2423 | 96.76% | 0% | 3.245% | 1.9753 | 0 | 0 | 1.9753 | 0 | 1.8843 | 20.7766 | 0.090691 | 1.8843 | 20.7766 | 0.090691 | 1.9849 | 21.8868 | 0.090691 | 4.789% | 0.0097562 | 0.0092733 | 4227.2887 | 696.6246 | 1534.0336 | 1996.6306 | 4234.4318 | 0 | 0 | 4234.4318 | 0.0004146%
2026 | 463 | 463-1229 | Tier-2 | Tier-2---9 | 5--4 | 20 | 1 | 220.9596 | 94% | 3.511% | 2.487% | 0.51408 | 0 | 0 | 0.51408 | 0 | 0.49039 | 10.3883 | 0.047206 | 0.49039 | 10.3883 | 0.047206 | 0.5166 | 10.9434 | 0.047206 | 0.2327% | 0.096723 | 0.096483 | 2284.4628 | 504.7537 | 115.6932 | 1664.0158 | 2284.8027 | 0 | 0 | 2284.8027 | 0.0001079%
2026 | 470 | 470-40AE | Tier-2 | Tier-2---4 | 4--5 | 20 | 3 | 675.3424 | 87.26% | 12.19% | 0.553% | 4.3755 | 0 | 0 | 4.3755 | 0 | 4.1739 | 31.165 | 0.13393 | 4.1739 | 31.165 | 0.13393 | 4.3969 | 32.8301 | 0.13393 | 0.6479% | 0.091034 | 0.090358 | 7418.573 | 1155.6027 | 850.5498 | 5412.4205 | 7425.6444 | 0 | 0 | 7425.6444 | 0.0009184%
2026 | 471 | 471-36F | Tier-2 | Tier-2---4 | 4--5 | 6 | 1 | 570.7201 | 63.27% | 36.3% | 0.4365% | 2.9789 | 0 | 0 | 2.9789 | 0 | 2.8417 | 10.3883 | 0.27354 | 2.8417 | 10.3883 | 0.27354 | 2.9935 | 10.9434 | 0.27354 | 0.522% | 0.093079 | 0.092311 | 6131.5794 | 664.7661 | 2054.2802 | 3412.5332 | 6150.3156 | 0 | 0 | 6150.3156 | 0.0006253%
2026 | 501 | 501-786 | Tier-2 | Tier-2---14 | 2--5 | 1 | 1 | 41.2155 | 98.22% | 0% | 1.777% | 2.0039 | 0 | 0 | 2.0039 | 0 | 1.9116 | 10.3883 | 0.18401 | 1.9116 | 10.3883 | 0.18401 | 2.0137 | 10.9434 | 0.18401 | 4.862% | 0.0050324 | 0.0047833 | 8190.019 | 1322.239 | 139.0981 | 6728.6818 | 8197.5989 | 0 | 0 | 8197.5989 | 0.0004206%
2026 | 520 | 520-10R | Tier-2 | Tier-2---7 | 4--5 | 27 | 1 | 296.4545 | 90.13% | 8.578% | 1.296% | 0.48984 | 0 | 0 | 0.48984 | 0 | 0.46727 | 10.3883 | 0.04498 | 0.46727 | 10.3883 | 0.04498 | 0.49224 | 10.9434 | 0.04498 | 0.1652% | 0.046043 | 0.045959 | 6438.5886 | 1240.5174 | 702.7495 | 4495.3216 | 6439.7562 | 0 | 0 | 6439.7562 | 0.0001028%
2026 | 520 | 520-1489R | Tier-2 | Tier-2---8 | 5--5 | 129 | 2 | 662.1633 | 87.36% | 10.91% | 1.733% | 0.44394 | 0 | 0 | 0.44394 | 0 | 0.42349 | 20.7766 | 0.020383 | 0.42349 | 20.7766 | 0.020383 | 0.44611 | 21.8868 | 0.020383 | 0.06704% | 0.13822 | 0.13811 | 4790.7448 | 574.961 | 546.3603 | 3669.4236 | 4791.2099 | 0 | 0 | 4791.2099 | 9.318e-05%
2026 | 520 | 520-1527R | Tier-3 | Tier-3---7 | 5--5 | 53 | 1 | 1151.6571 | 81.16% | 18.23% | 0.6117% | 0.87292 | 0 | 0 | 0.87292 | 0 | 0.8327 | 10.3883 | 0.080158 | 0.8327 | 10.3883 | 0.080158 | 0.87719 | 10.9434 | 0.080158 | 0.0758% | 0.27105 | 0.27079 | 4248.9299 | 642.1047 | 732.0594 | 2874.7658 | 4249.6784 | 0 | 0 | 4249.6784 | 0.0001832%
2026 | 520 | 520-1904 | Tier-3 | Tier-3---13 | 4--5 | 19 | 1 | 381.2363 | 81.21% | 17.45% | 1.344% | 0.80657 | 0 | 0 | 0.80657 | 0 | 0.76941 | 10.3883 | 0.074065 | 0.76941 | 10.3883 | 0.074065 | 0.81052 | 10.9434 | 0.074065 | 0.2116% | 0.05278 | 0.052642 | 7223.1755 | 1024.2251 | 1263.1331 | 4935.8173 | 7226.7213 | 0 | 0 | 7226.7213 | 0.0001693%
2026 | 520 | 520-35R | Tier-3 | Tier-3---9 | 5--5 | 89 | 1 | 985.3264 | 82.6% | 16.44% | 0.9544% | 0.45269 | 0 | 0 | 0.45269 | 0 | 0.43184 | 10.3883 | 0.041569 | 0.43184 | 10.3883 | 0.041569 | 0.45491 | 10.9434 | 0.041569 | 0.04594% | 0.28544 | 0.28528 | 3451.9467 | 462.7417 | 537.5528 | 2451.6522 | 3452.2808 | 0 | 0 | 3452.2808 | 9.502e-05%
2026 | 520 | 520-45 | Tier-2 | Tier-2---8 | 5--5 | 74 | 3 | 455.0819 | 89.33% | 9.369% | 1.306% | 0.81576 | 0 | 0 | 0.81576 | 0 | 0.77818 | 31.165 | 0.02497 | 0.77818 | 31.165 | 0.02497 | 0.81976 | 32.8301 | 0.02497 | 0.1793% | 0.10446 | 0.10425 | 4356.4514 | 530.4104 | 403.5927 | 3422.4483 | 4357.3865 | 0 | 0 | 4357.3865 | 0.0001712%
2026 | 521 | 521-14R | Tier-3 | Tier-3---5 | 5--5 | 49 | 1 | 1719.0003 | 78.65% | 20.86% | 0.4907% | 1.3657 | 0 | 0 | 1.3657 | 0 | 1.3028 | 10.3883 | 0.12541 | 1.3028 | 10.3883 | 0.12541 | 1.3724 | 10.9434 | 0.12541 | 0.07945% | 0.27097 | 0.27069 | 6343.9843 | 812.9811 | 1238.2176 | 4292.7856 | 6345.3541 | 0 | 0 | 6345.3541 | 0.0002867%
2026 | 521 | 521-1856R | Tier-3 | Tier-3---6 | 5--5 | 87 | 3 | 1212.5663 | 84.9% | 14.39% | 0.7143% | 1.7572 | 0 | 0 | 1.7572 | 0 | 1.6762 | 31.165 | 0.053786 | 1.6762 | 31.165 | 0.053786 | 1.7658 | 32.8301 | 0.053786 | 0.1449% | 0.15411 | 0.15384 | 7868.3195 | 1087.4875 | 1070.4078 | 5710.4242 | 7870.351 | 0 | 0 | 7870.351 | 0.0003688%
2026 | 521 | 521-18R | Tier-3 | Tier-3---6 | 4--5 | 73 | 2 | 1129.9866 | 95.19% | 4.09% | 0.7206% | 1.4587 | 0 | 0 | 1.4587 | 0 | 1.3915 | 20.7766 | 0.066976 | 1.3915 | 20.7766 | 0.066976 | 1.4659 | 21.8868 | 0.066976 | 0.1291% | 0.071321 | 0.071224 | 15843.6289 | 2470.7432 | 733.9331 | 12638.9526 | 15844.6639 | 0 | 0 | 15844.6639 | 0.0003062%
2026 | 521 | 521-32R | Tier-3 | Tier-3---4 | 5--5 | 42 | 1 | 1448.9015 | 94.87% | 4.661% | 0.4687% | 1.62 | 0 | 0 | 1.62 | 0 | 1.5454 | 10.3883 | 0.14876 | 1.5454 | 10.3883 | 0.14876 | 1.628 | 10.9434 | 0.14876 | 0.1118% | 0.14844 | 0.14826 | 9761.0273 | 1631.7912 | 451.6127 | 7677.6235 | 9761.6182 | 0 | 0 | 9761.6182 | 0.00034%
2026 | 521 | 521-700R | Tier-2 | Tier-2---3 | 4--5 | 37 | 1 | 1225.9943 | 93.19% | 6.054% | 0.7541% | 1.5285 | 0 | 0 | 1.5285 | 0 | 1.4581 | 10.3883 | 0.14036 | 1.4581 | 10.3883 | 0.14036 | 1.536 | 10.9434 | 0.14036 | 0.1247% | 0.074421 | 0.074321 | 16473.8564 | 2889.9121 | 1156.3836 | 12427.5607 | 16475.3588 | 0 | 0 | 16475.3588 | 0.0003208%
2026 | 524 | 524-1782F | Tier-3 | Tier-3---10 | 4--5 | 46 | 1 | 681.1238 | 98.24% | 0.8976% | 0.8607% | 0.72006 | 0 | 0 | 0.72006 | 0 | 0.68689 | 10.3883 | 0.066121 | 0.68689 | 10.3883 | 0.066121 | 0.72359 | 10.9434 | 0.066121 | 0.1057% | 0.040404 | 0.04036 | 16857.9136 | 3235.0894 | 389.5202 | 13233.3041 | 16858.2329 | 0 | 0 | 16858.2329 | 0.0001511%
2026 | 524 | 524-27R | Tier-3 | Tier-3---4 | 4--5 | 114 | 2 | 1282.5738 | 98.01% | 1.22% | 0.7702% | 1.0917 | 0 | 0 | 1.0917 | 0 | 1.0414 | 20.7766 | 0.050122 | 1.0414 | 20.7766 | 0.050122 | 1.097 | 21.8868 | 0.050122 | 0.08511% | 0.060207 | 0.060155 | 21302.6656 | 4149.5256 | 661.6102 | 16491.5299 | 21303.0341 | 0 | 0 | 21303.0341 | 0.0002291%
2026 | 524 | 524-46R | Tier-3 | Tier-3---4 | 5--5 | 89 | 3 | 1602.1034 | 91.53% | 7.997% | 0.4775% | 2.4466 | 0 | 0 | 2.4466 | 0 | 2.3339 | 31.165 | 0.07489 | 2.3339 | 31.165 | 0.07489 | 2.4586 | 32.8301 | 0.07489 | 0.1527% | 0.18916 | 0.18884 | 8469.7554 | 1511.9887 | 676.5843 | 6281.1824 | 8470.955 | 0 | 0 | 8470.955 | 0.0005136%
2026 | 524 | 524-50R | Tier-3 | Tier-3---7 | 5--5 | 84 | 1 | 1190.6418 | 87% | 12.41% | 0.5904% | 0.61039 | 0 | 0 | 0.61039 | 0 | 0.58227 | 10.3883 | 0.056051 | 0.58227 | 10.3883 | 0.056051 | 0.61339 | 10.9434 | 0.056051 | 0.05127% | 0.18313 | 0.18303 | 6501.4644 | 979.7439 | 766.6075 | 4755.113 | 6501.9629 | 0 | 0 | 6501.9629 | 0.0001281%
2026 | 524 | 524-69R | Tier-3 | Tier-3---1 | 5--5 | 283 | 5 | 4619.0742 | 91.74% | 7.782% | 0.477% | 3.706 | 0 | 0 | 3.706 | 0 | 3.5353 | 51.9416 | 0.068063 | 3.5353 | 51.9416 | 0.068063 | 3.7242 | 54.7169 | 0.068063 | 0.08023% | 0.27264 | 0.2724 | 16942.2754 | 2594.1012 | 1293.4919 | 13054.6823 | 16943.5001 | 0 | 0 | 16943.5001 | 0.0007779%
2026 | 597 | 597-595 | Tier-2 | Tier-2---1 | 5--5 | 92 | 1 | 2598.8794 | 68.57% | 30.98% | 0.4453% | 0.95885 | 0 | 0 | 0.95885 | 0 | 0.91467 | 10.3883 | 0.088048 | 0.91467 | 10.3883 | 0.088048 | 0.96355 | 10.9434 | 0.088048 | 0.03689% | 0.15307 | 0.15298 | 16978.8381 | 2723.3618 | 4869.9544 | 9385.5219 | 16981.7108 | 0 | 0 | 16981.7108 | 0.0002013%
2026 | 599 | 599-19R | Tier-2 | Tier-2---1 | 5--5 | 124 | 1 | 2814.0812 | 94.6% | 4.701% | 0.7012% | 1.0627 | 0 | 0 | 1.0627 | 0 | 1.0137 | 10.3883 | 0.097583 | 1.0137 | 10.3883 | 0.097583 | 1.0679 | 10.9434 | 0.097583 | 0.03776% | 0.15161 | 0.15155 | 18560.9002 | 2880.2053 | 906.7756 | 14773.9194 | 18561.3006 | 0 | 0 | 18561.3006 | 0.0002231%
2026 | 599 | CB 599 | Tier-2 | Tier-2---4 | 4--5 | 22 | 1 | 599.9379 | 98.66% | 0% | 1.337% | 1.3318 | 0 | 0 | 1.3318 | 0 | 1.2705 | 10.3883 | 0.1223 | 1.2705 | 10.3883 | 0.1223 | 1.3383 | 10.9434 | 0.1223 | 0.222% | 0.043095 | 0.042998 | 13921.4169 | 2931.9396 | 582.1864 | 10407.2909 | 13921.8367 | 0 | 0 | 13921.8367 | 0.0002795%
2026 | 788 | 788-34R | Tier-2 | Tier-2---6 | 5--5 | 37 | 3 | 1602.6496 | 68.44% | 30.89% | 0.6716% | 4.4021 | 0 | 0 | 4.4021 | 0 | 4.1993 | 31.165 | 0.13475 | 4.1993 | 31.165 | 0.13475 | 4.4237 | 32.8301 | 0.13475 | 0.2747% | 0.12404 | 0.12355 | 12920.0508 | 2335.3392 | 3828.2096 | 6756.5021 | 12936.4829 | 0 | 0 | 12936.4829 | 0.000924%
2026 | 859 | 859-42R | Tier-2 | Tier-2---3 | 4--5 | 41 | 2 | 1138.7404 | 98.96% | 0% | 1.04% | 2.721 | 0 | 0 | 2.721 | 0 | 2.5957 | 20.7766 | 0.12493 | 2.5957 | 20.7766 | 0.12493 | 2.7344 | 21.8868 | 0.12493 | 0.239% | 0.067132 | 0.06697 | 16962.7575 | 2757.3465 | 237.2903 | 13968.1207 | 16963.1846 | 0 | 0 | 16963.1846 | 0.0005711%
2026 | 907 | 907-1562AE | Tier-3 | Tier-3---6 | 4--5 | 37 | 1 | 858.7853 | 77.1% | 22.57% | 0.3293% | 0.8858 | 0 | 0 | 0.8858 | 0 | 0.84499 | 10.3883 | 0.08134 | 0.84499 | 10.3883 | 0.08134 | 0.89014 | 10.9434 | 0.08134 | 0.1031% | 0.054867 | 0.054793 | 15652.2427 | 2298.9356 | 3240.4011 | 10112.906 | 15657.0447 | 0 | 0 | 15657.0447 | 0.0001859%
2026 | 907 | 907-1702R | Tier-3 | Tier-3---6 | 4--5 | 35 | 2 | 840.6328 | 97.1% | 2.481% | 0.4145% | 2.309 | 0 | 0 | 2.309 | 0 | 2.2026 | 20.7766 | 0.10601 | 2.2026 | 20.7766 | 0.10601 | 2.3203 | 21.8868 | 0.10601 | 0.2747% | 0.061079 | 0.060906 | 13763.1312 | 2505.9528 | 366.7943 | 10890.3841 | 13764.2614 | 0 | 0 | 13764.2614 | 0.0004847%
2026 | 907 | CB 907 | Tier-3 | Tier-3---13 | 3--5 | 8 | 1 | 230.3059 | 98.07% | 1.485% | 0.4463% | 1.3975 | 0 | 0 | 1.3975 | 0 | 1.3331 | 10.3883 | 0.12833 | 1.3331 | 10.3883 | 0.12833 | 1.4044 | 10.9434 | 0.12833 | 0.6068% | 0.023668 | 0.023522 | 9730.5209 | 1957.65 | 164.6441 | 7608.2269 | 9731.6907 | 0 | 0 | 9731.6907 | 0.0002933%
2026 | 908 | 908-1172R | Tier-2 | Tier-2---2 | 5--5 | 76 | 1 | 1737.7755 | 85.15% | 14.43% | 0.419% | 0.9638 | 0 | 0 | 0.9638 | 0 | 0.9194 | 10.3883 | 0.088503 | 0.9194 | 10.3883 | 0.088503 | 0.96852 | 10.9434 | 0.088503 | 0.05546% | 0.20692 | 0.20679 | 8398.1993 | 1379.7509 | 1146.2529 | 5872.1954 | 8399.0119 | 0 | 0 | 8399.0119 | 0.0002023%
2026 | 908 | 908-1368R | Tier-2 | Tier-2---5 | 5--5 | 109 | 1 | 991.2216 | 79.39% | 19.4% | 1.209% | 0.35736 | 0 | 0 | 0.35736 | 0 | 0.34089 | 10.3883 | 0.032815 | 0.34089 | 10.3883 | 0.032815 | 0.35911 | 10.9434 | 0.032815 | 0.03605% | 0.23644 | 0.23634 | 4192.2079 | 563.5001 | 776.6437 | 2852.0641 | 4192.6005 | 0 | 0 | 4192.6005 | 7.501e-05%
2026 | 908 | 908-1370R | Tier-2 | Tier-2---8 | 5--4 | 40 | 1 | 321.5186 | 63.48% | 35.24% | 1.285% | 0.25256 | 0 | 0 | 0.25256 | 0 | 0.24093 | 10.3883 | 0.023192 | 0.24093 | 10.3883 | 0.023192 | 0.2538 | 10.9434 | 0.023192 | 0.07855% | 0.1878 | 0.18757 | 1711.9863 | 197.0075 | 569.379 | 945.5998 | 1712.761 | 0 | 0 | 1712.761 | 5.301e-05%
2026 | 908 | 908-2038R | Tier-2 | Tier-2---1 | 5--5 | 146 | 3 | 3761.7346 | 88.11% | 11.56% | 0.3295% | 3.3712 | 0 | 0 | 3.3712 | 0 | 3.2159 | 31.165 | 0.10319 | 3.2159 | 31.165 | 0.10319 | 3.3877 | 32.8301 | 0.10319 | 0.08962% | 0.23053 | 0.2303 | 16317.5676 | 2905.2613 | 1774.9087 | 11637.3976 | 16319.5431 | 0 | 0 | 16319.5431 | 0.0007076%
2026 | 908 | 908-2055F | Tier-3 | Tier-3---2 | 5--5 | 95 | 1 | 2141.2623 | 90.56% | 9.061% | 0.3753% | 1.0104 | 0 | 0 | 1.0104 | 0 | 0.96388 | 10.3883 | 0.092785 | 0.96388 | 10.3883 | 0.092785 | 1.0154 | 10.9434 | 0.092785 | 0.04719% | 0.20355 | 0.20344 | 10519.7129 | 1841.0843 | 947.7804 | 7730.8482 | 10520.2304 | 0 | 0 | 10520.2304 | 0.0002121%
2026 | 908 | 908-2062F | Tier-2 | Tier-2---16 | 5--2 | 1 | 1 | 16.6415 | 87.19% | 12.22% | 0.5909% | 0.7182 | 0 | 0 | 0.7182 | 0 | 0.68511 | 10.3883 | 0.06595 | 0.68511 | 10.3883 | 0.06595 | 0.72172 | 10.9434 | 0.06595 | 4.316% | 0.16054 | 0.1526 | 103.6572 | 14.5987 | 13.5444 | 75.5142 | 104.3489 | 0 | 0 | 104.3489 | 0.0001508%
2026 | 909 | 909-451 | Tier-3 | Tier-3---1 | 5--5 | 126 | 2 | 4745.7108 | 91.73% | 8.003% | 0.272% | 3.4202 | 0 | 0 | 3.4202 | 0 | 3.2627 | 20.7766 | 0.15703 | 3.2627 | 20.7766 | 0.15703 | 3.437 | 21.8868 | 0.15703 | 0.07207% | 0.31112 | 0.31088 | 15253.5364 | 2448.7202 | 1130.6792 | 11674.137 | 15254.5289 | 0 | 0 | 15254.5289 | 0.0007179%
2026 | 909 | 909-805R | Tier-2 | Tier-2---1 | 5--5 | 99 | 1 | 2804.3911 | 91.7% | 7.979% | 0.3181% | 1.2858 | 0 | 0 | 1.2858 | 0 | 1.2266 | 10.3883 | 0.11808 | 1.2266 | 10.3883 | 0.11808 | 1.2922 | 10.9434 | 0.11808 | 0.04585% | 0.28921 | 0.28907 | 9696.7159 | 1951.0291 | 709.8564 | 7035.8304 | 9697.1184 | 0 | 0 | 9697.1184 | 0.0002699%
2026 | 920 | 920-735AE | Tier-2 | Tier-2---7 | 4--5 | 3 | 1 | 627.5827 | 25.02% | 74.11% | 0.8722% | 2.5908 | 0 | 0 | 2.5908 | 0 | 2.4714 | 10.3883 | 0.2379 | 2.4714 | 10.3883 | 0.2379 | 2.6035 | 10.9434 | 0.2379 | 0.4128% | 0.068691 | 0.067557 | 9136.3433 | 511.7297 | 6274.1673 | 2350.4463 | 9251.2727 | 0 | 0 | 9251.2727 | 0.0005438%
2026 | 971 | 971-2050R | Tier-3 | Tier-3---2 | 5--5 | 189 | 7 | 3108.8974 | 90.26% | 9.266% | 0.4743% | 5.1445 | 0 | 0 | 5.1445 | 0 | 4.9075 | 72.7182 | 0.067486 | 4.9075 | 72.7182 | 0.067486 | 5.1697 | 76.6037 | 0.067486 | 0.1655% | 0.18464 | 0.1843 | 16837.3789 | 2911.4979 | 1523.0662 | 12402.8149 | 16840.3911 | 0 | 0 | 16840.3911 | 0.00108%
2026 | 971 | 971-29R | Tier-3 | Tier-3---6 | 5--5 | 28 | 2 | 752.2042 | 94.43% | 5.253% | 0.3211% | 2.5113 | 0 | 0 | 2.5113 | 0 | 2.3956 | 20.7766 | 0.1153 | 2.3956 | 20.7766 | 0.1153 | 2.5236 | 21.8868 | 0.1153 | 0.3339% | 0.12171 | 0.12128 | 6180.3198 | 998.028 | 309.4222 | 4872.8696 | 6181.5421 | 0 | 0 | 6181.5421 | 0.0005271%
2026 | 971 | 971-383R | Tier-3 | Tier-3---4 | 5--5 | 45 | 1 | 1568.3841 | 85.57% | 14.07% | 0.3633% | 1.4762 | 0 | 0 | 1.4762 | 0 | 1.4082 | 10.3883 | 0.13556 | 1.4082 | 10.3883 | 0.13556 | 1.4834 | 10.9434 | 0.13556 | 0.09412% | 0.13837 | 0.13822 | 11334.794 | 1698.1384 | 1536.4876 | 8100.1681 | 11336.5956 | 0 | 0 | 11336.5956 | 0.0003099%
2026 | 971 | 971-388R | Tier-3 | Tier-3---4 | 5--5 | 103 | 2 | 1370.1526 | 91.78% | 7.427% | 0.7941% | 1.2087 | 0 | 0 | 1.2087 | 0 | 1.153 | 20.7766 | 0.055495 | 1.153 | 20.7766 | 0.055495 | 1.2146 | 21.8868 | 0.055495 | 0.08821% | 0.17642 | 0.17625 | 7766.4244 | 1241.1352 | 582.4552 | 5942.8339 | 7767.0387 | 0 | 0 | 7767.0387 | 0.0002537%
2026 | 971 | CB 971 | Tier-2 | Tier-2---3 | 5--5 | 27 | 1 | 1052.4948 | 94.77% | 4.863% | 0.3691% | 1.8286 | 0 | 0 | 1.8286 | 0 | 1.7444 | 10.3883 | 0.16792 | 1.7444 | 10.3883 | 0.16792 | 1.8376 | 10.9434 | 0.16792 | 0.1737% | 0.12528 | 0.12505 | 8401.3813 | 1359.4082 | 538.7088 | 6503.2643 | 8402.1886 | 0 | 0 | 8402.1886 | 0.0003838%
2026 | 972 | 972-1582R | Tier-3 | Tier-3---6 | 5--5 | 81 | 2 | 1102.3739 | 89.57% | 9.851% | 0.5741% | 1.2069 | 0 | 0 | 1.2069 | 0 | 1.1513 | 20.7766 | 0.055412 | 1.1513 | 20.7766 | 0.055412 | 1.2128 | 21.8868 | 0.055412 | 0.1095% | 0.15062 | 0.15044 | 7318.7038 | 1095.1808 | 689.6681 | 5533.8548 | 7319.6374 | 0 | 0 | 7319.6374 | 0.0002533%
2026 | 972 | 972-1590F | Tier-3 | Tier-3---2 | 5--5 | 106 | 1 | 2662.477 | 86.18% | 13.31% | 0.5115% | 1.0715 | 0 | 0 | 1.0715 | 0 | 1.0221 | 10.3883 | 0.098394 | 1.0221 | 10.3883 | 0.098394 | 1.0768 | 10.9434 | 0.098394 | 0.04024% | 0.17603 | 0.17595 | 15124.9944 | 2683.3405 | 1935.3853 | 10506.2686 | 15125.9709 | 0 | 0 | 15125.9709 | 0.0002249%
2026 | 972 | 972-32R | Tier-2 | Tier-2---1 | 5--5 | 54 | 1 | 2627.0976 | 78.5% | 21.13% | 0.3758% | 1.8903 | 0 | 0 | 1.8903 | 0 | 1.8032 | 10.3883 | 0.17358 | 1.8032 | 10.3883 | 0.17358 | 1.8996 | 10.9434 | 0.17358 | 0.07195% | 0.16607 | 0.16592 | 15819.0849 | 2182.9188 | 3069.8118 | 10566.3543 | 15822.206 | 0 | 0 | 15822.206 | 0.0003968%
2026 | 972 | 972-942R | Tier-3 | Tier-3---6 | 5--5 | 59 | 2 | 1052.2316 | 92.49% | 7.06% | 0.4532% | 1.633 | 0 | 0 | 1.633 | 0 | 1.5577 | 20.7766 | 0.074975 | 1.5577 | 20.7766 | 0.074975 | 1.641 | 21.8868 | 0.074975 | 0.1552% | 0.14194 | 0.14171 | 7412.953 | 1277.1801 | 501.709 | 5634.0638 | 7413.8891 | 0 | 0 | 7413.8891 | 0.0003428%
2026 | 973 | 973-1226R | Tier-3 | Tier-3---10 | 5--5 | 50 | 2 | 738.9301 | 81.66% | 17.71% | 0.6284% | 1.1948 | 0 | 0 | 1.1948 | 0 | 1.1398 | 20.7766 | 0.054858 | 1.1398 | 20.7766 | 0.054858 | 1.2007 | 21.8868 | 0.054858 | 0.1617% | 0.13989 | 0.13962 | 5282.0414 | 696.4842 | 883.7073 | 3701.85 | 5283.9629 | 0 | 0 | 5283.9629 | 0.0002508%
2026 | 973 | 973-626R | Tier-3 | Tier-3---7 | 5--5 | 82 | 3 | 933.998 | 86.55% | 12.73% | 0.7172% | 1.464 | 0 | 0 | 1.464 | 0 | 1.3965 | 31.165 | 0.044811 | 1.3965 | 31.165 | 0.044811 | 1.4712 | 32.8301 | 0.044811 | 0.1567% | 0.1523 | 0.15202 | 6132.6277 | 944.3399 | 738.3045 | 4449.9833 | 6134.1239 | 0 | 0 | 6134.1239 | 0.0003073%
2026 | 974 | 974-23R | Tier-3 | Tier-3---11 | 5--5 | 104 | 3 | 770.0113 | 72.03% | 26.78% | 1.193% | 0.79191 | 0 | 0 | 0.79191 | 0 | 0.75543 | 31.165 | 0.02424 | 0.75543 | 31.165 | 0.02424 | 0.79579 | 32.8301 | 0.02424 | 0.1028% | 0.16472 | 0.16448 | 4674.6625 | 542.8961 | 1175.2982 | 2956.4682 | 4676.5325 | 0 | 0 | 4676.5325 | 0.0001662%
2026 | 974 | 974-715R | Tier-3 | Tier-3---6 | 5--5 | 29 | 1 | 765.8632 | 95.89% | 3.616% | 0.4898% | 1.2536 | 0 | 0 | 1.2536 | 0 | 1.1958 | 10.3883 | 0.11511 | 1.1958 | 10.3883 | 0.11511 | 1.2597 | 10.9434 | 0.11511 | 0.1637% | 0.14069 | 0.14045 | 5443.6999 | 833.249 | 274.7582 | 4335.6927 | 5444.082 | 0 | 0 | 5444.082 | 0.0002631%
2026 | 1021 | 1021-1748F | Tier-3 | Tier-3---2 | 5--5 | 95 | 1 | 3232.7645 | 89.58% | 10.03% | 0.3884% | 1.5089 | 0 | 0 | 1.5089 | 0 | 1.4394 | 10.3883 | 0.13856 | 1.4394 | 10.3883 | 0.13856 | 1.5163 | 10.9434 | 0.13856 | 0.04668% | 0.16564 | 0.16555 | 19517.3055 | 3280.9667 | 1890.5731 | 14345.7657 | 19518.3657 | 0 | 0 | 19518.3657 | 0.0003167%
2026 | 1021 | 1021-1760R | Tier-3 | Tier-3---6 | 5--5 | 17 | 1 | 678.7974 | 81.46% | 18.22% | 0.3148% | 1.6101 | 0 | 0 | 1.6101 | 0 | 1.536 | 10.3883 | 0.14786 | 1.536 | 10.3883 | 0.14786 | 1.618 | 10.9434 | 0.14786 | 0.2372% | 0.10829 | 0.10798 | 6268.2599 | 949.9835 | 1058.3856 | 4259.8908 | 6271.6528 | 0 | 0 | 6271.6528 | 0.000338%
2026 | 1021 | 1021-25R | Tier-3 | Tier-3---2 | 5--5 | 43 | 1 | 1498.4695 | 96.3% | 3.418% | 0.2826% | 1.6612 | 0 | 0 | 1.6612 | 0 | 1.5846 | 10.3883 | 0.15254 | 1.5846 | 10.3883 | 0.15254 | 1.6693 | 10.9434 | 0.15254 | 0.1109% | 0.12361 | 0.12347 | 12122.637 | 2220.1266 | 404.4712 | 9498.0392 | 12123.154 | 0 | 0 | 12123.154 | 0.0003487%
2026 | 1021 | 1021-855 | Tier-3 | Tier-3---10 | 5--5 | 11 | 1 | 466.7529 | 94.79% | 4.788% | 0.426% | 1.9909 | 0 | 0 | 1.9909 | 0 | 1.8991 | 10.3883 | 0.18282 | 1.8991 | 10.3883 | 0.18282 | 2.0006 | 10.9434 | 0.18282 | 0.4265% | 0.10909 | 0.1086 | 4278.6432 | 663.1014 | 202.1105 | 3413.4312 | 4279.6517 | 0 | 0 | 4279.6517 | 0.0004179%
2026 | 1022 | 1022-17F | Tier-3 | Tier-3---4 | 5--5 | 33 | 2 | 887.1334 | 95.91% | 3.733% | 0.3607% | 2.5524 | 0 | 0 | 2.5524 | 0 | 2.4349 | 20.7766 | 0.11719 | 2.4349 | 20.7766 | 0.11719 | 2.565 | 21.8868 | 0.11719 | 0.2877% | 0.10945 | 0.10912 | 8105.3609 | 1393.5381 | 301.1063 | 6410.7165 | 8106.3593 | 0 | 0 | 8106.3593 | 0.0005358%
2026 | 1023 | 1023-46AE | Tier-2 | Tier-2---2 | 5--5 | 80 | 2 | 1480.046 | 74.84% | 24.29% | 0.8655% | 1.3708 | 0 | 0 | 1.3708 | 0 | 1.3076 | 20.7766 | 0.062937 | 1.3076 | 20.7766 | 0.062937 | 1.3775 | 21.8868 | 0.062937 | 0.09262% | 0.13914 | 0.13896 | 10637.4667 | 1301.0798 | 2440.2216 | 6896.1652 | 10640.7825 | 0 | 0 | 10640.7825 | 0.0002877%
2026 | 1023 | 1023-89R | Tier-2 | Tier-2---11 | 4--4 | 19 | 1 | 171.3673 | 58.84% | 39.57% | 1.585% | 0.26271 | 0 | 0 | 0.26271 | 0 | 0.25061 | 10.3883 | 0.024124 | 0.25061 | 10.3883 | 0.024124 | 0.264 | 10.9434 | 0.024124 | 0.1533% | 0.083403 | 0.083186 | 2054.6806 | 198.0279 | 761.6338 | 1095.0189 | 2056.8895 | 0 | 0 | 2056.8895 | 5.514e-05%
2026 | 1030 | 1030-1823F | Tier-3 | Tier-3---13 | 5--5 | 22 | 3 | 202.5757 | 94.25% | 5.49% | 0.2586% | 1.2888 | 0 | 0 | 1.2888 | 0 | 1.2294 | 31.165 | 0.039449 | 1.2294 | 31.165 | 0.039449 | 1.2951 | 32.8301 | 0.039449 | 0.6362% | 0.10605 | 0.10534 | 1910.1293 | 293.8795 | 98.2865 | 1517.9633 | 1910.8755 | 0 | 0 | 1910.8755 | 0.0002705%
2026 | 1030 | 1030-18R | Tier-3 | Tier-3---7 | 5--5 | 85 | 1 | 693.6608 | 87.49% | 12.21% | 0.2965% | 0.35342 | 0 | 0 | 0.35342 | 0 | 0.33714 | 10.3883 | 0.032454 | 0.33714 | 10.3883 | 0.032454 | 0.35515 | 10.9434 | 0.032454 | 0.05095% | 0.23843 | 0.23829 | 2909.3141 | 434.9069 | 331.8024 | 2142.6047 | 2909.5261 | 0 | 0 | 2909.5261 | 7.418e-05%
2026 | 1030 | 1030-20R | Tier-3 | Tier-3---3 | 5--5 | 124 | 3 | 2610.2797 | 91.86% | 7.744% | 0.3915% | 2.8717 | 0 | 0 | 2.8717 | 0 | 2.7394 | 31.165 | 0.0879 | 2.7394 | 31.165 | 0.0879 | 2.8858 | 32.8301 | 0.0879 | 0.11% | 0.28668 | 0.28634 | 9105.2413 | 1516.1831 | 664.7389 | 6924.3193 | 9106.1295 | 0 | 0 | 9106.1295 | 0.0006028%
2026 | 1030 | 1030-42R | Tier-3 | Tier-3---3 | 5--5 | 119 | 1 | 2942.2545 | 85.79% | 13.83% | 0.3713% | 1.05 | 0 | 0 | 1.05 | 0 | 1.0016 | 10.3883 | 0.096421 | 1.0016 | 10.3883 | 0.096421 | 1.0552 | 10.9434 | 0.096421 | 0.03569% | 0.28228 | 0.28216 | 10423.3029 | 1628.0334 | 1345.6404 | 7449.6291 | 10423.9191 | 0 | 0 | 10423.9191 | 0.0002204%
2026 | 1030 | 1030-989R | Tier-3 | Tier-3---3 | 5--5 | 103 | 3 | 3020.5785 | 92.73% | 6.883% | 0.3901% | 4.0382 | 0 | 0 | 4.0382 | 0 | 3.8521 | 31.165 | 0.1236 | 3.8521 | 31.165 | 0.1236 | 4.058 | 32.8301 | 0.1236 | 0.1337% | 0.30703 | 0.30658 | 9838.1975 | 1537.3198 | 631.4887 | 7669.389 | 9839.2306 | 0 | 0 | 9839.2306 | 0.0008476%
2026 | 1039 | 1039-13 | Tier-2 | Tier-2---3 | 5--5 | 68 | 4 | 2056.5259 | 80.69% | 18.74% | 0.569% | 4.8319 | 0 | 0 | 4.8319 | 0 | 4.6093 | 41.5533 | 0.11092 | 4.6093 | 41.5533 | 0.11092 | 4.8556 | 43.7735 | 0.11092 | 0.235% | 0.1351 | 0.13471 | 15222.1821 | 2652.795 | 2719.3692 | 9850.0179 | 15230.7655 | 0 | 0 | 15230.7655 | 0.001014%
2026 | 1090 | 1090-73F | Tier-3 | Tier-3---10 | 4--5 | 81 | 3 | 724.1417 | 96.98% | 2.008% | 1.013% | 1.2875 | 0 | 0 | 1.2875 | 0 | 1.2282 | 31.165 | 0.039409 | 1.2282 | 31.165 | 0.039409 | 1.2938 | 32.8301 | 0.039409 | 0.1778% | 0.046754 | 0.046668 | 15488.4699 | 2874.558 | 442.3847 | 12171.5272 | 15489.3293 | 0 | 0 | 15489.3293 | 0.0002702%
2026 | 1090 | 1090-74F | Tier-3 | Tier-3---10 | 4--5 | 63 | 2 | 595.9278 | 96.92% | 1.794% | 1.287% | 0.90761 | 0 | 0 | 0.90761 | 0 | 0.8658 | 20.7766 | 0.041672 | 0.8658 | 20.7766 | 0.041672 | 0.91206 | 21.8868 | 0.041672 | 0.1523% | 0.045737 | 0.045665 | 13029.5603 | 2451.0895 | 420.5295 | 10157.9412 | 13030.1921 | 0 | 0 | 13030.1921 | 0.0001905%
2026 | 1138 | 1138-6R | Tier-2 | Tier-2---5 | 5--5 | 93 | 2 | 1117.3657 | 63.79% | 34.95% | 1.264% | 0.75873 | 0 | 0 | 0.75873 | 0 | 0.72378 | 20.7766 | 0.034836 | 0.72378 | 20.7766 | 0.034836 | 0.76245 | 21.8868 | 0.034836 | 0.0679% | 0.17153 | 0.17134 | 6514.2797 | 790.3405 | 2180.8634 | 3543.0757 | 6516.7935 | 0 | 0 | 6516.7935 | 0.0001593%
2026 | 1162 | 1162-324R | Tier-2 | Tier-2---13 | 4--3 | 9 | 1 | 67.3479 | 58.69% | 38.45% | 2.854% | 0.21741 | 0 | 0 | 0.21741 | 0 | 0.20739 | 10.3883 | 0.019964 | 0.20739 | 10.3883 | 0.019964 | 0.21848 | 10.9434 | 0.019964 | 0.3228% | 0.068658 | 0.06828 | 980.9191 | 90.4084 | 338.5141 | 551.9967 | 983.16 | 0 | 0 | 983.16 | 4.563e-05%
2026 | 1166 | 1166-18R | Tier-3 | Tier-3---5 | 5--5 | 16 | 1 | 1129.6851 | 97.99% | 1.718% | 0.2919% | 3.4247 | 0 | 0 | 3.4247 | 0 | 3.267 | 10.3883 | 0.31448 | 3.267 | 10.3883 | 0.31448 | 3.4415 | 10.9434 | 0.31448 | 0.3032% | 0.21365 | 0.21299 | 5287.5602 | 933.108 | 102.1782 | 4252.2741 | 5287.89 | 0 | 0 | 5287.89 | 0.0007189%
2026 | 1166 | 1166-342R | Tier-3 | Tier-3---5 | 5--5 | 73 | 4 | 1306.4494 | 92.9% | 6.658% | 0.4418% | 3.2919 | 0 | 0 | 3.2919 | 0 | 3.1403 | 41.5533 | 0.075572 | 3.1403 | 41.5533 | 0.075572 | 3.3081 | 43.7735 | 0.075572 | 0.252% | 0.21878 | 0.21818 | 5971.6251 | 888.1999 | 386.1133 | 4697.3119 | 5972.7782 | 0 | 0 | 5972.7782 | 0.000691%
2026 | 1215 | 1215-12R | Tier-3 | Tier-3---9 | 5--4 | 43 | 2 | 1149.8777 | 88.93% | 10.69% | 0.3802% | 2.3544 | 0 | 0 | 2.3544 | 0 | 2.2459 | 20.7766 | 0.1081 | 2.2459 | 20.7766 | 0.1081 | 2.3659 | 21.8868 | 0.1081 | 0.2047% | 0.69907 | 0.69746 | 1644.8687 | 214.1134 | 166.723 | 1264.0324 | 1645.2888 | 0 | 0 | 1645.2888 | 0.0004942%
2026 | 1215 | 1215-32R | Tier-3 | Tier-3---7 | 5--4 | 64 | 2 | 1677.0531 | 82.12% | 17.49% | 0.3917% | 2.1304 | 0 | 0 | 2.1304 | 0 | 2.0323 | 20.7766 | 0.097816 | 2.0323 | 20.7766 | 0.097816 | 2.1409 | 21.8868 | 0.097816 | 0.127% | 0.68132 | 0.68027 | 2461.4685 | 295.8109 | 389.7657 | 1775.8918 | 2462.1502 | 0 | 0 | 2462.1502 | 0.0004472%
2026 | 1233 | 1233-587R | Tier-3 | Tier-3---13 | 5--5 | 39 | 1 | 468.3326 | 86.93% | 12.01% | 1.054% | 0.51676 | 0 | 0 | 0.51676 | 0 | 0.49295 | 10.3883 | 0.047453 | 0.49295 | 10.3883 | 0.047453 | 0.51929 | 10.9434 | 0.047453 | 0.1103% | 0.13489 | 0.13472 | 3472.0209 | 495.7254 | 420.8281 | 2555.4674 | 3472.5974 | 0 | 0 | 3472.5974 | 0.0001085%
2026 | 1233 | 1233-589R | Tier-3 | Tier-3---16 | 5--4 | 12 | 1 | 204.2414 | 92.81% | 6.245% | 0.9483% | 0.7819 | 0 | 0 | 0.7819 | 0 | 0.74588 | 10.3883 | 0.071799 | 0.74588 | 10.3883 | 0.071799 | 0.78573 | 10.9434 | 0.071799 | 0.3828% | 0.11751 | 0.11702 | 1738.0856 | 257.6679 | 107.3811 | 1373.0366 | 1738.6035 | 0 | 0 | 1738.6035 | 0.0001641%
2026 | 1234 | CB 1234 | Tier-3 | Tier-3---10 | 5--5 | 79 | 3 | 1703.5911 | 47.26% | 52.1% | 0.6391% | 1.5134 | 0 | 0 | 1.5134 | 0 | 1.4437 | 31.165 | 0.046325 | 1.4437 | 31.165 | 0.046325 | 1.5208 | 32.8301 | 0.046325 | 0.08884% | 0.11961 | 0.11939 | 14242.4054 | 1075.4767 | 7121.7223 | 6045.2064 | 14256.5515 | 0 | 0 | 14256.5515 | 0.0003177%
2026 | 1235 | CB 1235 | Tier-2 | Tier-2---6 | 4--5 | 92 | 2 | 1038.4291 | 94.32% | 4.296% | 1.381% | 1.054 | 0 | 0 | 1.054 | 0 | 1.0055 | 20.7766 | 0.048393 | 1.0055 | 20.7766 | 0.048393 | 1.0592 | 21.8868 | 0.048393 | 0.1015% | 0.082825 | 0.082736 | 12537.6589 | 2179.7945 | 762.6013 | 9595.263 | 12538.4256 | 0 | 0 | 12538.4256 | 0.0002212%
2026 | 1242 | 1242-1084 | Tier-2 | Tier-2---12 | 2--5 | 14 | 2 | 67.671 | 98.5% | 0% | 1.502% | 0.47134 | 0 | 0 | 0.47134 | 0 | 0.44963 | 20.7766 | 0.021641 | 0.44963 | 20.7766 | 0.021641 | 0.47365 | 21.8868 | 0.021641 | 0.6965% | 0.005996 | 0.0059536 | 11286.0292 | 3154.1305 | 158.2746 | 7973.6241 | 11287.2367 | 0 | 0 | 11287.2367 | 9.894e-05%
2026 | 1250 | 1250-8R | Tier-2 | Tier-2---4 | 4--5 | 13 | 1 | 384.7428 | 82.72% | 16.59% | 0.6903% | 1.2118 | 0 | 0 | 1.2118 | 0 | 1.156 | 10.3883 | 0.11128 | 1.156 | 10.3883 | 0.11128 | 1.2178 | 10.9434 | 0.11128 | 0.315% | 0.092289 | 0.091937 | 4168.9089 | 570.5627 | 668.7462 | 2929.6001 | 4171.6624 | 0 | 0 | 4171.6624 | 0.0002544%
2026 | 1458 | 1458-1056 | Tier-2 | Tier-2---11 | 5--3 | 16 | 1 | 79.604 | 49.93% | 49.51% | 0.5563% | 0.12297 | 0 | 0 | 0.12297 | 0 | 0.1173 | 10.3883 | 0.011292 | 0.1173 | 10.3883 | 0.011292 | 0.12357 | 10.9434 | 0.011292 | 0.1545% | 0.13508 | 0.13466 | 589.3284 | 48.7394 | 264.1575 | 276.4315 | 590.2441 | 0 | 0 | 590.2441 | 2.581e-05%
2026 | 1458 | 1458-1131R | Tier-3 | Tier-3---4 | 5--5 | 51 | 1 | 1406.6624 | 89.91% | 9.875% | 0.2137% | 1.2276 | 0 | 0 | 1.2276 | 0 | 1.171 | 10.3883 | 0.11272 | 1.171 | 10.3883 | 0.11272 | 1.2336 | 10.9434 | 0.11272 | 0.08727% | 0.15941 | 0.15925 | 8824.2343 | 1339.2018 | 802.9411 | 6682.0914 | 8825.0992 | 0 | 0 | 8825.0992 | 0.0002577%
2026 | 1458 | 1458-601R | Tier-3 | Tier-3---2 | 5--5 | 127 | 4 | 3446.9071 | 93.23% | 6.468% | 0.3015% | 5.0102 | 0 | 0 | 5.0102 | 0 | 4.7793 | 41.5533 | 0.11502 | 4.7793 | 41.5533 | 0.11502 | 5.0347 | 43.7735 | 0.11502 | 0.1454% | 0.20421 | 0.20389 | 16878.9798 | 3452.9233 | 1062.0214 | 12364.0351 | 16880.7639 | 0 | 0 | 16880.7639 | 0.001052%
2026 | CTL1 | CTL1-3R | Tier-3 | Tier-3---14 | 5--4 | 53 | 1 | 691.1308 | 38.4% | 60.91% | 0.6868% | 0.24788 | 0 | 0 | 0.24788 | 0 | 0.23646 | 10.3883 | 0.022762 | 0.23646 | 10.3883 | 0.022762 | 0.24909 | 10.9434 | 0.022762 | 0.03587% | 0.42513 | 0.42473 | 1625.6897 | 99.6026 | 905.5939 | 620.4932 | 1626.6259 | 0 | 0 | 1626.6259 | 5.203e-05%
2026 | DV1 | DV1-3R | Tier-3 | Tier-3---11 | 5--5 | 90 | 2 | 634.2705 | 72.29% | 26.89% | 0.8162% | 0.50439 | 0 | 0 | 0.50439 | 0 | 0.48115 | 20.7766 | 0.023158 | 0.48115 | 20.7766 | 0.023158 | 0.50686 | 21.8868 | 0.023158 | 0.07952% | 0.19421 | 0.194 | 3265.8667 | 390.6526 | 820.8791 | 2054.3349 | 3266.8631 | 0 | 0 | 3266.8631 | 0.0001059%
2026 | MOR1 | CB MOR1 | Tier-2 | Tier-2---4 | 5--5 | 32 | 1 | 584.1991 | 87.63% | 11.93% | 0.4377% | 0.79192 | 0 | 0 | 0.79192 | 0 | 0.75544 | 10.3883 | 0.07272 | 0.75544 | 10.3883 | 0.07272 | 0.79581 | 10.9434 | 0.07272 | 0.1356% | 0.12647 | 0.12627 | 4619.2848 | 721.3686 | 522.5493 | 3375.3669 | 4620.1698 | 0 | 0 | 4620.1698 | 0.0001662%
2026 | OK1 | CB OK1 | Tier-3 | Tier-3---7 | 5--5 | 109 | 1 | 1048.1259 | 93.55% | 5.94% | 0.509% | 0.44529 | 0 | 0 | 0.44529 | 0 | 0.42478 | 10.3883 | 0.04089 | 0.42478 | 10.3883 | 0.04089 | 0.44747 | 10.9434 | 0.04089 | 0.04248% | 0.20255 | 0.20246 | 5174.6627 | 847.3251 | 299.3088 | 4028.0288 | 5174.8143 | 0 | 0 | 5174.8143 | 9.347e-05%
2026 | PE1 | CB PE1 | Tier-3 | Tier-3---13 | 5--4 | 66 | 3 | 620.7512 | 74.86% | 24.36% | 0.7799% | 1.0455 | 0 | 0 | 1.0455 | 0 | 0.99738 | 31.165 | 0.032003 | 0.99738 | 31.165 | 0.032003 | 1.0507 | 32.8301 | 0.032003 | 0.1684% | 0.24168 | 0.24114 | 2568.4774 | 292.3041 | 583.6879 | 1692.4855 | 2569.9336 | 0 | 0 | 2569.9336 | 0.0002195%
2026 | RA1 | RA1-402R | Tier-3 | Tier-3---4 | 5--5 | 30 | 2 | 861.3982 | 92.86% | 6.845% | 0.2988% | 2.6395 | 0 | 0 | 2.6395 | 0 | 2.5179 | 20.7766 | 0.12119 | 2.5179 | 20.7766 | 0.12119 | 2.6525 | 21.8868 | 0.12119 | 0.3064% | 0.12948 | 0.12905 | 6652.8745 | 1118.7394 | 431.7484 | 5102.3868 | 6654.4481 | 0 | 0 | 6654.4481 | 0.000554%
2026 | RA2 | CB RA2 | Tier-2 | Tier-2---4 | 5--5 | 17 | 1 | 579.2495 | 83.34% | 16.16% | 0.4909% | 1.4057 | 0 | 0 | 1.4057 | 0 | 1.341 | 10.3883 | 0.12908 | 1.341 | 10.3883 | 0.12908 | 1.4126 | 10.9434 | 0.12908 | 0.2427% | 0.12706 | 0.12669 | 4558.9302 | 908.2518 | 686.0992 | 2964.5792 | 4561.1476 | 0 | 0 | 4561.1476 | 0.0002951%
2026 | RB1 | RB1-427R | Tier-3 | Tier-3---7 | 5--5 | 85 | 1 | 996.0696 | 83.51% | 15.68% | 0.8099% | 0.48443 | 0 | 0 | 0.48443 | 0 | 0.46212 | 10.3883 | 0.044484 | 0.46212 | 10.3883 | 0.044484 | 0.48681 | 10.9434 | 0.044484 | 0.04863% | 0.15381 | 0.15372 | 6476.1764 | 929.4617 | 937.2221 | 4609.4925 | 6476.7985 | 0 | 0 | 6476.7985 | 0.0001017%
2026 | RB1 | RB1-433R | Tier-3 | Tier-3---10 | 5--5 | 27 | 3 | 717.075 | 94.45% | 5% | 0.5477% | 3.7251 | 0 | 0 | 3.7251 | 0 | 3.5535 | 31.165 | 0.11402 | 3.5535 | 31.165 | 0.11402 | 3.7434 | 32.8301 | 0.11402 | 0.5195% | 0.15284 | 0.152 | 4691.5909 | 760.1035 | 231.5295 | 3699.958 | 4693.0304 | 0 | 0 | 4693.0304 | 0.0007819%
2026 | RC1 | CB RC1 | Tier-2 | Tier-2---4 | 4--5 | 19 | 1 | 397.5199 | 92.07% | 7.427% | 0.5025% | 0.95353 | 0 | 0 | 0.95353 | 0 | 0.9096 | 10.3883 | 0.08756 | 0.9096 | 10.3883 | 0.08756 | 0.9582 | 10.9434 | 0.08756 | 0.2399% | 0.084253 | 0.084034 | 4718.147 | 893.9653 | 343.0371 | 3481.1447 | 4719.1242 | 0 | 0 | 4719.1242 | 0.0002001%
2026 | SL1 | CB SL1 | Tier-3 | Tier-3---11 | 5--5 | 128 | 1 | 677.9763 | 69.55% | 29.7% | 0.758% | 0.18234 | 0 | 0 | 0.18234 | 0 | 0.17394 | 10.3883 | 0.016744 | 0.17394 | 10.3883 | 0.016744 | 0.18323 | 10.9434 | 0.016744 | 0.02689% | 0.19527 | 0.1952 | 3471.9301 | 456.3042 | 974.4203 | 2041.2056 | 3472.3391 | 0 | 0 | 3472.3391 | 3.827e-05%
2026 | TM1 | TM1-10R | Tier-3 | Tier-3---12 | 5--5 | 20 | 1 | 437.3004 | 95.61% | 3.838% | 0.5568% | 1.0348 | 0 | 0 | 1.0348 | 0 | 0.98708 | 10.3883 | 0.095019 | 0.98708 | 10.3883 | 0.095019 | 1.0398 | 10.9434 | 0.095019 | 0.2366% | 0.093421 | 0.09319 | 4680.975 | 712.9363 | 184.5612 | 3783.4774 | 4681.4854 | 0 | 0 | 4681.4854 | 0.0002172%
2027 | 67 | 67-24R | Tier-3 | Tier-3---13 | 5--4 | 112 | 2 | 649.2908 | 74.83% | 23.84% | 1.334% | 0.42944 | 0 | 0 | 0.42944 | 0 | 0.39079 | 19.8195 | 0.019717 | 0.39079 | 19.8195 | 0.019717 | 0.43366 | 21.9941 | 0.019717 | 0.06614% | 0.2194 | 0.21921 | 2959.3576 | 336.0702 | 674.1995 | 1949.088 | 2960.0167 | 0 | 0 | 2960.0167 | 9.014e-05%
2027 | 67 | 67-34R | Tier-3 | Tier-3---11 | 5--5 | 188 | 2 | 1084.2867 | 76.65% | 22.12% | 1.235% | 0.43764 | 0 | 0 | 0.43764 | 0 | 0.39824 | 19.8195 | 0.020094 | 0.39824 | 19.8195 | 0.020094 | 0.44194 | 21.9941 | 0.020094 | 0.04036% | 0.24743 | 0.2473 | 4382.1248 | 535.8218 | 956.7681 | 2889.5349 | 4382.664 | 0 | 0 | 4382.664 | 9.186e-05%
2027 | 67 | 67-45R | Tier-3 | Tier-3---15 | 5--4 | 78 | 1 | 468.8847 | 75.51% | 23.11% | 1.372% | 0.2247 | 0 | 0 | 0.2247 | 0 | 0.20447 | 9.9098 | 0.020633 | 0.20447 | 9.9098 | 0.020633 | 0.22691 | 10.997 | 0.020633 | 0.04792% | 0.20887 | 0.20874 | 2244.8167 | 264.9489 | 495.8782 | 1483.9896 | 2245.1657 | 0 | 0 | 2245.1657 | 4.716e-05%
2027 | 73 | 73-1130R | Tier-3 | Tier-3---9 | 5--5 | 84 | 3 | 971.12 | 83.08% | 16.23% | 0.6878% | 1.4263 | 0 | 0 | 1.4263 | 0 | 1.2979 | 29.7293 | 0.043658 | 1.2979 | 29.7293 | 0.043658 | 1.4403 | 32.9911 | 0.043658 | 0.1469% | 0.2182 | 0.21781 | 4450.6448 | 608.0965 | 688.9858 | 3153.5625 | 4451.9786 | 0 | 0 | 4451.9786 | 0.0002994%
2027 | 73 | 73-1163 | Tier-3 | Tier-3---4 | 5--5 | 90 | 3 | 1861.7789 | 88.41% | 11.22% | 0.3692% | 2.7159 | 0 | 0 | 2.7159 | 0 | 2.4715 | 29.7293 | 0.083132 | 2.4715 | 29.7293 | 0.083132 | 2.7426 | 32.9911 | 0.083132 | 0.1459% | 0.22506 | 0.22469 | 8272.2274 | 1229.0974 | 921.3142 | 6121.8157 | 8273.8118 | 0 | 0 | 8273.8118 | 0.0005701%
2027 | 73 | 73-678R | Tier-3 | Tier-3---5 | 5--5 | 93 | 2 | 1587.7071 | 88.98% | 10.47% | 0.5476% | 1.5039 | 0 | 0 | 1.5039 | 0 | 1.3685 | 19.8195 | 0.06905 | 1.3685 | 19.8195 | 0.06905 | 1.5187 | 21.9941 | 0.06905 | 0.09472% | 0.23776 | 0.23751 | 6677.7947 | 1003.2668 | 681.1886 | 4993.3394 | 6678.5788 | 0 | 0 | 6678.5788 | 0.0003157%
2027 | 73 | 73-683R | Tier-3 | Tier-3---7 | 5--5 | 84 | 1 | 1378.6065 | 89.65% | 9.845% | 0.5099% | 0.72827 | 0 | 0 | 0.72827 | 0 | 0.66272 | 9.9098 | 0.066875 | 0.66272 | 9.9098 | 0.066875 | 0.73543 | 10.997 | 0.066875 | 0.05283% | 0.22716 | 0.22702 | 6068.9321 | 866.1538 | 585.2944 | 4617.4838 | 6069.3026 | 0 | 0 | 6069.3026 | 0.0001529%
2027 | 75 | 75-2259F | Tier-3 | Tier-3---12 | 3--5 | 32 | 1 | 362.3539 | 98.06% | 1.201% | 0.7355% | 0.54966 | 0 | 0 | 0.54966 | 0 | 0.50018 | 9.9098 | 0.050474 | 0.50018 | 9.9098 | 0.050474 | 0.55506 | 10.997 | 0.050474 | 0.1517% | 0.020337 | 0.020306 | 17817.1226 | 3618.9618 | 323.8838 | 13874.277 | 17817.6572 | 0 | 0 | 17817.6572 | 0.0001154%
2027 | 75 | 75-41 | Tier-3 | Tier-3---13 | 3--5 | 4 | 1 | 232.3508 | 98.84% | 0.3675% | 0.788% | 2.8421 | 0 | 0 | 2.8421 | 0 | 2.5863 | 9.9098 | 0.26098 | 2.5863 | 9.9098 | 0.26098 | 2.87 | 10.997 | 0.26098 | 1.223% | 0.0163 | 0.016098 | 14254.8272 | 3156.0323 | 229.2614 | 10869.5335 | 14256.8911 | 0 | 0 | 14256.8911 | 0.0005966%
2027 | 78 | 78-26R | Tier-3 | Tier-3---5 | 5--5 | 60 | 2 | 1506.352 | 86.4% | 13.31% | 0.287% | 2.1474 | 0 | 0 | 2.1474 | 0 | 1.9541 | 19.8195 | 0.098597 | 1.9541 | 19.8195 | 0.098597 | 2.1685 | 21.9941 | 0.098597 | 0.1426% | 0.34567 | 0.3451 | 4357.7168 | 613.0091 | 539.1725 | 3205.5352 | 4358.6964 | 0 | 0 | 4358.6964 | 0.0004507%
2027 | 79 | 79-668R | Tier-3 | Tier-3---15 | 5--3 | 77 | 3 | 744.6976 | 38.65% | 60.41% | 0.9336% | 0.55514 | 0 | 0 | 0.55514 | 0 | 0.50517 | 29.7293 | 0.016992 | 0.50517 | 29.7293 | 0.016992 | 0.5606 | 32.9911 | 0.016992 | 0.07455% | 0.43999 | 0.43914 | 1692.5377 | 90.5162 | 925.3729 | 676.6485 | 1694.544 | 0 | 0 | 1694.544 | 0.0001165%
2027 | 79 | 79-676R | Tier-3 | Tier-3---5 | 5--5 | 28 | 2 | 1054.6802 | 84.57% | 15.17% | 0.2582% | 3.1536 | 0 | 0 | 3.1536 | 0 | 2.8697 | 19.8195 | 0.14479 | 2.8697 | 19.8195 | 0.14479 | 3.1846 | 21.9941 | 0.14479 | 0.299% | 0.38409 | 0.38273 | 2745.9122 | 408.062 | 399.7376 | 1938.1127 | 2747.4158 | 0 | 0 | 2747.4158 | 0.0006619%
2027 | 79 | 79-714R | Tier-3 | Tier-3---9 | 5--4 | 50 | 1 | 903.7514 | 77.92% | 21.67% | 0.4055% | 0.69718 | 0 | 0 | 0.69718 | 0 | 0.63442 | 9.9098 | 0.06402 | 0.63442 | 9.9098 | 0.06402 | 0.70403 | 10.997 | 0.06402 | 0.07714% | 0.37772 | 0.37734 | 2392.6757 | 300.8376 | 478.1412 | 1613.6969 | 2393.1992 | 0 | 0 | 2393.1992 | 0.0001463%
2027 | 79 | 79-785 | Tier-3 | Tier-3---3 | 5--5 | 107 | 1 | 2480.4804 | 78.86% | 20.81% | 0.3308% | 0.90491 | 0 | 0 | 0.90491 | 0 | 0.82345 | 9.9098 | 0.083095 | 0.82345 | 9.9098 | 0.083095 | 0.9138 | 10.997 | 0.083095 | 0.03648% | 0.38023 | 0.38005 | 6523.6349 | 955.6486 | 1258.2917 | 4309.6946 | 6524.2733 | 0 | 0 | 6524.2733 | 0.0001899%
2027 | 79 | 79-808R | Tier-3 | Tier-3---3 | 5--5 | 56 | 2 | 2167.6529 | 93.07% | 6.627% | 0.3038% | 3.5665 | 0 | 0 | 3.5665 | 0 | 3.2455 | 19.8195 | 0.16375 | 3.2455 | 19.8195 | 0.16375 | 3.6016 | 21.9941 | 0.16375 | 0.1645% | 0.44563 | 0.44484 | 4864.2458 | 733.0646 | 303.7151 | 3827.4661 | 4864.8428 | 0 | 0 | 4864.8428 | 0.0007486%
2027 | 157 | 157-165R | Tier-3 | Tier-3---18 | 5--2 | 20 | 1 | 161.4875 | 68.83% | 29.58% | 1.593% | 0.2751 | 0 | 0 | 0.2751 | 0 | 0.25033 | 9.9098 | 0.025261 | 0.25033 | 9.9098 | 0.025261 | 0.2778 | 10.997 | 0.025261 | 0.1704% | 0.28262 | 0.28192 | 571.4006 | 45.3664 | 164.9781 | 361.0561 | 571.8425 | 0 | 0 | 571.8425 | 5.774e-05%
2027 | 157 | 157-189R | Tier-3 | Tier-3---9 | 5--4 | 177 | 6 | 1466.7959 | 72.32% | 26.57% | 1.114% | 1.7799 | 0 | 0 | 1.7799 | 0 | 1.6197 | 59.4585 | 0.02724 | 1.6197 | 59.4585 | 0.02724 | 1.7974 | 65.9822 | 0.02724 | 0.1213% | 0.3705 | 0.36987 | 3959.0061 | 404.1268 | 974.6501 | 2580.2292 | 3960.8482 | 0 | 0 | 3960.8482 | 0.0003736%
2027 | 157 | 157-1928R | Tier-3 | Tier-3---11 | 5--4 | 10 | 1 | 379.4778 | 92.67% | 6.848% | 0.4867% | 1.7406 | 0 | 0 | 1.7406 | 0 | 1.584 | 9.9098 | 0.15984 | 1.584 | 9.9098 | 0.15984 | 1.7577 | 10.997 | 0.15984 | 0.4587% | 0.2812 | 0.27981 | 1349.4751 | 199.7127 | 87.7056 | 1062.0567 | 1349.9675 | 0 | 0 | 1349.9675 | 0.0003654%
2027 | 157 | 157-232R | Tier-3 | Tier-3---11 | 5--4 | 80 | 1 | 737.6356 | 80.19% | 18.85% | 0.9654% | 0.36598 | 0 | 0 | 0.36598 | 0 | 0.33303 | 9.9098 | 0.033607 | 0.33303 | 9.9098 | 0.033607 | 0.36957 | 10.997 | 0.033607 | 0.04961% | 0.32167 | 0.32147 | 2293.1426 | 264.1373 | 427.4504 | 1601.5549 | 2293.4239 | 0 | 0 | 2293.4239 | 7.682e-05%
2027 | 157 | 157-257R | Tier-3 | Tier-3---14 | 5--4 | 151 | 5 | 854.144 | 56.45% | 41.98% | 1.572% | 0.79026 | 0 | 0 | 0.79026 | 0 | 0.71912 | 49.5488 | 0.014513 | 0.71912 | 49.5488 | 0.014513 | 0.79802 | 54.9851 | 0.014513 | 0.09252% | 0.36686 | 0.36626 | 2328.2535 | 169.8306 | 913.7375 | 1244.6854 | 2329.9183 | 0 | 0 | 2329.9183 | 0.0001659%
2027 | 157 | 157-273R | Tier-3 | Tier-3---14 | 5--4 | 53 | 3 | 480.7998 | 81.05% | 17.89% | 1.052% | 1.0919 | 0 | 0 | 1.0919 | 0 | 0.99363 | 29.7293 | 0.033423 | 0.99363 | 29.7293 | 0.033423 | 1.1026 | 32.9911 | 0.033423 | 0.2271% | 0.32295 | 0.32205 | 1488.7712 | 174.3464 | 278.1483 | 1036.2764 | 1489.5637 | 0 | 0 | 1489.5637 | 0.0002292%
2027 | 157 | 157-81R | Tier-3 | Tier-3---3 | 5--5 | 205 | 7 | 2882.5826 | 80.96% | 18.44% | 0.5996% | 3.9444 | 0 | 0 | 3.9444 | 0 | 3.5893 | 69.3683 | 0.051743 | 3.5893 | 69.3683 | 0.051743 | 3.9831 | 76.9792 | 0.051743 | 0.1368% | 0.38414 | 0.38349 | 7504.0834 | 990.345 | 1294.8297 | 5218.9087 | 7506.503 | 0 | 0 | 7506.503 | 0.0008279%
2027 | 175 | 175-64R | Tier-3 | Tier-3---11 | 5--5 | 63 | 2 | 731.7191 | 85.48% | 13.53% | 0.984% | 0.98292 | 0 | 0 | 0.98292 | 0 | 0.89444 | 19.8195 | 0.045129 | 0.89444 | 19.8195 | 0.045129 | 0.99258 | 21.9941 | 0.045129 | 0.1343% | 0.20232 | 0.20201 | 3616.5854 | 555.855 | 463.329 | 2597.4013 | 3617.4117 | 0 | 0 | 3617.4117 | 0.0002063%
2027 | 175 | 175-90R | Tier-3 | Tier-3---9 | 5--5 | 113 | 2 | 894.6693 | 80.29% | 18.79% | 0.921% | 0.62936 | 0 | 0 | 0.62936 | 0 | 0.5727 | 19.8195 | 0.028896 | 0.5727 | 19.8195 | 0.028896 | 0.63554 | 21.9941 | 0.028896 | 0.07034% | 0.20491 | 0.20473 | 4366.1148 | 584.0624 | 757.6208 | 3024.4316 | 4366.8693 | 0 | 0 | 4366.8693 | 0.0001321%
2027 | 176 | 176-161R | Tier-3 | Tier-3---5 | 5--5 | 62 | 2 | 1442.7596 | 90.39% | 9.157% | 0.4576% | 2.0823 | 0 | 0 | 2.0823 | 0 | 1.8948 | 19.8195 | 0.095605 | 1.8948 | 19.8195 | 0.095605 | 2.1027 | 21.9941 | 0.095605 | 0.1443% | 0.22417 | 0.22381 | 6436.0353 | 957.8537 | 605.899 | 4872.2826 | 6437.0249 | 0 | 0 | 6437.0249 | 0.0004371%
2027 | 176 | 176-1834R | Tier-3 | Tier-3---5 | 5--5 | 32 | 1 | 1527.634 | 81.51% | 17.94% | 0.5573% | 1.9261 | 0 | 0 | 1.9261 | 0 | 1.7527 | 9.9098 | 0.17687 | 1.7527 | 9.9098 | 0.17687 | 1.945 | 10.997 | 0.17687 | 0.1261% | 0.23205 | 0.23169 | 6583.3295 | 1087.0711 | 1168.7765 | 4327.4819 | 6585.2156 | 0 | 0 | 6585.2156 | 0.0004043%
2027 | 176 | 176-1845R | Tier-3 | Tier-3---11 | 5--5 | 51 | 1 | 550.3123 | 86.34% | 12.77% | 0.8885% | 0.46118 | 0 | 0 | 0.46118 | 0 | 0.41967 | 9.9098 | 0.042349 | 0.41967 | 9.9098 | 0.042349 | 0.46571 | 10.997 | 0.042349 | 0.0838% | 0.20978 | 0.20957 | 2623.3078 | 370.7068 | 320.9781 | 1931.6229 | 2623.6559 | 0 | 0 | 2623.6559 | 9.68e-05%
2027 | 176 | 176-197F | Tier-3 | Tier-3---5 | 5--5 | 115 | 3 | 1901.6652 | 78.35% | 21.16% | 0.4918% | 1.9241 | 0 | 0 | 1.9241 | 0 | 1.7509 | 29.7293 | 0.058894 | 1.7509 | 29.7293 | 0.058894 | 1.943 | 32.9911 | 0.058894 | 0.1012% | 0.23242 | 0.23212 | 8182.1472 | 1427.4932 | 1620.6818 | 5133.9723 | 8184.4373 | 0 | 0 | 8184.4373 | 0.0004039%
2027 | 176 | 176-200F | Tier-3 | Tier-3---15 | 5--4 | 5 | 1 | 342.7574 | 49.83% | 49.91% | 0.2576% | 1.6909 | 0 | 0 | 1.6909 | 0 | 1.5387 | 9.9098 | 0.15527 | 1.5387 | 9.9098 | 0.15527 | 1.7075 | 10.997 | 0.15527 | 0.4933% | 0.18529 | 0.18346 | 1849.8169 | 153.4619 | 845.5193 | 850.8357 | 1859.0965 | 0 | 0 | 1859.0965 | 0.0003549%
2027 | 182 | 182-2240F | Tier-2 | Tier-2---2 | 5--5 | 40 | 2 | 1849.4802 | 64.04% | 35.59% | 0.3658% | 2.9314 | 0 | 0 | 2.9314 | 0 | 2.6675 | 19.8195 | 0.13459 | 2.6675 | 19.8195 | 0.13459 | 2.9602 | 21.9941 | 0.13459 | 0.1585% | 0.1455 | 0.14514 | 12710.8197 | 2473.4049 | 4337.8066 | 5899.6082 | 12722.1606 | 0 | 0 | 12722.1606 | 0.0006153%
2027 | 209 | 209-1769F | Tier-2 | Tier-2---6 | 5--5 | 51 | 1 | 1246.6839 | 98.28% | 0% | 1.716% | 1.1892 | 0 | 0 | 1.1892 | 0 | 1.0822 | 9.9098 | 0.10921 | 1.0822 | 9.9098 | 0.10921 | 1.2009 | 10.997 | 0.10921 | 0.09539% | 0.11169 | 0.11158 | 11161.7212 | 1795.9566 | 261.2581 | 9104.5065 | 11161.9074 | 0 | 0 | 11161.9074 | 0.0002496%
2027 | 210 | 210-172R | Tier-2 | Tier-2---11 | 5--2 | 19 | 1 | 187.8449 | 74.26% | 23.89% | 1.85% | 0.36343 | 0 | 0 | 0.36343 | 0 | 0.33072 | 9.9098 | 0.033373 | 0.33072 | 9.9098 | 0.033373 | 0.367 | 10.997 | 0.033373 | 0.1935% | 0.32588 | 0.32503 | 576.4292 | 39.7856 | 130.795 | 405.8486 | 576.8167 | 0 | 0 | 576.8167 | 7.628e-05%
2027 | 210 | 210-394R | Tier-2 | Tier-2---16 | 5--2 | 18 | 1 | 90.8214 | 45.65% | 51.72% | 2.624% | 0.11402 | 0 | 0 | 0.11402 | 0 | 0.10376 | 9.9098 | 0.01047 | 0.10376 | 9.9098 | 0.01047 | 0.11514 | 10.997 | 0.01047 | 0.1255% | 0.31841 | 0.31754 | 285.2308 | 14.2948 | 124.8192 | 146.1168 | 285.6583 | 0 | 0 | 285.6583 | 2.393e-05%
2027 | 210 | 210-9R | Tier-2 | Tier-2---13 | 5--2 | 38 | 1 | 204.3186 | 25.26% | 73.76% | 0.9801% | 0.067232 | 0 | 0 | 0.067232 | 0 | 0.06118 | 9.9098 | 0.0061737 | 0.06118 | 9.9098 | 0.0061737 | 0.067893 | 10.997 | 0.0061737 | 0.03291% | 0.31397 | 0.31356 | 650.7604 | 21.6073 | 447.6112 | 181.5419 | 651.3948 | 0 | 0 | 651.3948 | 1.411e-05%
2027 | 211 | 211-279R | Tier-2 | Tier-2---10 | 5--3 | 65 | 1 | 472.6727 | 73.92% | 24.32% | 1.766% | 0.26608 | 0 | 0 | 0.26608 | 0 | 0.24213 | 9.9098 | 0.024433 | 0.24213 | 9.9098 | 0.024433 | 0.26869 | 10.997 | 0.024433 | 0.05629% | 0.37314 | 0.37285 | 1266.7597 | 81.8701 | 334.8802 | 850.0094 | 1267.0115 | 0 | 0 | 1267.0115 | 5.585e-05%
2027 | 211 | 211-312R | Tier-2 | Tier-2---8 | 5--3 | 145 | 3 | 754.0624 | 63.09% | 35.39% | 1.526% | 0.48719 | 0 | 0 | 0.48719 | 0 | 0.44334 | 29.7293 | 0.014913 | 0.44334 | 29.7293 | 0.014913 | 0.49198 | 32.9911 | 0.014913 | 0.06461% | 0.39031 | 0.38991 | 1931.9795 | 162.2508 | 643.7527 | 1125.9761 | 1932.7107 | 0 | 0 | 1932.7107 | 0.0001023%
2027 | 211 | 211-771R | Tier-3 | Tier-3---14 | 5--4 | 66 | 1 | 617.3051 | 73.22% | 25.44% | 1.334% | 0.33901 | 0 | 0 | 0.33901 | 0 | 0.3085 | 9.9098 | 0.031131 | 0.3085 | 9.9098 | 0.031131 | 0.34234 | 10.997 | 0.031131 | 0.05492% | 0.3743 | 0.37402 | 1649.207 | 127.1804 | 388.1922 | 1133.8343 | 1649.5385 | 0 | 0 | 1649.5385 | 7.116e-05%
2027 | 212 | 212-1177R | Tier-2 | Tier-2---8 | 5--4 | 79 | 1 | 484.9484 | 83.96% | 14.37% | 1.67% | 0.25513 | 0 | 0 | 0.25513 | 0 | 0.23216 | 9.9098 | 0.023428 | 0.23216 | 9.9098 | 0.023428 | 0.25763 | 10.997 | 0.023428 | 0.05261% | 0.15054 | 0.15044 | 3221.4606 | 348.4219 | 528.8758 | 2344.1629 | 3221.7845 | 0 | 0 | 3221.7845 | 5.355e-05%
2027 | 212 | 212-1204R | Tier-2 | Tier-2---8 | 5--4 | 70 | 2 | 431.7599 | 82.12% | 16.51% | 1.365% | 0.50145 | 0 | 0 | 0.50145 | 0 | 0.45631 | 19.8195 | 0.023024 | 0.45631 | 19.8195 | 0.023024 | 0.50638 | 21.9941 | 0.023024 | 0.1161% | 0.19221 | 0.19193 | 2246.3396 | 244.3912 | 383.4547 | 1618.4937 | 2246.9084 | 0 | 0 | 2246.9084 | 0.0001053%
2027 | 212 | 212-725R | Tier-3 | Tier-3---10 | 5--5 | 46 | 2 | 749.6423 | 94.58% | 4.636% | 0.779% | 1.526 | 0 | 0 | 1.526 | 0 | 1.3886 | 19.8195 | 0.070064 | 1.3886 | 19.8195 | 0.070064 | 1.541 | 21.9941 | 0.070064 | 0.2036% | 0.13941 | 0.13911 | 5377.288 | 738.7725 | 258.1994 | 4380.3161 | 5377.9161 | 0 | 0 | 5377.9161 | 0.0003203%
2027 | 212 | 212-734R | Tier-2 | Tier-2---10 | 5--4 | 42 | 1 | 405.6391 | 93.64% | 4.241% | 2.118% | 0.44767 | 0 | 0 | 0.44767 | 0 | 0.40738 | 9.9098 | 0.041109 | 0.40738 | 9.9098 | 0.041109 | 0.45207 | 10.997 | 0.041109 | 0.1104% | 0.17753 | 0.17733 | 2284.84 | 188.9421 | 239.3419 | 1856.5561 | 2285.0115 | 0 | 0 | 2285.0115 | 9.397e-05%
2027 | 212 | 212-758R | Tier-2 | Tier-2---8 | 5--4 | 68 | 3 | 381.3507 | 89.63% | 8.808% | 1.561% | 0.74646 | 0 | 0 | 0.74646 | 0 | 0.67926 | 29.7293 | 0.022848 | 0.67926 | 29.7293 | 0.022848 | 0.75379 | 32.9911 | 0.022848 | 0.1957% | 0.1427 | 0.14239 | 2672.3387 | 313.5648 | 256.9237 | 2101.8502 | 2672.9451 | 0 | 0 | 2672.9451 | 0.0001567%
2027 | 212 | 212-773R | Tier-2 | Tier-2---5 | 5--4 | 103 | 4 | 677.1103 | 83.18% | 15.77% | 1.046% | 1.0827 | 0 | 0 | 1.0827 | 0 | 0.98526 | 39.639 | 0.024856 | 0.98526 | 39.639 | 0.024856 | 1.0934 | 43.9881 | 0.024856 | 0.1599% | 0.19881 | 0.19843 | 3405.7885 | 402.585 | 522.8709 | 2480.3327 | 3406.8917 | 0 | 0 | 3406.8917 | 0.0002273%
2027 | 212 | 212-799R | Tier-2 | Tier-2---10 | 5--4 | 39 | 1 | 254.923 | 88.52% | 10.12% | 1.358% | 0.28642 | 0 | 0 | 0.28642 | 0 | 0.26064 | 9.9098 | 0.026301 | 0.26064 | 9.9098 | 0.026301 | 0.28923 | 10.997 | 0.026301 | 0.1124% | 0.12493 | 0.12477 | 2040.5268 | 236.751 | 211.9535 | 1591.8223 | 2040.8244 | 0 | 0 | 2040.8244 | 6.012e-05%
2027 | 212 | 212-888R | Tier-2 | Tier-2---8 | 5--4 | 45 | 1 | 346.5382 | 90.95% | 7.817% | 1.237% | 0.34668 | 0 | 0 | 0.34668 | 0 | 0.31547 | 9.9098 | 0.031835 | 0.31547 | 9.9098 | 0.031835 | 0.35009 | 10.997 | 0.031835 | 0.1% | 0.13116 | 0.13101 | 2642.179 | 334.1686 | 213.131 | 2094.8795 | 2642.4425 | 0 | 0 | 2642.4425 | 7.277e-05%
2027 | 214 | 214-1122R | Tier-3 | Tier-3---3 | 5--5 | 127 | 5 | 2893.3725 | 90.28% | 9.311% | 0.4067% | 5.0907 | 0 | 0 | 5.0907 | 0 | 4.6325 | 49.5488 | 0.093494 | 4.6325 | 49.5488 | 0.093494 | 5.1408 | 54.9851 | 0.093494 | 0.1759% | 0.26918 | 0.26865 | 10749.0069 | 1574.7708 | 951.5348 | 8222.7013 | 10751.0465 | 0 | 0 | 10751.0465 | 0.001069%
2027 | 214 | 214-1135R | Tier-3 | Tier-3---6 | 4--5 | 75 | 1 | 805.3146 | 95.2% | 3.81% | 0.9931% | 0.50598 | 0 | 0 | 0.50598 | 0 | 0.46043 | 9.9098 | 0.046463 | 0.46043 | 9.9098 | 0.046463 | 0.51095 | 10.997 | 0.046463 | 0.06283% | 0.090777 | 0.090717 | 8871.3507 | 1468.4713 | 438.4999 | 6964.3795 | 8871.6322 | 0 | 0 | 8871.6322 | 0.0001062%
2027 | 214 | 214-4R | Tier-3 | Tier-3---17 | 4--4 | 22 | 2 | 89.6399 | 90.66% | 5.945% | 3.4% | 0.36569 | 0 | 0 | 0.36569 | 0 | 0.33277 | 19.8195 | 0.01679 | 0.33277 | 19.8195 | 0.01679 | 0.36928 | 21.9941 | 0.01679 | 0.408% | 0.059676 | 0.059407 | 1502.1196 | 200.0517 | 124.6473 | 1177.4206 | 1502.7541 | 0 | 0 | 1502.7541 | 7.676e-05%
2027 | 214 | 214-536R | Tier-3 | Tier-3---17 | 4--4 | 9 | 1 | 96.9267 | 93.35% | 4.585% | 2.069% | 0.49763 | 0 | 0 | 0.49763 | 0 | 0.45283 | 9.9098 | 0.045696 | 0.45283 | 9.9098 | 0.045696 | 0.50252 | 10.997 | 0.045696 | 0.5134% | 0.053744 | 0.053448 | 1803.5024 | 246.1785 | 178.6516 | 1378.6723 | 1804.1661 | 0 | 0 | 1804.1661 | 0.0001045%
2027 | 214 | 214-647R | Tier-3 | Tier-3---8 | 5--5 | 73 | 3 | 2287.3818 | 92.77% | 6.976% | 0.2574% | 4.3165 | 0 | 0 | 4.3165 | 0 | 3.928 | 29.7293 | 0.13212 | 3.928 | 29.7293 | 0.13212 | 4.3589 | 32.9911 | 0.13212 | 0.1887% | 0.23844 | 0.23795 | 9593.2735 | 1427.6996 | 628.6999 | 7536.874 | 9594.688 | 0 | 0 | 9594.688 | 0.000906%
2027 | 215 | 215-1531R | Tier-2 | Tier-2---2 | 5--5 | 72 | 2 | 1398.9852 | 84.15% | 15.42% | 0.4283% | 1.6187 | 0 | 0 | 1.6187 | 0 | 1.473 | 19.8195 | 0.074322 | 1.473 | 19.8195 | 0.074322 | 1.6346 | 21.9941 | 0.074322 | 0.1157% | 0.20291 | 0.20263 | 6894.5825 | 1039.1679 | 1002.2008 | 4853.2138 | 6896.087 | 0 | 0 | 6896.087 | 0.0003398%
2027 | 215 | 215-38R | Tier-3 | Tier-3---10 | 5--5 | 26 | 1 | 650.1784 | 91.15% | 8.25% | 0.6037% | 1.1283 | 0 | 0 | 1.1283 | 0 | 1.0267 | 9.9098 | 0.1036 | 1.0267 | 9.9098 | 0.1036 | 1.1393 | 10.997 | 0.1036 | 0.1735% | 0.12528 | 0.12504 | 5189.8024 | 828.3476 | 472.2938 | 3889.161 | 5190.6788 | 0 | 0 | 5190.6788 | 0.0002368%
2027 | 216 | 216-1859F | Tier-3 | Tier-3---4 | 5--5 | 67 | 1 | 1336.0946 | 91.63% | 7.965% | 0.4046% | 0.9045 | 0 | 0 | 0.9045 | 0 | 0.82308 | 9.9098 | 0.083058 | 0.82308 | 9.9098 | 0.083058 | 0.91339 | 10.997 | 0.083058 | 0.0677% | 0.15704 | 0.15693 | 8507.7615 | 1421.0211 | 648.1937 | 6438.5467 | 8508.288 | 0 | 0 | 8508.288 | 0.0001899%
2027 | 217 | 217-41AE | Tier-2 | Tier-2---8 | 5--4 | 126 | 1 | 548.1248 | 61.28% | 37.04% | 1.683% | 0.13196 | 0 | 0 | 0.13196 | 0 | 0.12008 | 9.9098 | 0.012117 | 0.12008 | 9.9098 | 0.012117 | 0.13325 | 10.997 | 0.012117 | 0.02407% | 0.19664 | 0.19656 | 2787.4845 | 272.106 | 973.6181 | 1541.7603 | 2787.9087 | 0 | 0 | 2787.9087 | 2.77e-05%
2027 | 217 | 217-48AE | Tier-2 | Tier-2---8 | 5--4 | 84 | 1 | 701.5771 | 53.79% | 44.81% | 1.4% | 0.22238 | 0 | 0 | 0.22238 | 0 | 0.20236 | 9.9098 | 0.02042 | 0.20236 | 9.9098 | 0.02042 | 0.22456 | 10.997 | 0.02042 | 0.0317% | 0.20236 | 0.20224 | 3466.9889 | 313.4539 | 1406.954 | 1746.581 | 3467.9336 | 0 | 0 | 3467.9336 | 4.668e-05%
2027 | 217 | 217-835R | Tier-3 | Tier-3---5 | 5--5 | 71 | 1 | 1459.42 | 90.56% | 8.764% | 0.6769% | 0.92142 | 0 | 0 | 0.92142 | 0 | 0.83848 | 9.9098 | 0.084612 | 0.83848 | 9.9098 | 0.084612 | 0.93048 | 10.997 | 0.084612 | 0.06314% | 0.28412 | 0.28392 | 5136.5819 | 779.5394 | 417.5644 | 3939.4781 | 5136.9203 | 0 | 0 | 5136.9203 | 0.0001934%
2027 | 217 | 217-837R | Tier-3 | Tier-3---12 | 5--5 | 68 | 2 | 680.508 | 71.93% | 26.93% | 1.134% | 0.71268 | 0 | 0 | 0.71268 | 0 | 0.64853 | 19.8195 | 0.032722 | 0.64853 | 19.8195 | 0.032722 | 0.71968 | 21.9941 | 0.032722 | 0.1047% | 0.14269 | 0.14248 | 4769.0891 | 589.9072 | 1292.048 | 2887.1339 | 4771.0407 | 0 | 0 | 4771.0407 | 0.0001496%
2027 | 217 | 217-972R | Tier-2 | Tier-2---8 | 5--4 | 70 | 1 | 360.9866 | 64.42% | 33.78% | 1.803% | 0.16445 | 0 | 0 | 0.16445 | 0 | 0.14964 | 9.9098 | 0.015101 | 0.14964 | 9.9098 | 0.015101 | 0.16606 | 10.997 | 0.015101 | 0.04555% | 0.18227 | 0.18214 | 1980.496 | 214.776 | 614.2082 | 1151.5119 | 1980.9946 | 0 | 0 | 1980.9946 | 3.452e-05%
2027 | 217 | 217-983R | Tier-3 | Tier-3---5 | 5--5 | 48 | 2 | 1187.4841 | 92.09% | 7.578% | 0.3365% | 2.2553 | 0 | 0 | 2.2553 | 0 | 2.0523 | 19.8195 | 0.10355 | 2.0523 | 19.8195 | 0.10355 | 2.2775 | 21.9941 | 0.10355 | 0.1899% | 0.2438 | 0.24329 | 4870.8263 | 716.2537 | 353.1181 | 3801.4544 | 4871.623 | 0 | 0 | 4871.623 | 0.0004734%
2027 | 220 | 220-288R | Tier-3 | Tier-3---14 | 5--4 | 29 | 1 | 437.6752 | 81.99% | 17.08% | 0.9315% | 0.61254 | 0 | 0 | 0.61254 | 0 | 0.5574 | 9.9098 | 0.056248 | 0.5574 | 9.9098 | 0.056248 | 0.61856 | 10.997 | 0.056248 | 0.14% | 0.37523 | 0.37459 | 1166.4109 | 131.8052 | 200.8528 | 833.7529 | 1166.77 | 0 | 0 | 1166.77 | 0.0001286%
2027 | 220 | 220-294R | Tier-3 | Tier-3---14 | 5--3 | 81 | 4 | 720.9399 | 58.97% | 39.92% | 1.12% | 1.0391 | 0 | 0 | 1.0391 | 0 | 0.9456 | 39.639 | 0.023855 | 0.9456 | 39.639 | 0.023855 | 1.0494 | 43.9881 | 0.023855 | 0.1441% | 0.44397 | 0.44289 | 1623.8364 | 124.0259 | 599.3861 | 900.4244 | 1625.4693 | 0 | 0 | 1625.4693 | 0.0002181%
2027 | 220 | 220-298R | Tier-3 | Tier-3---11 | 5--4 | 155 | 3 | 1053.2838 | 64.6% | 33.51% | 1.887% | 0.65193 | 0 | 0 | 0.65193 | 0 | 0.59325 | 29.7293 | 0.019955 | 0.59325 | 29.7293 | 0.019955 | 0.65834 | 32.9911 | 0.019955 | 0.0619% | 0.50177 | 0.50129 | 2099.1459 | 164.9638 | 658.2461 | 1275.9359 | 2099.8584 | 0 | 0 | 2099.8584 | 0.0001368%
2027 | 221 | 221-1230F | Tier-3 | Tier-3---12 | 4--5 | 17 | 1 | 637.2245 | 99.48% | 0% | 0.5187% | 1.8458 | 0 | 0 | 1.8458 | 0 | 1.6797 | 9.9098 | 0.1695 | 1.6797 | 9.9098 | 0.1695 | 1.864 | 10.997 | 0.1695 | 0.2897% | 0.035843 | 0.035739 | 17778.1145 | 2647.4462 | 83.7682 | 15046.9001 | 17778.3838 | 0 | 0 | 17778.3838 | 0.0003874%
2027 | 221 | 221-23R | Tier-3 | Tier-3---11 | 5--5 | 77 | 2 | 764.9858 | 67.26% | 31.99% | 0.7569% | 0.6615 | 0 | 0 | 0.6615 | 0 | 0.60196 | 19.8195 | 0.030372 | 0.60196 | 19.8195 | 0.030372 | 0.668 | 21.9941 | 0.030372 | 0.08647% | 0.19945 | 0.19919 | 3835.5267 | 452.4998 | 1178.7605 | 2204.2664 | 3837.1435 | 0 | 0 | 3837.1435 | 0.0001388%
2027 | 221 | 221-344R | Tier-3 | Tier-3---13 | 5--4 | 93 | 2 | 642.3372 | 83.79% | 15.02% | 1.193% | 0.57295 | 0 | 0 | 0.57295 | 0 | 0.52138 | 19.8195 | 0.026306 | 0.52138 | 19.8195 | 0.026306 | 0.57858 | 21.9941 | 0.026306 | 0.0892% | 0.2115 | 0.21128 | 3037.0437 | 366.2743 | 441.4951 | 2229.2742 | 3037.5682 | 0 | 0 | 3037.5682 | 0.0001203%
2027 | 221 | 221-37AE | Tier-3 | Tier-3---11 | 5--5 | 72 | 2 | 769.7343 | 85.13% | 14.19% | 0.6769% | 0.90105 | 0 | 0 | 0.90105 | 0 | 0.81994 | 19.8195 | 0.041371 | 0.81994 | 19.8195 | 0.041371 | 0.90991 | 21.9941 | 0.041371 | 0.1171% | 0.19925 | 0.19898 | 3863.0999 | 511.5521 | 574.4994 | 2777.0485 | 3863.8906 | 0 | 0 | 3863.8906 | 0.0001891%
2027 | 222 | 222-1523R | Tier-3 | Tier-3---7 | 5--5 | 137 | 4 | 1341.7279 | 81.78% | 17.54% | 0.6801% | 1.5858 | 0 | 0 | 1.5858 | 0 | 1.443 | 39.639 | 0.036404 | 1.443 | 39.639 | 0.036404 | 1.6014 | 43.9881 | 0.036404 | 0.1182% | 0.26901 | 0.26862 | 4987.6805 | 618.9983 | 835.0785 | 3533.6036 | 4988.996 | 0 | 0 | 4988.996 | 0.0003329%
2027 | 222 | 222-1986R | Tier-3 | Tier-3---1 | 5--5 | 212 | 2 | 6887.3845 | 91.59% | 8.216% | 0.1933% | 2.9458 | 0 | 0 | 2.9458 | 0 | 2.6806 | 19.8195 | 0.13525 | 2.6806 | 19.8195 | 0.13525 | 2.9748 | 21.9941 | 0.13525 | 0.04277% | 0.41507 | 0.41488 | 16593.3004 | 2725.7619 | 1237.4149 | 12630.1236 | 16593.9523 | 0 | 0 | 16593.9523 | 0.0006183%
2027 | 222 | 222-1990R | Tier-3 | Tier-3---1 | 5--5 | 81 | 4 | 4318.7821 | 96.21% | 3.588% | 0.2018% | 10.157 | 0 | 0 | 10.157 | 0 | 9.2427 | 39.639 | 0.23317 | 9.2427 | 39.639 | 0.23317 | 10.2568 | 43.9881 | 0.23317 | 0.2352% | 0.41211 | 0.4111 | 10479.6421 | 1615.523 | 393.9401 | 8470.179 | 10480.6152 | 0 | 0 | 10480.6152 | 0.002132%
2027 | 222 | 222-2013R | Tier-3 | Tier-3---7 | 5--5 | 132 | 2 | 1434.8215 | 80% | 19.3% | 0.6983% | 0.86094 | 0 | 0 | 0.86094 | 0 | 0.78344 | 19.8195 | 0.039529 | 0.78344 | 19.8195 | 0.039529 | 0.8694 | 21.9941 | 0.039529 | 0.06% | 0.27927 | 0.27906 | 5137.7317 | 647.5611 | 923.7481 | 3566.4225 | 5138.5027 | 0 | 0 | 5138.5027 | 0.0001807%
2027 | 222 | 222-2085 | Tier-3 | Tier-3---3 | 5--5 | 1220 | 8 | 3261.4227 | 83.38% | 16% | 0.6198% | 0.8827 | 0 | 0 | 0.8827 | 0 | 0.80325 | 79.278 | 0.010132 | 0.80325 | 79.278 | 0.010132 | 0.89138 | 87.9762 | 0.010132 | 0.02706% | 0.35117 | 0.35106 | 9287.3202 | 1207.9834 | 1459.1451 | 6620.1916 | 9287.8213 | 0 | 0 | 9287.8213 | 0.0001853%
2027 | 230 | 230-127AE | Tier-2 | Tier-2---7 | 5--5 | 52 | 3 | 422.4651 | 76.79% | 21.48% | 1.73% | 0.92641 | 0 | 0 | 0.92641 | 0 | 0.84302 | 29.7293 | 0.028356 | 0.84302 | 29.7293 | 0.028356 | 0.93551 | 32.9911 | 0.028356 | 0.2193% | 0.093988 | 0.09372 | 4494.8739 | 563.2432 | 960.6446 | 2970.9861 | 4497.8621 | 0 | 0 | 4497.8621 | 0.0001945%
2027 | 231 | 231-1136R | Tier-2 | Tier-2---7 | 4--5 | 24 | 1 | 532.5953 | 91.49% | 6.883% | 1.625% | 1.005 | 0 | 0 | 1.005 | 0 | 0.91456 | 9.9098 | 0.092289 | 0.91456 | 9.9098 | 0.092289 | 1.0149 | 10.997 | 0.092289 | 0.1887% | 0.054655 | 0.054542 | 9744.7482 | 1528.1869 | 1244.2736 | 6972.2877 | 9746.4617 | 0 | 0 | 9746.4617 | 0.000211%
2027 | 231 | 231-1635R | Tier-2 | Tier-2---4 | 5--5 | 151 | 6 | 1024.1696 | 93.53% | 4.422% | 2.048% | 1.8841 | 0 | 0 | 1.8841 | 0 | 1.7145 | 59.4585 | 0.028835 | 1.7145 | 59.4585 | 0.028835 | 1.9026 | 65.9822 | 0.028835 | 0.184% | 0.11648 | 0.11625 | 8792.8912 | 1469.9696 | 598.2137 | 6724.7079 | 8794.0123 | 0 | 0 | 8794.0123 | 0.0003955%
2027 | 231 | CB 231 | Tier-2 | Tier-2---7 | 4--5 | 50 | 2 | 416.5176 | 95.81% | 2.821% | 1.365% | 0.79019 | 0 | 0 | 0.79019 | 0 | 0.71906 | 19.8195 | 0.03628 | 0.71906 | 19.8195 | 0.03628 | 0.79795 | 21.9941 | 0.03628 | 0.1897% | 0.037573 | 0.037498 | 11085.6737 | 1859.8233 | 754.4202 | 8471.4303 | 11086.5942 | 0 | 0 | 11086.5942 | 0.0001659%
2027 | 233 | 233-81F | Tier-2 | Tier-2---12 | 3--5 | 32 | 1 | 110.7293 | 80.07% | 17.19% | 2.737% | 0.13715 | 0 | 0 | 0.13715 | 0 | 0.1248 | 9.9098 | 0.012594 | 0.1248 | 9.9098 | 0.012594 | 0.1385 | 10.997 | 0.012594 | 0.1239% | 0.02204 | 0.022006 | 5024.0598 | 647.7753 | 960.0108 | 3416.2738 | 5025.6111 | 0 | 0 | 5025.6111 | 2.879e-05%
2027 | 233 | 233-86F | Tier-2 | Tier-2---8 | 5--5 | 79 | 2 | 706.2331 | 54.32% | 44.07% | 1.616% | 0.4807 | 0 | 0 | 0.4807 | 0 | 0.43743 | 19.8195 | 0.022071 | 0.43743 | 19.8195 | 0.022071 | 0.48543 | 21.9941 | 0.022071 | 0.06807% | 0.1204 | 0.12025 | 5865.9084 | 518.326 | 2449.0121 | 2898.5703 | 5869.2709 | 0 | 0 | 5869.2709 | 0.0001009%
2027 | 233 | CB 233 | Tier-2 | Tier-2---4 | 4--5 | 102 | 4 | 763.9567 | 93.34% | 4.903% | 1.762% | 1.3841 | 0 | 0 | 1.3841 | 0 | 1.2595 | 39.639 | 0.031775 | 1.2595 | 39.639 | 0.031775 | 1.3977 | 43.9881 | 0.031775 | 0.1812% | 0.075451 | 0.075305 | 10125.1756 | 1595.7447 | 1194.5405 | 7334.8905 | 10126.4882 | 0 | 0 | 10126.4882 | 0.0002905%
2027 | 234 | 234-48R | Tier-2 | Tier-2---4 | 4--5 | 40 | 1 | 716.3442 | 96.34% | 2.639% | 1.021% | 0.85403 | 0 | 0 | 0.85403 | 0 | 0.77716 | 9.9098 | 0.078423 | 0.77716 | 9.9098 | 0.078423 | 0.86242 | 10.997 | 0.078423 | 0.1192% | 0.047931 | 0.047872 | 14945.1963 | 2921.5226 | 549.3325 | 11474.3413 | 14945.874 | 0 | 0 | 14945.874 | 0.0001793%
2027 | 235 | 235-899R | Tier-2 | Tier-2---1 | 5--5 | 48 | 1 | 2436.3247 | 84.48% | 15.14% | 0.3828% | 2.1226 | 0 | 0 | 2.1226 | 0 | 1.9315 | 9.9098 | 0.19491 | 1.9315 | 9.9098 | 0.19491 | 2.1434 | 10.997 | 0.19491 | 0.08712% | 0.15496 | 0.1548 | 15721.7941 | 2441.7508 | 2344.0438 | 10935.9995 | 15724.3127 | 0 | 0 | 15724.3127 | 0.0004455%
2027 | 236 | 236-1535R | Tier-3 | Tier-3---4 | 5--5 | 48 | 1 | 1123.8498 | 89.29% | 10.22% | 0.4922% | 1.0348 | 0 | 0 | 1.0348 | 0 | 0.94167 | 9.9098 | 0.095025 | 0.94167 | 9.9098 | 0.095025 | 1.045 | 10.997 | 0.095025 | 0.09208% | 0.12847 | 0.12834 | 8747.8328 | 1479.3496 | 871.8453 | 6396.6378 | 8748.8001 | 0 | 0 | 8748.8001 | 0.0002172%
2027 | 236 | 236-1567R | Tier-3 | Tier-3---10 | 5--5 | 51 | 1 | 728.3381 | 86.22% | 13.17% | 0.6054% | 0.60951 | 0 | 0 | 0.60951 | 0 | 0.55465 | 9.9098 | 0.05597 | 0.55465 | 9.9098 | 0.05597 | 0.61551 | 10.997 | 0.05597 | 0.08369% | 0.18129 | 0.18111 | 4017.5481 | 642.8423 | 507.3315 | 2867.3744 | 4018.0859 | 0 | 0 | 4018.0859 | 0.0001279%
2027 | 236 | 236-1569R | Tier-3 | Tier-3---8 | 5--5 | 124 | 1 | 2598.3213 | 86.94% | 12.66% | 0.4079% | 0.90172 | 0 | 0 | 0.90172 | 0 | 0.82056 | 9.9098 | 0.082803 | 0.82056 | 9.9098 | 0.082803 | 0.91058 | 10.997 | 0.082803 | 0.0347% | 0.21435 | 0.21426 | 12122.1344 | 1764.7125 | 1443.2517 | 8914.1702 | 12122.7668 | 0 | 0 | 12122.7668 | 0.0001893%
2027 | 236 | 236-1573R | Tier-3 | Tier-3---7 | 5--5 | 56 | 1 | 969.4749 | 84.94% | 14.59% | 0.4654% | 0.7279 | 0 | 0 | 0.7279 | 0 | 0.66238 | 9.9098 | 0.066841 | 0.66238 | 9.9098 | 0.066841 | 0.73505 | 10.997 | 0.066841 | 0.07508% | 0.18488 | 0.18471 | 5243.9365 | 792.3542 | 712.8146 | 3738.7677 | 5244.6352 | 0 | 0 | 5244.6352 | 0.0001528%
2027 | 237 | 237-17R | Tier-2 | Tier-2---1 | 5--5 | 71 | 1 | 2654.2774 | 88.95% | 10.68% | 0.3671% | 1.6461 | 0 | 0 | 1.6461 | 0 | 1.4979 | 9.9098 | 0.15116 | 1.4979 | 9.9098 | 0.15116 | 1.6623 | 10.997 | 0.15116 | 0.06202% | 0.15539 | 0.15528 | 17081.2815 | 2840.7254 | 1819.0583 | 12421.4979 | 17082.5981 | 0 | 0 | 17082.5981 | 0.0003455%
2027 | 237 | 237-2R | Tier-3 | Tier-3---2 | 5--5 | 165 | 4 | 3287.5739 | 91.84% | 7.803% | 0.3572% | 3.6231 | 0 | 0 | 3.6231 | 0 | 3.297 | 39.639 | 0.083176 | 3.297 | 39.639 | 0.083176 | 3.6588 | 43.9881 | 0.083176 | 0.1102% | 0.18156 | 0.18134 | 18107.5885 | 3632.5791 | 1358.7984 | 13116.211 | 18109.3639 | 0 | 0 | 18109.3639 | 0.0007605%
2027 | 237 | 237-30R | Tier-3 | Tier-3---1 | 5--5 | 182 | 9 | 6959.5787 | 90.17% | 9.556% | 0.2771% | 15.3606 | 0 | 0 | 15.3606 | 0 | 13.9779 | 89.1878 | 0.15672 | 13.9779 | 89.1878 | 0.15672 | 15.5116 | 98.9732 | 0.15672 | 0.2207% | 0.49249 | 0.49128 | 14131.5489 | 2201.6928 | 1248.2128 | 10681.6433 | 14134.9585 | 0 | 0 | 14134.9585 | 0.003224%
2027 | 239 | 239-2211R | Tier-3 | Tier-3---16 | 5--4 | 19 | 2 | 226.1764 | 90.88% | 8.368% | 0.7485% | 1.0711 | 0 | 0 | 1.0711 | 0 | 0.97465 | 19.8195 | 0.049176 | 0.97465 | 19.8195 | 0.049176 | 1.0816 | 21.9941 | 0.049176 | 0.4736% | 0.11902 | 0.1184 | 1900.3448 | 281.2109 | 151.0924 | 1468.0415 | 1901.2522 | 0 | 0 | 1901.2522 | 0.0002248%
2027 | 239 | 239-2213R | Tier-3 | Tier-3---15 | 5--4 | 23 | 1 | 215.3295 | 82.04% | 16.39% | 1.578% | 0.38017 | 0 | 0 | 0.38017 | 0 | 0.34595 | 9.9098 | 0.03491 | 0.34595 | 9.9098 | 0.03491 | 0.38391 | 10.997 | 0.03491 | 0.1766% | 0.1294 | 0.12913 | 1664.0021 | 212.2821 | 299.3019 | 1152.4181 | 1664.6468 | 0 | 0 | 1664.6468 | 7.98e-05%
2027 | 239 | 239-2215R | Tier-3 | Tier-3---10 | 5--5 | 72 | 3 | 915.8385 | 88.22% | 10.91% | 0.8692% | 1.6664 | 0 | 0 | 1.6664 | 0 | 1.5164 | 29.7293 | 0.051007 | 1.5164 | 29.7293 | 0.051007 | 1.6828 | 32.9911 | 0.051007 | 0.182% | 0.15408 | 0.15376 | 5944.0776 | 898.9932 | 660.8714 | 4384.2129 | 5945.5248 | 0 | 0 | 5945.5248 | 0.0003498%
2027 | 239 | 239-2217R | Tier-3 | Tier-3---16 | 4--4 | 17 | 1 | 444.3449 | 30.41% | 68.9% | 0.6851% | 0.39349 | 0 | 0 | 0.39349 | 0 | 0.35807 | 9.9098 | 0.036133 | 0.35807 | 9.9098 | 0.036133 | 0.39735 | 10.997 | 0.036133 | 0.08855% | 0.073205 | 0.072992 | 6069.8378 | 288.4259 | 3924.7521 | 1856.6598 | 6082.1726 | 0 | 0 | 6082.1726 | 8.259e-05%
2027 | 240 | 240-2004R | Tier-3 | Tier-3---12 | 5--5 | 73 | 2 | 772.9985 | 88.27% | 9.933% | 1.797% | 0.92534 | 0 | 0 | 0.92534 | 0 | 0.84205 | 19.8195 | 0.042486 | 0.84205 | 19.8195 | 0.042486 | 0.93444 | 21.9941 | 0.042486 | 0.1197% | 0.095775 | 0.095646 | 8070.9504 | 1314.8813 | 873.0539 | 5883.0151 | 8072.2361 | 0 | 0 | 8072.2361 | 0.0001942%
2027 | 240 | 240-2006R | Tier-3 | Tier-3---12 | 4--5 | 50 | 1 | 539.6343 | 93.67% | 5.127% | 1.207% | 0.5004 | 0 | 0 | 0.5004 | 0 | 0.45536 | 9.9098 | 0.04595 | 0.45536 | 9.9098 | 0.04595 | 0.50532 | 10.997 | 0.04595 | 0.09273% | 0.06999 | 0.069921 | 7710.1411 | 1171.5655 | 451.3222 | 6087.2534 | 7710.6251 | 0 | 0 | 7710.6251 | 0.000105%
2027 | 240 | 240-2032R | Tier-3 | Tier-3---12 | 5--5 | 104 | 5 | 650.049 | 82.45% | 16.15% | 1.395% | 1.2755 | 0 | 0 | 1.2755 | 0 | 1.1607 | 49.5488 | 0.023426 | 1.1607 | 49.5488 | 0.023426 | 1.2881 | 54.9851 | 0.023426 | 0.1962% | 0.12278 | 0.12248 | 5294.5591 | 720.5691 | 843.0129 | 3730.977 | 5296.7752 | 0 | 0 | 5296.7752 | 0.0002677%
2027 | 246 | 246-34R | Tier-3 | Tier-3---12 | 4--5 | 71 | 3 | 673.2377 | 73.17% | 25.57% | 1.264% | 1.0303 | 0 | 0 | 1.0303 | 0 | 0.93755 | 29.7293 | 0.031536 | 0.93755 | 29.7293 | 0.031536 | 1.0404 | 32.9911 | 0.031536 | 0.153% | 0.070488 | 0.070341 | 9551.097 | 1283.5559 | 2416.0529 | 5851.4883 | 9556.4683 | 0 | 0 | 9556.4683 | 0.0002163%
2027 | 246 | CB 246 | Tier-2 | Tier-2---7 | 4--5 | 24 | 2 | 397.8494 | 64.68% | 33.47% | 1.858% | 1.0614 | 0 | 0 | 1.0614 | 0 | 0.96586 | 19.8195 | 0.048733 | 0.96586 | 19.8195 | 0.048733 | 1.0718 | 21.9941 | 0.048733 | 0.2668% | 0.066431 | 0.066157 | 5988.8765 | 880.2356 | 2229.0372 | 2879.6037 | 5997.6393 | 0 | 0 | 5997.6393 | 0.0002228%
2027 | 249 | 249-24R | Tier-3 | Tier-3---12 | 5--5 | 99 | 5 | 678.7483 | 77.57% | 20.95% | 1.472% | 1.3163 | 0 | 0 | 1.3163 | 0 | 1.1978 | 49.5488 | 0.024175 | 1.1978 | 49.5488 | 0.024175 | 1.3293 | 54.9851 | 0.024175 | 0.1939% | 0.10094 | 0.10068 | 6724.4875 | 983.1026 | 1380.1319 | 4361.253 | 6728.2672 | 0 | 0 | 6728.2672 | 0.0002763%
2027 | 249 | CB 249 | Tier-3 | Tier-3---16 | 4--4 | 24 | 4 | 160.495 | 85.08% | 13.47% | 1.449% | 1.1265 | 0 | 0 | 1.1265 | 0 | 1.0251 | 39.639 | 0.025861 | 1.0251 | 39.639 | 0.025861 | 1.1376 | 43.9881 | 0.025861 | 0.7019% | 0.05906 | 0.058573 | 2717.4811 | 349.6551 | 457.423 | 1910.4031 | 2720.8542 | 0 | 0 | 2720.8542 | 0.0002365%
2027 | 283 | 283-71F | Tier-3 | Tier-3---13 | 5--4 | 40 | 1 | 488.2766 | 50.8% | 48.52% | 0.6792% | 0.30698 | 0 | 0 | 0.30698 | 0 | 0.27935 | 9.9098 | 0.02819 | 0.27935 | 9.9098 | 0.02819 | 0.31 | 10.997 | 0.02819 | 0.06287% | 0.19011 | 0.18988 | 2568.3277 | 217.0861 | 1132.2268 | 1219.0148 | 2569.8932 | 0 | 0 | 2569.8932 | 6.444e-05%
2027 | 307 | 307-1538F | Tier-2 | Tier-2---7 | 5--5 | 7 | 1 | 433.4142 | 51.51% | 48.13% | 0.3587% | 1.5788 | 0 | 0 | 1.5788 | 0 | 1.4367 | 9.9098 | 0.14497 | 1.4367 | 9.9098 | 0.14497 | 1.5943 | 10.997 | 0.14497 | 0.3643% | 0.10098 | 0.10026 | 4292.1557 | 366.942 | 1865.6861 | 2059.5276 | 4306.9774 | 0 | 0 | 4306.9774 | 0.0003314%
2027 | 311 | 311-1163F | Tier-2 | Tier-2---18 | 3--3 | 2 | 1 | 23.154 | 70.13% | 28.81% | 1.065% | 0.40189 | 0 | 0 | 0.40189 | 0 | 0.36571 | 9.9098 | 0.036904 | 0.36571 | 9.9098 | 0.036904 | 0.40584 | 10.997 | 0.036904 | 1.736% | 0.018623 | 0.018162 | 1243.3167 | 81.357 | 709.3756 | 452.5841 | 1252.7416 | 0 | 0 | 1252.7416 | 8.436e-05%
2027 | 311 | 311-14R | Tier-2 | Tier-2---14 | 3--4 | 4 | 1 | 246.05 | 7.341% | 92.49% | 0.1658% | 0.22351 | 0 | 0 | 0.22351 | 0 | 0.20339 | 9.9098 | 0.020525 | 0.20339 | 9.9098 | 0.020525 | 0.22571 | 10.997 | 0.020525 | 0.09084% | 0.018935 | 0.018701 | 12994.1779 | 107.2013 | 11392.857 | 1494.1196 | 13145.0439 | 0 | 0 | 13145.0439 | 4.692e-05%
2027 | 350 | 350-2188R | Tier-2 | Tier-2---5 | 5--5 | 138 | 1 | 752.4795 | 78.87% | 19.12% | 2.014% | 0.21287 | 0 | 0 | 0.21287 | 0 | 0.19371 | 9.9098 | 0.019547 | 0.19371 | 9.9098 | 0.019547 | 0.21496 | 10.997 | 0.019547 | 0.02829% | 0.15121 | 0.15116 | 4976.3874 | 631.9786 | 954.5279 | 3389.8809 | 4976.7648 | 0 | 0 | 4976.7648 | 4.468e-05%
2027 | 350 | 350-2192R | Tier-2 | Tier-2---2 | 5--5 | 245 | 5 | 2025.3012 | 87.53% | 11.37% | 1.097% | 1.7908 | 0 | 0 | 1.7908 | 0 | 1.6296 | 49.5488 | 0.032889 | 1.6296 | 49.5488 | 0.032889 | 1.8084 | 54.9851 | 0.032889 | 0.08842% | 0.18928 | 0.18909 | 10700.2197 | 1640.6573 | 1261.0201 | 7798.5423 | 10701.5693 | 0 | 0 | 10701.5693 | 0.0003759%
2027 | 350 | 350-2196R | Tier-2 | Tier-2---5 | 5--5 | 229 | 7 | 1111.1446 | 85.23% | 12.69% | 2.072% | 1.433 | 0 | 0 | 1.433 | 0 | 1.304 | 69.3683 | 0.018799 | 1.304 | 69.3683 | 0.018799 | 1.4471 | 76.9792 | 0.018799 | 0.129% | 0.19915 | 0.19885 | 5579.5197 | 797.1006 | 755.2806 | 4027.1385 | 5580.7682 | 0 | 0 | 5580.7682 | 0.0003008%
2027 | 350 | 350-2201R | Tier-3 | Tier-3---4 | 5--5 | 92 | 1 | 1600.0661 | 94.09% | 5.343% | 0.5699% | 0.81 | 0 | 0 | 0.81 | 0 | 0.73709 | 9.9098 | 0.07438 | 0.73709 | 9.9098 | 0.07438 | 0.81796 | 10.997 | 0.07438 | 0.05062% | 0.1241 | 0.12404 | 12893.008 | 2307.4254 | 698.8971 | 9886.6855 | 12893.4184 | 0 | 0 | 12893.4184 | 0.00017%
2027 | 350 | 350-41R | Tier-2 | Tier-2---3 | 5--5 | 107 | 2 | 1428.3995 | 91.38% | 7.839% | 0.7806% | 1.2077 | 0 | 0 | 1.2077 | 0 | 1.099 | 19.8195 | 0.055449 | 1.099 | 19.8195 | 0.055449 | 1.2196 | 21.9941 | 0.055449 | 0.08455% | 0.12896 | 0.12884 | 11076.0411 | 1996.9228 | 1010.9834 | 8068.135 | 11076.9253 | 0 | 0 | 11076.9253 | 0.0002535%
2027 | 354 | 354-1706R | Tier-2 | Tier-2---1 | 5--5 | 121 | 1 | 2161.9809 | 92.27% | 7.167% | 0.5599% | 0.81611 | 0 | 0 | 0.81611 | 0 | 0.74265 | 9.9098 | 0.074941 | 0.74265 | 9.9098 | 0.074941 | 0.82413 | 10.997 | 0.074941 | 0.03775% | 0.13939 | 0.13933 | 15510.3907 | 2900.5229 | 1230.7208 | 11379.147 | 15510.8812 | 0 | 0 | 15510.8812 | 0.0001713%
2027 | 355 | 355-41R | Tier-2 | Tier-2---6 | 4--5 | 64 | 1 | 876.3288 | 87.46% | 12.04% | 0.4997% | 0.59277 | 0 | 0 | 0.59277 | 0 | 0.53941 | 9.9098 | 0.054433 | 0.53941 | 9.9098 | 0.054433 | 0.5986 | 10.997 | 0.054433 | 0.06764% | 0.092253 | 0.092182 | 9499.1702 | 1363.9545 | 1082.9983 | 7052.2174 | 9500.0924 | 0 | 0 | 9500.0924 | 0.0001244%
2027 | 355 | 355-6R | Tier-2 | Tier-2---7 | 4--5 | 16 | 1 | 466.648 | 28.63% | 71.11% | 0.2566% | 0.41336 | 0 | 0 | 0.41336 | 0 | 0.37616 | 9.9098 | 0.037958 | 0.37616 | 9.9098 | 0.037958 | 0.41743 | 10.997 | 0.037958 | 0.08858% | 0.074333 | 0.074103 | 6277.8037 | 297.3578 | 4112.2061 | 1868.2398 | 6291.7077 | 0 | 0 | 6291.7077 | 8.677e-05%
2027 | 355 | CB 355 | Tier-2 | Tier-2---3 | 5--5 | 83 | 1 | 1277.9843 | 89.96% | 9.576% | 0.4654% | 0.68564 | 0 | 0 | 0.68564 | 0 | 0.62392 | 9.9098 | 0.06296 | 0.62392 | 9.9098 | 0.06296 | 0.69238 | 10.997 | 0.06296 | 0.05365% | 0.1048 | 0.10474 | 12194.1112 | 2321.0506 | 1198.9562 | 8674.1044 | 12194.8419 | 0 | 0 | 12194.8419 | 0.0001439%
2027 | 356 | 356-16R | Tier-2 | Tier-2---4 | 4--5 | 50 | 1 | 692.7279 | 85.74% | 13.66% | 0.5932% | 0.58802 | 0 | 0 | 0.58802 | 0 | 0.53509 | 9.9098 | 0.053997 | 0.53509 | 9.9098 | 0.053997 | 0.5938 | 10.997 | 0.053997 | 0.08489% | 0.090754 | 0.090664 | 7633.0284 | 1263.3568 | 1174.8968 | 5194.7749 | 7634.1069 | 0 | 0 | 7634.1069 | 0.0001234%
2027 | 356 | 356-19R | Tier-3 | Tier-3---8 | 5--5 | 140 | 2 | 2142.9106 | 83.66% | 15.67% | 0.6694% | 1.2677 | 0 | 0 | 1.2677 | 0 | 1.1536 | 19.8195 | 0.058206 | 1.1536 | 19.8195 | 0.058206 | 1.2802 | 21.9941 | 0.058206 | 0.05916% | 0.16775 | 0.16764 | 12774.1099 | 1993.4622 | 1945.7185 | 8834.9292 | 12775.5869 | 0 | 0 | 12775.5869 | 0.0002661%
2027 | 356 | 356-30AE | Tier-3 | Tier-3---6 | 5--5 | 92 | 1 | 1548.5525 | 73.09% | 26.03% | 0.8808% | 0.60894 | 0 | 0 | 0.60894 | 0 | 0.55412 | 9.9098 | 0.055917 | 0.55412 | 9.9098 | 0.055917 | 0.61492 | 10.997 | 0.055917 | 0.03932% | 0.14106 | 0.14098 | 10978.0949 | 1533.3184 | 2733.1665 | 6711.61 | 10979.6855 | 0 | 0 | 10979.6855 | 0.0001278%
2027 | 357 | 357-1299R | Tier-3 | Tier-3---9 | 5--5 | 11 | 1 | 500.7555 | 96.82% | 2.879% | 0.2981% | 2.1818 | 0 | 0 | 2.1818 | 0 | 1.9854 | 9.9098 | 0.20035 | 1.9854 | 9.9098 | 0.20035 | 2.2033 | 10.997 | 0.20035 | 0.4357% | 0.2409 | 0.23982 | 2078.6481 | 381.924 | 60.0907 | 1636.6334 | 2078.9466 | 0 | 0 | 2078.9466 | 0.000458%
2027 | 357 | 357-45R | Tier-3 | Tier-3---8 | 5--5 | 116 | 3 | 2182.2622 | 79.98% | 19.64% | 0.3802% | 2.2344 | 0 | 0 | 2.2344 | 0 | 2.0333 | 29.7293 | 0.068394 | 2.0333 | 29.7293 | 0.068394 | 2.2564 | 32.9911 | 0.068394 | 0.1024% | 0.18538 | 0.18514 | 11771.8449 | 1935.5654 | 2204.1059 | 7632.1736 | 11774.8655 | 0 | 0 | 11774.8655 | 0.000469%
2027 | 357 | 357-50R | Tier-3 | Tier-3---4 | 5--5 | 116 | 1 | 1441.553 | 79.05% | 20.4% | 0.5522% | 0.48629 | 0 | 0 | 0.48629 | 0 | 0.44252 | 9.9098 | 0.044655 | 0.44252 | 9.9098 | 0.044655 | 0.49107 | 10.997 | 0.044655 | 0.03373% | 0.14913 | 0.14906 | 9666.6259 | 1487.063 | 1867.4945 | 6312.0683 | 9667.4903 | 0 | 0 | 9667.4903 | 0.0001021%
2027 | 357 | 357-750R | Tier-2 | Tier-2---2 | 5--5 | 94 | 3 | 1439.7107 | 82.49% | 17.1% | 0.4096% | 1.8761 | 0 | 0 | 1.8761 | 0 | 1.7072 | 29.7293 | 0.057427 | 1.7072 | 29.7293 | 0.057427 | 1.8946 | 32.9911 | 0.057427 | 0.1303% | 0.171 | 0.17073 | 8419.2134 | 1423.2143 | 1353.8833 | 5642.1158 | 8421.5463 | 0 | 0 | 8421.5463 | 0.0003938%
2027 | 357 | CB 357 | Tier-3 | Tier-3---10 | 5--5 | 53 | 1 | 902.4975 | 73.58% | 26.03% | 0.3952% | 0.62018 | 0 | 0 | 0.62018 | 0 | 0.56436 | 9.9098 | 0.05695 | 0.56436 | 9.9098 | 0.05695 | 0.62628 | 10.997 | 0.05695 | 0.06872% | 0.12773 | 0.12761 | 7065.5334 | 866.3454 | 1820.4674 | 4378.7206 | 7067.2787 | 0 | 0 | 7067.2787 | 0.0001302%
2027 | 358 | 358-682F | Tier-3 | Tier-3---3 | 5--5 | 99 | 2 | 3753.9781 | 86.22% | 13.57% | 0.2039% | 3.2368 | 0 | 0 | 3.2368 | 0 | 2.9454 | 19.8195 | 0.14861 | 2.9454 | 19.8195 | 0.14861 | 3.2686 | 21.9941 | 0.14861 | 0.08622% | 0.54241 | 0.54187 | 6920.8673 | 1067.6333 | 861.2358 | 4991.9981 | 6921.8217 | 0 | 0 | 6921.8217 | 0.0006794%
2027 | 411 | 411-30R | Tier-3 | Tier-3---6 | 5--5 | 90 | 2 | 1028.3805 | 90.72% | 7.641% | 1.643% | 1.0262 | 0 | 0 | 1.0262 | 0 | 0.93382 | 19.8195 | 0.047116 | 0.93382 | 19.8195 | 0.047116 | 1.0363 | 21.9941 | 0.047116 | 0.09979% | 0.10309 | 0.10298 | 9975.2889 | 1901.318 | 929.458 | 7144.5129 | 9976.3088 | 0 | 0 | 9976.3088 | 0.0002154%
2027 | 442 | 442-16R | Tier-3 | Tier-3---14 | 5--3 | 26 | 1 | 453.4046 | 84.5% | 14% | 1.497% | 0.7294 | 0 | 0 | 0.7294 | 0 | 0.66375 | 9.9098 | 0.066979 | 0.66375 | 9.9098 | 0.066979 | 0.73657 | 10.997 | 0.066979 | 0.1609% | 0.45792 | 0.45705 | 990.1415 | 105.6368 | 130.7729 | 753.7318 | 990.4342 | 0 | 0 | 990.4342 | 0.0001531%
2027 | 442 | 442-46R | Tier-3 | Tier-3---19 | 5--1 | 1 | 1 | 85.0858 | 0.5117% | 99.4% | 0.08534% | 0.021553 | 0 | 0 | 0.021553 | 0 | 0.019613 | 9.9098 | 0.0019791 | 0.019613 | 9.9098 | 0.0019791 | 0.021765 | 10.997 | 0.0019791 | 0.02533% | 0.35092 | 0.33355 | 242.465 | 0.40496 | 218.5335 | 23.5266 | 255.0274 | 0 | 0 | 255.0274 | 4.524e-06%
2027 | 442 | 442-728R | Tier-3 | Tier-3---5 | 5--5 | 161 | 6 | 2907.2477 | 55.16% | 44.36% | 0.4825% | 2.9583 | 0 | 0 | 2.9583 | 0 | 2.692 | 59.4585 | 0.045276 | 2.692 | 59.4585 | 0.045276 | 2.9874 | 65.9822 | 0.045276 | 0.1018% | 0.35802 | 0.35736 | 8120.3954 | 853.7381 | 3313.1015 | 3953.5558 | 8127.1246 | 0 | 0 | 8127.1246 | 0.000621%
2027 | 444 | 444-43R | Tier-2 | Tier-2---5 | 5--5 | 102 | 2 | 962.2981 | 91.92% | 6.922% | 1.16% | 0.85852 | 0 | 0 | 0.85852 | 0 | 0.78124 | 19.8195 | 0.039418 | 0.78124 | 19.8195 | 0.039418 | 0.86695 | 21.9941 | 0.039418 | 0.08922% | 0.2124 | 0.2122 | 4530.5338 | 537.4714 | 429.3017 | 3563.7607 | 4530.8895 | 0 | 0 | 4530.8895 | 0.0001802%
2027 | 444 | 444-9R | Tier-2 | Tier-2---11 | 5--3 | 90 | 2 | 323.6995 | 49.46% | 48.19% | 2.343% | 0.17612 | 0 | 0 | 0.17612 | 0 | 0.16027 | 19.8195 | 0.0080865 | 0.16027 | 19.8195 | 0.0080865 | 0.17786 | 21.9941 | 0.0080865 | 0.05441% | 0.1488 | 0.14863 | 2175.4322 | 138.2481 | 1034.3801 | 1002.804 | 2176.6428 | 0 | 0 | 2176.6428 | 3.697e-05%
2027 | 444 | CB 444 | Tier-2 | Tier-2---16 | 4--2 | 3 | 1 | 29.6249 | 91.02% | 7.551% | 1.432% | 0.4449 | 0 | 0 | 0.4449 | 0 | 0.40485 | 9.9098 | 0.040854 | 0.40485 | 9.9098 | 0.040854 | 0.44927 | 10.997 | 0.040854 | 1.502% | 0.081621 | 0.080274 | 362.9586 | 45.1173 | 37.8839 | 279.9573 | 363.5056 | 0 | 0 | 363.5056 | 9.338e-05%
2027 | 445 | 445-1311R | Tier-3 | Tier-3---5 | 5--5 | 85 | 1 | 2047.0117 | 76.8% | 22.84% | 0.359% | 0.91552 | 0 | 0 | 0.91552 | 0 | 0.83311 | 9.9098 | 0.084069 | 0.83311 | 9.9098 | 0.084069 | 0.92451 | 10.997 | 0.084069 | 0.04472% | 0.53792 | 0.53761 | 3805.4061 | 462.3517 | 801.0027 | 2542.0517 | 3805.9206 | 0 | 0 | 3805.9206 | 0.0001922%
2027 | 445 | 445-17R | Tier-2 | Tier-2---8 | 5--3 | 43 | 4 | 440.7591 | 59.87% | 39.69% | 0.4369% | 1.2151 | 0 | 0 | 1.2151 | 0 | 1.1057 | 39.639 | 0.027895 | 1.1057 | 39.639 | 0.027895 | 1.2271 | 43.9881 | 0.027895 | 0.2757% | 0.53426 | 0.5318 | 824.9822 | 74.1046 | 294.4492 | 456.4284 | 826.5136 | 0 | 0 | 826.5136 | 0.0002551%
2027 | 445 | 445-18R | Tier-2 | Tier-2---2 | 5--5 | 116 | 2 | 2423.1968 | 81.52% | 17.92% | 0.5628% | 1.6859 | 0 | 0 | 1.6859 | 0 | 1.5341 | 19.8195 | 0.077405 | 1.5341 | 19.8195 | 0.077405 | 1.7025 | 21.9941 | 0.077405 | 0.06957% | 0.6048 | 0.60428 | 4006.6402 | 487.3751 | 662.1707 | 2857.0944 | 4007.2727 | 0 | 0 | 4007.2727 | 0.0003539%
2027 | 445 | 445-19R | Tier-2 | Tier-2---8 | 5--3 | 65 | 1 | 654.5269 | 59.7% | 39.33% | 0.9775% | 0.29755 | 0 | 0 | 0.29755 | 0 | 0.27077 | 9.9098 | 0.027323 | 0.27077 | 9.9098 | 0.027323 | 0.30048 | 10.997 | 0.027323 | 0.04546% | 0.56527 | 0.56484 | 1157.9013 | 92.6902 | 418.9958 | 646.2153 | 1158.257 | 0 | 0 | 1158.257 | 6.246e-05%
2027 | 445 | 445-39R | Tier-2 | Tier-2---5 | 5--4 | 91 | 2 | 1104.2716 | 59.42% | 40.16% | 0.4235% | 0.71385 | 0 | 0 | 0.71385 | 0 | 0.6496 | 19.8195 | 0.032776 | 0.6496 | 19.8195 | 0.032776 | 0.72087 | 21.9941 | 0.032776 | 0.06464% | 0.48997 | 0.48943 | 2253.7709 | 194.1003 | 866.8973 | 1192.7734 | 2254.767 | 0 | 0 | 2254.767 | 0.0001498%
2027 | 445 | 445-897R | Tier-2 | Tier-2---10 | 5--3 | 9 | 1 | 278.2745 | 86.91% | 12.87% | 0.2201% | 1.3302 | 0 | 0 | 1.3302 | 0 | 1.2105 | 9.9098 | 0.12215 | 1.2105 | 9.9098 | 0.12215 | 1.3433 | 10.997 | 0.12215 | 0.478% | 0.75637 | 0.75221 | 367.9091 | 46.7882 | 51.285 | 269.8359 | 368.1754 | 0 | 0 | 368.1754 | 0.0002792%
2027 | 448 | 448-1234R | Tier-3 | Tier-3---15 | 5--3 | 9 | 1 | 246.005 | 87.44% | 11.91% | 0.6491% | 1.1831 | 0 | 0 | 1.1831 | 0 | 1.0766 | 9.9098 | 0.10864 | 1.0766 | 9.9098 | 0.10864 | 1.1947 | 10.997 | 0.10864 | 0.4809% | 0.62101 | 0.61759 | 396.1396 | 50.2628 | 45.6467 | 300.2301 | 396.4148 | 0 | 0 | 396.4148 | 0.0002483%
2027 | 448 | 448-47R | Tier-3 | Tier-3---14 | 5--3 | 43 | 1 | 687.0853 | 69.92% | 29.31% | 0.7656% | 0.55305 | 0 | 0 | 0.55305 | 0 | 0.50327 | 9.9098 | 0.050785 | 0.50327 | 9.9098 | 0.050785 | 0.55849 | 10.997 | 0.050785 | 0.08049% | 0.62882 | 0.6281 | 1092.6575 | 111.5426 | 295.153 | 685.9619 | 1093.0363 | 0 | 0 | 1093.0363 | 0.0001161%
2027 | 448 | 448-714R | Tier-3 | Tier-3---14 | 5--3 | 85 | 1 | 1225.9869 | 25.1% | 74.31% | 0.5831% | 0.17922 | 0 | 0 | 0.17922 | 0 | 0.16309 | 9.9098 | 0.016457 | 0.16309 | 9.9098 | 0.016457 | 0.18098 | 10.997 | 0.016457 | 0.01462% | 0.46343 | 0.46316 | 2645.4709 | 92.606 | 1775.6477 | 777.2172 | 2646.6255 | 0 | 0 | 2646.6255 | 3.762e-05%
2027 | 448 | 448-735R | Tier-3 | Tier-3---18 | 5--2 | 45 | 1 | 276.9497 | 53.49% | 44.76% | 1.748% | 0.16295 | 0 | 0 | 0.16295 | 0 | 0.14828 | 9.9098 | 0.014963 | 0.14828 | 9.9098 | 0.014963 | 0.16455 | 10.997 | 0.014963 | 0.05884% | 0.54202 | 0.54142 | 510.9626 | 35.205 | 210.0136 | 265.744 | 511.2243 | 0 | 0 | 511.2243 | 3.42e-05%
2027 | 448 | 448-744R | Tier-3 | Tier-3---7 | 5--5 | 224 | 10 | 2370.1609 | 68.76% | 30.51% | 0.7221% | 3.6016 | 0 | 0 | 3.6016 | 0 | 3.2774 | 99.0975 | 0.033072 | 3.2774 | 99.0975 | 0.033072 | 3.637 | 109.9703 | 0.033072 | 0.152% | 0.49442 | 0.49333 | 4793.8402 | 492.7082 | 1356.6651 | 2944.4669 | 4797.1566 | 0 | 0 | 4797.1566 | 0.000756%
2027 | 448 | 448-9R | Tier-3 | Tier-3---9 | 5--4 | 106 | 3 | 1381.6742 | 73.74% | 25.5% | 0.7592% | 1.4273 | 0 | 0 | 1.4273 | 0 | 1.2989 | 29.7293 | 0.04369 | 1.2989 | 29.7293 | 0.04369 | 1.4414 | 32.9911 | 0.04369 | 0.1033% | 0.54394 | 0.54318 | 2540.1235 | 273.4783 | 621.4078 | 1645.2374 | 2541.0593 | 0 | 0 | 2541.0593 | 0.0002996%
2027 | 449 | 449-16R | Tier-3 | Tier-3---15 | 5--4 | 22 | 1 | 266.6482 | 83.41% | 16.04% | 0.5501% | 0.5004 | 0 | 0 | 0.5004 | 0 | 0.45536 | 9.9098 | 0.04595 | 0.45536 | 9.9098 | 0.04595 | 0.50532 | 10.997 | 0.04595 | 0.1877% | 0.23738 | 0.23685 | 1123.2928 | 151.839 | 170.3603 | 801.0935 | 1123.7132 | 0 | 0 | 1123.7132 | 0.000105%
2027 | 449 | 449-6R | Tier-3 | Tier-3---14 | 5--4 | 45 | 2 | 487.7509 | 79.3% | 20.07% | 0.6273% | 0.85095 | 0 | 0 | 0.85095 | 0 | 0.77436 | 19.8195 | 0.03907 | 0.77436 | 19.8195 | 0.03907 | 0.85932 | 21.9941 | 0.03907 | 0.1745% | 0.24779 | 0.24724 | 1968.4202 | 236.5464 | 397.0448 | 1334.829 | 1969.3185 | 0 | 0 | 1969.3185 | 0.0001786%
2027 | 449 | CB 449 | Tier-3 | Tier-3---20 | 1--5 | 1 | 1 | 1.6713 | 91.87% | 0% | 8.133% | 0.076 | 0 | 0 | 0.076 | 0 | 0.069159 | 9.9098 | 0.0069789 | 0.069159 | 9.9098 | 0.0069789 | 0.076747 | 10.997 | 0.0069789 | 4.547% | 0.0002642 | 0.00025112 | 6325.8072 | 811.4627 | 611.2056 | 4903.1389 | 6352.5989 | 0 | 0 | 6352.5989 | 1.595e-05%
2027 | 452 | 452-1404F | Tier-2 | Tier-2---12 | 1--5 | 1 | 1 | 78.1615 | 99.25% | 0% | 0.7504% | 3.84 | 0 | 0 | 3.84 | 0 | 3.4943 | 9.9098 | 0.35261 | 3.4943 | 9.9098 | 0.35261 | 3.8777 | 10.997 | 0.35261 | 4.913% | 0.0036434 | 0.0034631 | 21452.8882 | 5121.8123 | 152.3056 | 16178.7703 | 21461.2717 | 0 | 0 | 21461.2717 | 0.000806%
2027 | 470 | 470-40AE | Tier-2 | Tier-2---4 | 4--5 | 20 | 1 | 675.3424 | 87.26% | 12.19% | 0.553% | 1.4585 | 0 | 0 | 1.4585 | 0 | 1.3272 | 9.9098 | 0.13393 | 1.3272 | 9.9098 | 0.13393 | 1.4728 | 10.997 | 0.13393 | 0.216% | 0.091034 | 0.090809 | 7418.573 | 1155.6027 | 850.5498 | 5412.4205 | 7420.9184 | 0 | 0 | 7420.9184 | 0.0003061%
2027 | 470 | 470-47R | Tier-3 | Tier-3---2 | 5--5 | 53 | 4 | 2012.6027 | 94.87% | 4.37% | 0.7559% | 7.1334 | 0 | 0 | 7.1334 | 0 | 6.4913 | 39.639 | 0.16376 | 6.4913 | 39.639 | 0.16376 | 7.2035 | 43.9881 | 0.16376 | 0.3544% | 0.16225 | 0.16165 | 12404.0406 | 2097.9829 | 564.7309 | 9741.3268 | 12406.4247 | 0 | 0 | 12406.4247 | 0.001497%
2027 | 520 | 520-1045R | Tier-2 | Tier-2---5 | 5--4 | 47 | 1 | 596.734 | 87.03% | 12.08% | 0.8955% | 0.54695 | 0 | 0 | 0.54695 | 0 | 0.49772 | 9.9098 | 0.050225 | 0.49772 | 9.9098 | 0.050225 | 0.55233 | 10.997 | 0.050225 | 0.09166% | 0.26824 | 0.26795 | 2224.662 | 286.7109 | 250.5356 | 1687.4154 | 2224.9662 | 0 | 0 | 2224.9662 | 0.0001148%
2027 | 520 | 520-1489R | Tier-2 | Tier-2---8 | 5--5 | 129 | 2 | 662.1633 | 87.36% | 10.91% | 1.733% | 0.44394 | 0 | 0 | 0.44394 | 0 | 0.40398 | 19.8195 | 0.020383 | 0.40398 | 19.8195 | 0.020383 | 0.4483 | 21.9941 | 0.020383 | 0.06704% | 0.13822 | 0.13811 | 4790.7448 | 574.961 | 546.3603 | 3669.4236 | 4791.2099 | 0 | 0 | 4791.2099 | 9.318e-05%
2027 | 520 | 520-1509R | Tier-2 | Tier-2---5 | 5--4 | 84 | 1 | 868.9578 | 72.04% | 26.87% | 1.095% | 0.36887 | 0 | 0 | 0.36887 | 0 | 0.33566 | 9.9098 | 0.033872 | 0.33566 | 9.9098 | 0.033872 | 0.37249 | 10.997 | 0.033872 | 0.04245% | 0.28561 | 0.28544 | 3042.4946 | 331.9166 | 761.5633 | 1949.0147 | 3042.9963 | 0 | 0 | 3042.9963 | 7.743e-05%
2027 | 520 | 520-1527R | Tier-3 | Tier-3---7 | 5--5 | 53 | 1 | 1151.6571 | 81.16% | 18.23% | 0.6117% | 0.87292 | 0 | 0 | 0.87292 | 0 | 0.79434 | 9.9098 | 0.080158 | 0.79434 | 9.9098 | 0.080158 | 0.88149 | 10.997 | 0.080158 | 0.0758% | 0.27105 | 0.27079 | 4248.9299 | 642.1047 | 732.0594 | 2874.7658 | 4249.6784 | 0 | 0 | 4249.6784 | 0.0001832%
2027 | 520 | 520-45 | Tier-2 | Tier-2---8 | 5--5 | 74 | 1 | 455.0819 | 89.33% | 9.369% | 1.306% | 0.27192 | 0 | 0 | 0.27192 | 0 | 0.24744 | 9.9098 | 0.02497 | 0.24744 | 9.9098 | 0.02497 | 0.27459 | 10.997 | 0.02497 | 0.05975% | 0.10446 | 0.10439 | 4356.4514 | 530.4104 | 403.5927 | 3422.4483 | 4356.7627 | 0 | 0 | 4356.7627 | 5.708e-05%
2027 | 521 | 521-14R | Tier-3 | Tier-3---5 | 5--5 | 49 | 2 | 1719.0003 | 78.65% | 20.86% | 0.4907% | 2.7315 | 0 | 0 | 2.7315 | 0 | 2.4856 | 19.8195 | 0.12541 | 2.4856 | 19.8195 | 0.12541 | 2.7583 | 21.9941 | 0.12541 | 0.1589% | 0.27097 | 0.27042 | 6343.9843 | 812.9811 | 1238.2176 | 4292.7856 | 6346.7267 | 0 | 0 | 6346.7267 | 0.0005733%
2027 | 521 | 521-1856R | Tier-3 | Tier-3---6 | 5--5 | 87 | 2 | 1212.5663 | 84.9% | 14.39% | 0.7143% | 1.1715 | 0 | 0 | 1.1715 | 0 | 1.066 | 19.8195 | 0.053786 | 1.066 | 19.8195 | 0.053786 | 1.183 | 21.9941 | 0.053786 | 0.09661% | 0.15411 | 0.15393 | 7868.3195 | 1087.4875 | 1070.4078 | 5710.4242 | 7869.673 | 0 | 0 | 7869.673 | 0.0002459%
2027 | 521 | 521-18R | Tier-3 | Tier-3---6 | 4--5 | 73 | 4 | 1129.9866 | 95.19% | 4.09% | 0.7206% | 2.9175 | 0 | 0 | 2.9175 | 0 | 2.6549 | 39.639 | 0.066976 | 2.6549 | 39.639 | 0.066976 | 2.9461 | 43.9881 | 0.066976 | 0.2582% | 0.071321 | 0.071128 | 15843.6289 | 2470.7432 | 733.9331 | 12638.9526 | 15845.7017 | 0 | 0 | 15845.7017 | 0.0006124%
2027 | 521 | 521-27R | Tier-2 | Tier-2---3 | 4--5 | 25 | 2 | 810.4848 | 91.73% | 7.398% | 0.8745% | 2.944 | 0 | 0 | 2.944 | 0 | 2.679 | 19.8195 | 0.13517 | 2.679 | 19.8195 | 0.13517 | 2.973 | 21.9941 | 0.13517 | 0.3632% | 0.063668 | 0.063415 | 12729.941 | 2154.4423 | 1058.961 | 9516.5377 | 12734.1277 | 0 | 0 | 12734.1277 | 0.000618%
2027 | 521 | 521-700R | Tier-2 | Tier-2---3 | 4--5 | 37 | 1 | 1225.9943 | 93.19% | 6.054% | 0.7541% | 1.5285 | 0 | 0 | 1.5285 | 0 | 1.3909 | 9.9098 | 0.14036 | 1.3909 | 9.9098 | 0.14036 | 1.5435 | 10.997 | 0.14036 | 0.1247% | 0.074421 | 0.074321 | 16473.8564 | 2889.9121 | 1156.3836 | 12427.5607 | 16475.3588 | 0 | 0 | 16475.3588 | 0.0003208%
2027 | 522 | 522-38R | Tier-2 | Tier-2---6 | 4--5 | 1 | 1 | 1016.2869 | 80.7% | 18.11% | 1.19% | 40.5981 | 0 | 0 | 40.5981 | 0 | 36.9438 | 9.9098 | 3.728 | 36.9438 | 9.9098 | 3.728 | 40.9971 | 10.997 | 3.728 | 3.995% | 0.088602 | 0.084216 | 11470.2225 | 2251.3608 | 2088.2887 | 7130.573 | 11585.4977 | 0 | 0 | 11585.4977 | 0.008522%
2027 | 524 | 524-1782F | Tier-3 | Tier-3---10 | 4--5 | 46 | 2 | 681.1238 | 98.24% | 0.8976% | 0.8607% | 1.4401 | 0 | 0 | 1.4401 | 0 | 1.3105 | 19.8195 | 0.066121 | 1.3105 | 19.8195 | 0.066121 | 1.4543 | 21.9941 | 0.066121 | 0.2114% | 0.040404 | 0.040317 | 16857.9136 | 3235.0894 | 389.5202 | 13233.3041 | 16858.5529 | 0 | 0 | 16858.5529 | 0.0003023%
2027 | 524 | 524-27R | Tier-3 | Tier-3---4 | 4--5 | 114 | 4 | 1282.5738 | 98.01% | 1.22% | 0.7702% | 2.1833 | 0 | 0 | 2.1833 | 0 | 1.9868 | 39.639 | 0.050122 | 1.9868 | 39.639 | 0.050122 | 2.2048 | 43.9881 | 0.050122 | 0.1702% | 0.060207 | 0.060103 | 21302.6656 | 4149.5256 | 661.6102 | 16491.5299 | 21303.4031 | 0 | 0 | 21303.4031 | 0.0004583%
2027 | 524 | 524-46R | Tier-3 | Tier-3---4 | 5--5 | 89 | 3 | 1602.1034 | 91.53% | 7.997% | 0.4775% | 2.4466 | 0 | 0 | 2.4466 | 0 | 2.2264 | 29.7293 | 0.07489 | 2.2264 | 29.7293 | 0.07489 | 2.4707 | 32.9911 | 0.07489 | 0.1527% | 0.18916 | 0.18884 | 8469.7554 | 1511.9887 | 676.5843 | 6281.1824 | 8470.955 | 0 | 0 | 8470.955 | 0.0005136%
2027 | 524 | 524-50R | Tier-3 | Tier-3---7 | 5--5 | 84 | 1 | 1190.6418 | 87% | 12.41% | 0.5904% | 0.61039 | 0 | 0 | 0.61039 | 0 | 0.55545 | 9.9098 | 0.056051 | 0.55545 | 9.9098 | 0.056051 | 0.61639 | 10.997 | 0.056051 | 0.05127% | 0.18313 | 0.18303 | 6501.4644 | 979.7439 | 766.6075 | 4755.113 | 6501.9629 | 0 | 0 | 6501.9629 | 0.0001281%
2027 | 524 | 524-69R | Tier-3 | Tier-3---1 | 5--5 | 283 | 7 | 4619.0742 | 91.74% | 7.782% | 0.477% | 5.1884 | 0 | 0 | 5.1884 | 0 | 4.7214 | 69.3683 | 0.068063 | 4.7214 | 69.3683 | 0.068063 | 5.2394 | 76.9792 | 0.068063 | 0.1123% | 0.27264 | 0.2723 | 16942.2754 | 2594.1012 | 1293.4919 | 13054.6823 | 16943.9906 | 0 | 0 | 16943.9906 | 0.001089%
2027 | 597 | 597-595 | Tier-2 | Tier-2---1 | 5--5 | 92 | 1 | 2598.8794 | 68.57% | 30.98% | 0.4453% | 0.95885 | 0 | 0 | 0.95885 | 0 | 0.87254 | 9.9098 | 0.088048 | 0.87254 | 9.9098 | 0.088048 | 0.96827 | 10.997 | 0.088048 | 0.03689% | 0.15307 | 0.15298 | 16978.8381 | 2723.3618 | 4869.9544 | 9385.5219 | 16981.7108 | 0 | 0 | 16981.7108 | 0.0002013%
2027 | 599 | 599-19R | Tier-2 | Tier-2---1 | 5--5 | 124 | 4 | 2814.0812 | 94.6% | 4.701% | 0.7012% | 4.2507 | 0 | 0 | 4.2507 | 0 | 3.8681 | 39.639 | 0.097583 | 3.8681 | 39.639 | 0.097583 | 4.2925 | 43.9881 | 0.097583 | 0.1511% | 0.15161 | 0.15137 | 18560.9002 | 2880.2053 | 906.7756 | 14773.9194 | 18562.5038 | 0 | 0 | 18562.5038 | 0.0008922%
2027 | 776 | CB 776 | Tier-2 | Tier-2---18 | 3--3 | 4 | 1 | 19.7396 | 79.97% | 11.02% | 9.01% | 0.19536 | 0 | 0 | 0.19536 | 0 | 0.17777 | 9.9098 | 0.017939 | 0.17777 | 9.9098 | 0.017939 | 0.19728 | 10.997 | 0.017939 | 0.9897% | 0.014982 | 0.014796 | 1317.5724 | 201.6613 | 223.1115 | 892.7996 | 1320.8786 | 0 | 0 | 1320.8786 | 4.101e-05%
2027 | 835 | 835-11F | Tier-2 | Tier-2---15 | 1--5 | 1 | 1 | 29.5331 | 98.28% | 0% | 1.716% | 1.4368 | 0 | 0 | 1.4368 | 0 | 1.3075 | 9.9098 | 0.13194 | 1.3075 | 9.9098 | 0.13194 | 1.4509 | 10.997 | 0.13194 | 4.865% | 0.0041866 | 0.0039794 | 7054.2016 | 1691.248 | 112.5867 | 5250.3669 | 7060.5075 | 0 | 0 | 7060.5075 | 0.0003016%
2027 | 859 | 859-42R | Tier-2 | Tier-2---3 | 4--5 | 41 | 2 | 1138.7404 | 98.96% | 0% | 1.04% | 2.721 | 0 | 0 | 2.721 | 0 | 2.4761 | 19.8195 | 0.12493 | 2.4761 | 19.8195 | 0.12493 | 2.7478 | 21.9941 | 0.12493 | 0.239% | 0.067132 | 0.06697 | 16962.7575 | 2757.3465 | 237.2903 | 13968.1207 | 16963.1846 | 0 | 0 | 16963.1846 | 0.0005711%
2027 | 907 | 907-1562AE | Tier-3 | Tier-3---6 | 4--5 | 37 | 2 | 858.7853 | 77.1% | 22.57% | 0.3293% | 1.7716 | 0 | 0 | 1.7716 | 0 | 1.6121 | 19.8195 | 0.08134 | 1.6121 | 19.8195 | 0.08134 | 1.789 | 21.9941 | 0.08134 | 0.2063% | 0.054867 | 0.05472 | 15652.2427 | 2298.9356 | 3240.4011 | 10112.906 | 15661.8597 | 0 | 0 | 15661.8597 | 0.0003719%
2027 | 907 | 907-1716R | Tier-3 | Tier-3---2 | 4--5 | 74 | 2 | 2427.1827 | 91.21% | 8.47% | 0.3199% | 2.9618 | 0 | 0 | 2.9618 | 0 | 2.6952 | 19.8195 | 0.13599 | 2.6952 | 19.8195 | 0.13599 | 2.9909 | 21.9941 | 0.13599 | 0.122% | 0.088049 | 0.087931 | 27566.2098 | 5467.7784 | 2289.9071 | 19808.5244 | 27569.4558 | 0 | 0 | 27569.4558 | 0.0006217%
2027 | 908 | 908-1172R | Tier-2 | Tier-2---2 | 5--5 | 76 | 1 | 1737.7755 | 85.15% | 14.43% | 0.419% | 0.9638 | 0 | 0 | 0.9638 | 0 | 0.87704 | 9.9098 | 0.088503 | 0.87704 | 9.9098 | 0.088503 | 0.97327 | 10.997 | 0.088503 | 0.05546% | 0.20692 | 0.20679 | 8398.1993 | 1379.7509 | 1146.2529 | 5872.1954 | 8399.0119 | 0 | 0 | 8399.0119 | 0.0002023%
2027 | 908 | 908-1368R | Tier-2 | Tier-2---5 | 5--5 | 109 | 3 | 991.2216 | 79.39% | 19.4% | 1.209% | 1.0721 | 0 | 0 | 1.0721 | 0 | 0.97557 | 29.7293 | 0.032815 | 0.97557 | 29.7293 | 0.032815 | 1.0826 | 32.9911 | 0.032815 | 0.1082% | 0.23644 | 0.23612 | 4192.2079 | 563.5001 | 776.6437 | 2852.0641 | 4193.3867 | 0 | 0 | 4193.3867 | 0.000225%
2027 | 908 | 908-1370R | Tier-2 | Tier-2---8 | 5--4 | 40 | 1 | 321.5186 | 63.48% | 35.24% | 1.285% | 0.25256 | 0 | 0 | 0.25256 | 0 | 0.22983 | 9.9098 | 0.023192 | 0.22983 | 9.9098 | 0.023192 | 0.25504 | 10.997 | 0.023192 | 0.07855% | 0.1878 | 0.18757 | 1711.9863 | 197.0075 | 569.379 | 945.5998 | 1712.761 | 0 | 0 | 1712.761 | 5.301e-05%
2027 | 908 | 908-2038R | Tier-2 | Tier-2---1 | 5--5 | 146 | 2 | 3761.7346 | 88.11% | 11.56% | 0.3295% | 2.2475 | 0 | 0 | 2.2475 | 0 | 2.0452 | 19.8195 | 0.10319 | 2.0452 | 19.8195 | 0.10319 | 2.2696 | 21.9941 | 0.10319 | 0.05975% | 0.23053 | 0.23038 | 16317.5676 | 2905.2613 | 1774.9087 | 11637.3976 | 16318.8841 | 0 | 0 | 16318.8841 | 0.0004717%
2027 | 908 | 908-2040 | Tier-2 | Tier-2---5 | 5--5 | 46 | 1 | 697.2725 | 58.64% | 40.83% | 0.5327% | 0.44 | 0 | 0 | 0.44 | 0 | 0.4004 | 9.9098 | 0.040404 | 0.4004 | 9.9098 | 0.040404 | 0.44433 | 10.997 | 0.040404 | 0.0631% | 0.17929 | 0.1791 | 3888.9985 | 484.676 | 1468.7466 | 1935.576 | 3890.7312 | 0 | 0 | 3890.7312 | 9.236e-05%
2027 | 908 | 908-2055F | Tier-3 | Tier-3---2 | 5--5 | 95 | 1 | 2141.2623 | 90.56% | 9.061% | 0.3753% | 1.0104 | 0 | 0 | 1.0104 | 0 | 0.91947 | 9.9098 | 0.092785 | 0.91947 | 9.9098 | 0.092785 | 1.0204 | 10.997 | 0.092785 | 0.04719% | 0.20355 | 0.20344 | 10519.7129 | 1841.0843 | 947.7804 | 7730.8482 | 10520.2304 | 0 | 0 | 10520.2304 | 0.0002121%
2027 | 908 | 908-30 | Tier-2 | Tier-2---10 | 5--4 | 10 | 1 | 139.6838 | 79.37% | 19.74% | 0.8803% | 0.54882 | 0 | 0 | 0.54882 | 0 | 0.49942 | 9.9098 | 0.050397 | 0.49942 | 9.9098 | 0.050397 | 0.55422 | 10.997 | 0.050397 | 0.3929% | 0.16572 | 0.1649 | 842.8699 | 108.2915 | 162.9752 | 571.6032 | 843.7347 | 0 | 0 | 843.7347 | 0.0001152%
2027 | 909 | 909-451 | Tier-3 | Tier-3---1 | 5--5 | 126 | 3 | 4745.7108 | 91.73% | 8.003% | 0.272% | 5.1303 | 0 | 0 | 5.1303 | 0 | 4.6685 | 29.7293 | 0.15703 | 4.6685 | 29.7293 | 0.15703 | 5.1808 | 32.9911 | 0.15703 | 0.1081% | 0.31112 | 0.31076 | 15253.5364 | 2448.7202 | 1130.6792 | 11674.137 | 15255.0258 | 0 | 0 | 15255.0258 | 0.001077%
2027 | 921 | 921-800F | Tier-2 | Tier-2---7 | 4--5 | 2 | 1 | 650.3067 | 29.95% | 69.36% | 0.6872% | 4.8213 | 0 | 0 | 4.8213 | 0 | 4.3873 | 9.9098 | 0.44272 | 4.3873 | 9.9098 | 0.44272 | 4.8686 | 10.997 | 0.44272 | 0.7414% | 0.065336 | 0.063719 | 9953.2373 | 702.3415 | 6282.5542 | 2968.3417 | 10130.1675 | 0 | 0 | 10130.1675 | 0.001012%
2027 | 971 | 971-1973R | Tier-3 | Tier-3---4 | 5--5 | 100 | 3 | 1698.739 | 91.74% | 7.818% | 0.44% | 2.3143 | 0 | 0 | 2.3143 | 0 | 2.106 | 29.7293 | 0.070839 | 2.106 | 29.7293 | 0.070839 | 2.3371 | 32.9911 | 0.070839 | 0.1362% | 0.14704 | 0.14682 | 11552.8886 | 2071.9815 | 875.2489 | 8605.6581 | 11554.3074 | 0 | 0 | 11554.3074 | 0.0004858%
2027 | 971 | 971-2050R | Tier-3 | Tier-3---2 | 5--5 | 189 | 6 | 3108.8974 | 90.26% | 9.266% | 0.4743% | 4.4096 | 0 | 0 | 4.4096 | 0 | 4.0126 | 59.4585 | 0.067486 | 4.0126 | 59.4585 | 0.067486 | 4.4529 | 65.9822 | 0.067486 | 0.1418% | 0.18464 | 0.18435 | 16837.3789 | 2911.4979 | 1523.0662 | 12402.8149 | 16839.9601 | 0 | 0 | 16839.9601 | 0.0009256%
2027 | 971 | 971-383R | Tier-3 | Tier-3---4 | 5--5 | 45 | 2 | 1568.3841 | 85.57% | 14.07% | 0.3633% | 2.9524 | 0 | 0 | 2.9524 | 0 | 2.6867 | 19.8195 | 0.13556 | 2.6867 | 19.8195 | 0.13556 | 2.9814 | 21.9941 | 0.13556 | 0.1882% | 0.13837 | 0.13806 | 11334.794 | 1698.1384 | 1536.4876 | 8100.1681 | 11338.4012 | 0 | 0 | 11338.4012 | 0.0006197%
2027 | 971 | 971-388R | Tier-3 | Tier-3---4 | 5--5 | 103 | 2 | 1370.1526 | 91.78% | 7.427% | 0.7941% | 1.2087 | 0 | 0 | 1.2087 | 0 | 1.0999 | 19.8195 | 0.055495 | 1.0999 | 19.8195 | 0.055495 | 1.2206 | 21.9941 | 0.055495 | 0.08821% | 0.17642 | 0.17625 | 7766.4244 | 1241.1352 | 582.4552 | 5942.8339 | 7767.0387 | 0 | 0 | 7767.0387 | 0.0002537%
2027 | 971 | CB 971 | Tier-2 | Tier-2---3 | 5--5 | 27 | 2 | 1052.4948 | 94.77% | 4.863% | 0.3691% | 3.6572 | 0 | 0 | 3.6572 | 0 | 3.328 | 19.8195 | 0.16792 | 3.328 | 19.8195 | 0.16792 | 3.6932 | 21.9941 | 0.16792 | 0.3475% | 0.12528 | 0.12482 | 8401.3813 | 1359.4082 | 538.7088 | 6503.2643 | 8402.9989 | 0 | 0 | 8402.9989 | 0.0007677%
2027 | 972 | 972-1582R | Tier-3 | Tier-3---6 | 5--5 | 81 | 2 | 1102.3739 | 89.57% | 9.851% | 0.5741% | 1.2069 | 0 | 0 | 1.2069 | 0 | 1.0982 | 19.8195 | 0.055412 | 1.0982 | 19.8195 | 0.055412 | 1.2187 | 21.9941 | 0.055412 | 0.1095% | 0.15062 | 0.15044 | 7318.7038 | 1095.1808 | 689.6681 | 5533.8548 | 7319.6374 | 0 | 0 | 7319.6374 | 0.0002533%
2027 | 972 | 972-1590F | Tier-3 | Tier-3---2 | 5--5 | 106 | 1 | 2662.477 | 86.18% | 13.31% | 0.5115% | 1.0715 | 0 | 0 | 1.0715 | 0 | 0.97506 | 9.9098 | 0.098394 | 0.97506 | 9.9098 | 0.098394 | 1.082 | 10.997 | 0.098394 | 0.04024% | 0.17603 | 0.17595 | 15124.9944 | 2683.3405 | 1935.3853 | 10506.2686 | 15125.9709 | 0 | 0 | 15125.9709 | 0.0002249%
2027 | 972 | 972-32R | Tier-2 | Tier-2---1 | 5--5 | 54 | 1 | 2627.0976 | 78.5% | 21.13% | 0.3758% | 1.8903 | 0 | 0 | 1.8903 | 0 | 1.7202 | 9.9098 | 0.17358 | 1.7202 | 9.9098 | 0.17358 | 1.9089 | 10.997 | 0.17358 | 0.07195% | 0.16607 | 0.16592 | 15819.0849 | 2182.9188 | 3069.8118 | 10566.3543 | 15822.206 | 0 | 0 | 15822.206 | 0.0003968%
2027 | 972 | 972-942R | Tier-3 | Tier-3---6 | 5--5 | 59 | 2 | 1052.2316 | 92.49% | 7.06% | 0.4532% | 1.633 | 0 | 0 | 1.633 | 0 | 1.486 | 19.8195 | 0.074975 | 1.486 | 19.8195 | 0.074975 | 1.649 | 21.9941 | 0.074975 | 0.1552% | 0.14194 | 0.14171 | 7412.953 | 1277.1801 | 501.709 | 5634.0638 | 7413.8891 | 0 | 0 | 7413.8891 | 0.0003428%
2027 | 973 | 973-626R | Tier-3 | Tier-3---7 | 5--5 | 82 | 1 | 933.998 | 86.55% | 12.73% | 0.7172% | 0.488 | 0 | 0 | 0.488 | 0 | 0.44407 | 9.9098 | 0.044811 | 0.44407 | 9.9098 | 0.044811 | 0.49279 | 10.997 | 0.044811 | 0.05225% | 0.1523 | 0.15221 | 6132.6277 | 944.3399 | 738.3045 | 4449.9833 | 6133.1258 | 0 | 0 | 6133.1258 | 0.0001024%
2027 | 974 | 974-23R | Tier-3 | Tier-3---11 | 5--5 | 104 | 2 | 770.0113 | 72.03% | 26.78% | 1.193% | 0.52794 | 0 | 0 | 0.52794 | 0 | 0.48042 | 19.8195 | 0.02424 | 0.48042 | 19.8195 | 0.02424 | 0.53313 | 21.9941 | 0.02424 | 0.06856% | 0.16472 | 0.16456 | 4674.6625 | 542.8961 | 1175.2982 | 2956.4682 | 4675.9086 | 0 | 0 | 4675.9086 | 0.0001108%
2027 | 974 | 974-715R | Tier-3 | Tier-3---6 | 5--5 | 29 | 2 | 765.8632 | 95.89% | 3.616% | 0.4898% | 2.5072 | 0 | 0 | 2.5072 | 0 | 2.2815 | 19.8195 | 0.11511 | 2.2815 | 19.8195 | 0.11511 | 2.5318 | 21.9941 | 0.11511 | 0.3274% | 0.14069 | 0.14021 | 5443.6999 | 833.249 | 274.7582 | 4335.6927 | 5444.4655 | 0 | 0 | 5444.4655 | 0.0005263%
2027 | 1021 | 1021-1748F | Tier-3 | Tier-3---2 | 5--5 | 95 | 2 | 3232.7645 | 89.58% | 10.03% | 0.3884% | 3.0179 | 0 | 0 | 3.0179 | 0 | 2.7462 | 19.8195 | 0.13856 | 2.7462 | 19.8195 | 0.13856 | 3.0475 | 21.9941 | 0.13856 | 0.09335% | 0.16564 | 0.16546 | 19517.3055 | 3280.9667 | 1890.5731 | 14345.7657 | 19519.4269 | 0 | 0 | 19519.4269 | 0.0006335%
2027 | 1021 | 1021-1760R | Tier-3 | Tier-3---6 | 5--5 | 17 | 1 | 678.7974 | 81.46% | 18.22% | 0.3148% | 1.6101 | 0 | 0 | 1.6101 | 0 | 1.4652 | 9.9098 | 0.14786 | 1.4652 | 9.9098 | 0.14786 | 1.626 | 10.997 | 0.14786 | 0.2372% | 0.10829 | 0.10798 | 6268.2599 | 949.9835 | 1058.3856 | 4259.8908 | 6271.6528 | 0 | 0 | 6271.6528 | 0.000338%
2027 | 1021 | 1021-25R | Tier-3 | Tier-3---2 | 5--5 | 43 | 3 | 1498.4695 | 96.3% | 3.418% | 0.2826% | 4.9835 | 0 | 0 | 4.9835 | 0 | 4.5349 | 29.7293 | 0.15254 | 4.5349 | 29.7293 | 0.15254 | 5.0324 | 32.9911 | 0.15254 | 0.3326% | 0.12361 | 0.12318 | 12122.637 | 2220.1266 | 404.4712 | 9498.0392 | 12124.1915 | 0 | 0 | 12124.1915 | 0.001046%
2027 | 1021 | 1021-855 | Tier-3 | Tier-3---10 | 5--5 | 11 | 1 | 466.7529 | 94.79% | 4.788% | 0.426% | 1.9909 | 0 | 0 | 1.9909 | 0 | 1.8117 | 9.9098 | 0.18282 | 1.8117 | 9.9098 | 0.18282 | 2.0104 | 10.997 | 0.18282 | 0.4265% | 0.10909 | 0.1086 | 4278.6432 | 663.1014 | 202.1105 | 3413.4312 | 4279.6517 | 0 | 0 | 4279.6517 | 0.0004179%
2027 | 1022 | 1022-322R | Tier-3 | Tier-3---10 | 5--5 | 32 | 1 | 526.8683 | 92.1% | 7.447% | 0.4577% | 0.75058 | 0 | 0 | 0.75058 | 0 | 0.68302 | 9.9098 | 0.068924 | 0.68302 | 9.9098 | 0.068924 | 0.75795 | 10.997 | 0.068924 | 0.1425% | 0.10587 | 0.1057 | 4976.7569 | 830.1937 | 356.0985 | 3790.4647 | 4977.3663 | 0 | 0 | 4977.3663 | 0.0001575%
2027 | 1023 | 1023-46AE | Tier-2 | Tier-2---2 | 5--5 | 80 | 3 | 1480.046 | 74.84% | 24.29% | 0.8655% | 2.0562 | 0 | 0 | 2.0562 | 0 | 1.8711 | 29.7293 | 0.062937 | 1.8711 | 29.7293 | 0.062937 | 2.0764 | 32.9911 | 0.062937 | 0.1389% | 0.13914 | 0.13888 | 10637.4667 | 1301.0798 | 2440.2216 | 6896.1652 | 10642.4435 | 0 | 0 | 10642.4435 | 0.0004316%
2027 | 1023 | 1023-89R | Tier-2 | Tier-2---11 | 4--4 | 19 | 1 | 171.3673 | 58.84% | 39.57% | 1.585% | 0.26271 | 0 | 0 | 0.26271 | 0 | 0.23906 | 9.9098 | 0.024124 | 0.23906 | 9.9098 | 0.024124 | 0.26529 | 10.997 | 0.024124 | 0.1533% | 0.083403 | 0.083186 | 2054.6806 | 198.0279 | 761.6338 | 1095.0189 | 2056.8895 | 0 | 0 | 2056.8895 | 5.514e-05%
2027 | 1030 | 1030-1823F | Tier-3 | Tier-3---13 | 5--5 | 22 | 1 | 202.5757 | 94.25% | 5.49% | 0.2586% | 0.4296 | 0 | 0 | 0.4296 | 0 | 0.39093 | 9.9098 | 0.039449 | 0.39093 | 9.9098 | 0.039449 | 0.43382 | 10.997 | 0.039449 | 0.2121% | 0.10605 | 0.10581 | 1910.1293 | 293.8795 | 98.2865 | 1517.9633 | 1910.3769 | 0 | 0 | 1910.3769 | 9.017e-05%
2027 | 1030 | 1030-18R | Tier-3 | Tier-3---7 | 5--5 | 85 | 2 | 693.6608 | 87.49% | 12.21% | 0.2965% | 0.70684 | 0 | 0 | 0.70684 | 0 | 0.64321 | 19.8195 | 0.032454 | 0.64321 | 19.8195 | 0.032454 | 0.71378 | 21.9941 | 0.032454 | 0.1019% | 0.23843 | 0.23815 | 2909.3141 | 434.9069 | 331.8024 | 2142.6047 | 2909.7385 | 0 | 0 | 2909.7385 | 0.0001484%
2027 | 1030 | 1030-20R | Tier-3 | Tier-3---3 | 5--5 | 124 | 6 | 2610.2797 | 91.86% | 7.744% | 0.3915% | 5.7434 | 0 | 0 | 5.7434 | 0 | 5.2264 | 59.4585 | 0.0879 | 5.2264 | 59.4585 | 0.0879 | 5.7998 | 65.9822 | 0.0879 | 0.22% | 0.28668 | 0.28599 | 9105.2413 | 1516.1831 | 664.7389 | 6924.3193 | 9107.0199 | 0 | 0 | 9107.0199 | 0.001206%
2027 | 1030 | 1030-42R | Tier-3 | Tier-3---3 | 5--5 | 119 | 5 | 2942.2545 | 85.79% | 13.83% | 0.3713% | 5.2501 | 0 | 0 | 5.2501 | 0 | 4.7775 | 49.5488 | 0.096421 | 4.7775 | 49.5488 | 0.096421 | 5.3017 | 54.9851 | 0.096421 | 0.1784% | 0.28228 | 0.28169 | 10423.3029 | 1628.0334 | 1345.6404 | 7449.6291 | 10426.3889 | 0 | 0 | 10426.3889 | 0.001102%
2027 | 1030 | 1030-989R | Tier-3 | Tier-3---3 | 5--5 | 103 | 4 | 3020.5785 | 92.73% | 6.883% | 0.3901% | 5.3842 | 0 | 0 | 5.3842 | 0 | 4.8996 | 39.639 | 0.1236 | 4.8996 | 39.639 | 0.1236 | 5.4371 | 43.9881 | 0.1236 | 0.1783% | 0.30703 | 0.30644 | 9838.1975 | 1537.3198 | 631.4887 | 7669.389 | 9839.5757 | 0 | 0 | 9839.5757 | 0.00113%
2027 | 1039 | 1039-13 | Tier-2 | Tier-2---3 | 5--5 | 68 | 2 | 2056.5259 | 80.69% | 18.74% | 0.569% | 2.4159 | 0 | 0 | 2.4159 | 0 | 2.1985 | 19.8195 | 0.11092 | 2.1985 | 19.8195 | 0.11092 | 2.4397 | 21.9941 | 0.11092 | 0.1175% | 0.1351 | 0.1349 | 15222.1821 | 2652.795 | 2719.3692 | 9850.0179 | 15226.4675 | 0 | 0 | 15226.4675 | 0.0005071%
2027 | 1090 | 1090-636R | Tier-3 | Tier-3---15 | 5--3 | 24 | 4 | 202.402 | 73% | 25.01% | 1.988% | 1.219 | 0 | 0 | 1.219 | 0 | 1.1093 | 39.639 | 0.027985 | 1.1093 | 39.639 | 0.027985 | 1.231 | 43.9881 | 0.027985 | 0.6023% | 0.38465 | 0.38147 | 526.2047 | 57.0359 | 118.3494 | 350.8194 | 527.3865 | 0 | 0 | 527.3865 | 0.0002559%
2027 | 1090 | 1090-73F | Tier-3 | Tier-3---10 | 4--5 | 81 | 3 | 724.1417 | 96.98% | 2.008% | 1.013% | 1.2875 | 0 | 0 | 1.2875 | 0 | 1.1716 | 29.7293 | 0.039409 | 1.1716 | 29.7293 | 0.039409 | 1.3001 | 32.9911 | 0.039409 | 0.1778% | 0.046754 | 0.046668 | 15488.4699 | 2874.558 | 442.3847 | 12171.5272 | 15489.3293 | 0 | 0 | 15489.3293 | 0.0002702%
2027 | 1090 | 1090-74F | Tier-3 | Tier-3---10 | 4--5 | 63 | 1 | 595.9278 | 96.92% | 1.794% | 1.287% | 0.4538 | 0 | 0 | 0.4538 | 0 | 0.41296 | 9.9098 | 0.041672 | 0.41296 | 9.9098 | 0.041672 | 0.45826 | 10.997 | 0.041672 | 0.07615% | 0.045737 | 0.045701 | 13029.5603 | 2451.0895 | 420.5295 | 10157.9412 | 13029.876 | 0 | 0 | 13029.876 | 9.525e-05%
2027 | 1094 | 1094-35F | Tier-2 | Tier-2---7 | 3--5 | 16 | 1 | 314.0502 | 98.71% | 0% | 1.287% | 0.95909 | 0 | 0 | 0.95909 | 0 | 0.87276 | 9.9098 | 0.088071 | 0.87276 | 9.9098 | 0.088071 | 0.96852 | 10.997 | 0.088071 | 0.3054% | 0.020398 | 0.020334 | 15396.4279 | 2493.2081 | 249.741 | 12653.4788 | 15397.0427 | 0 | 0 | 15397.0427 | 0.0002013%
2027 | 1138 | 1138-6R | Tier-2 | Tier-2---5 | 5--5 | 93 | 2 | 1117.3657 | 63.79% | 34.95% | 1.264% | 0.75873 | 0 | 0 | 0.75873 | 0 | 0.69043 | 19.8195 | 0.034836 | 0.69043 | 19.8195 | 0.034836 | 0.76619 | 21.9941 | 0.034836 | 0.0679% | 0.17153 | 0.17134 | 6514.2797 | 790.3405 | 2180.8634 | 3543.0757 | 6516.7935 | 0 | 0 | 6516.7935 | 0.0001593%
2027 | 1138 | CB 1138 | Tier-2 | Tier-2---10 | 5--4 | 19 | 1 | 305.5776 | 38.78% | 59.44% | 1.777% | 0.30872 | 0 | 0 | 0.30872 | 0 | 0.28093 | 9.9098 | 0.028349 | 0.28093 | 9.9098 | 0.028349 | 0.31176 | 10.997 | 0.028349 | 0.101% | 0.11418 | 0.11388 | 2676.3311 | 209.1802 | 1537.4835 | 929.6674 | 2680.6109 | 0 | 0 | 2680.6109 | 6.48e-05%
2027 | 1162 | 1162-363 | Tier-2 | Tier-2---13 | 4--3 | 8 | 1 | 41.7736 | 86.9% | 10.44% | 2.668% | 0.2246 | 0 | 0 | 0.2246 | 0 | 0.20439 | 9.9098 | 0.020625 | 0.20439 | 9.9098 | 0.020625 | 0.22681 | 10.997 | 0.020625 | 0.5377% | 0.064829 | 0.064428 | 644.3653 | 89.5043 | 68.646 | 486.215 | 644.891 | 0 | 0 | 644.891 | 4.714e-05%
2027 | 1162 | CB 1162 | Tier-2 | Tier-2---18 | 4--2 | 3 | 1 | 17.3545 | 85.79% | 8.389% | 5.825% | 0.24565 | 0 | 0 | 0.24565 | 0 | 0.22354 | 9.9098 | 0.022557 | 0.22354 | 9.9098 | 0.022557 | 0.24806 | 10.997 | 0.022557 | 1.415% | 0.064214 | 0.063154 | 270.2621 | 35.4982 | 38.2909 | 196.4729 | 270.9065 | 0 | 0 | 270.9065 | 5.156e-05%
2027 | 1166 | 1166-15R | Tier-3 | Tier-3---11 | 5--5 | 23 | 1 | 528.031 | 87.26% | 12.17% | 0.5736% | 0.99163 | 0 | 0 | 0.99163 | 0 | 0.90237 | 9.9098 | 0.091059 | 0.90237 | 9.9098 | 0.091059 | 1.0014 | 10.997 | 0.091059 | 0.1878% | 0.19397 | 0.19355 | 2722.2863 | 390.5327 | 317.9476 | 2013.8061 | 2723.0344 | 0 | 0 | 2723.0344 | 0.0002081%
2027 | 1215 | 1215-10R | Tier-3 | Tier-3---18 | 5--1 | 2 | 1 | 54.6915 | 39.12% | 60.14% | 0.7473% | 0.52948 | 0 | 0 | 0.52948 | 0 | 0.48182 | 9.9098 | 0.048621 | 0.48182 | 9.9098 | 0.048621 | 0.53468 | 10.997 | 0.048621 | 0.9681% | 0.66566 | 0.64918 | 82.162 | 5.3755 | 39.0422 | 37.7442 | 83.4315 | 0 | 0 | 83.4315 | 0.0001111%
2027 | 1215 | 1215-32R | Tier-3 | Tier-3---7 | 5--4 | 64 | 1 | 1677.0531 | 82.12% | 17.49% | 0.3917% | 1.0652 | 0 | 0 | 1.0652 | 0 | 0.96933 | 9.9098 | 0.097816 | 0.96933 | 9.9098 | 0.097816 | 1.0757 | 10.997 | 0.097816 | 0.06352% | 0.68132 | 0.6808 | 2461.4685 | 295.8109 | 389.7657 | 1775.8918 | 2461.8091 | 0 | 0 | 2461.8091 | 0.0002236%
2027 | 1233 | 1233-585R | Tier-3 | Tier-3---12 | 5--5 | 33 | 2 | 496.1989 | 88.91% | 10.23% | 0.8642% | 1.3235 | 0 | 0 | 1.3235 | 0 | 1.2044 | 19.8195 | 0.060766 | 1.2044 | 19.8195 | 0.060766 | 1.3365 | 21.9941 | 0.060766 | 0.2667% | 0.12988 | 0.12949 | 3820.3589 | 569.6038 | 386.1666 | 2864.5885 | 3821.6339 | 0 | 0 | 3821.6339 | 0.0002778%
2027 | 1233 | 1233-587R | Tier-3 | Tier-3---13 | 5--5 | 39 | 1 | 468.3326 | 86.93% | 12.01% | 1.054% | 0.51676 | 0 | 0 | 0.51676 | 0 | 0.47024 | 9.9098 | 0.047453 | 0.47024 | 9.9098 | 0.047453 | 0.52184 | 10.997 | 0.047453 | 0.1103% | 0.13489 | 0.13472 | 3472.0209 | 495.7254 | 420.8281 | 2555.4674 | 3472.5974 | 0 | 0 | 3472.5974 | 0.0001085%
2027 | 1233 | 1233-591R | Tier-3 | Tier-3---12 | 5--5 | 30 | 2 | 575.4654 | 90.21% | 8.957% | 0.8354% | 1.7131 | 0 | 0 | 1.7131 | 0 | 1.5589 | 19.8195 | 0.078654 | 1.5589 | 19.8195 | 0.078654 | 1.7299 | 21.9941 | 0.078654 | 0.2977% | 0.13142 | 0.13098 | 4378.9662 | 686.8056 | 385.5684 | 3306.5923 | 4380.3859 | 0 | 0 | 4380.3859 | 0.0003596%
2027 | 1234 | CB 1234 | Tier-3 | Tier-3---10 | 5--5 | 79 | 3 | 1703.5911 | 47.26% | 52.1% | 0.6391% | 1.5134 | 0 | 0 | 1.5134 | 0 | 1.3772 | 29.7293 | 0.046325 | 1.3772 | 29.7293 | 0.046325 | 1.5283 | 32.9911 | 0.046325 | 0.08884% | 0.11961 | 0.11939 | 14242.4054 | 1075.4767 | 7121.7223 | 6045.2064 | 14256.5515 | 0 | 0 | 14256.5515 | 0.0003177%
2027 | 1235 | CB 1235 | Tier-2 | Tier-2---6 | 4--5 | 92 | 2 | 1038.4291 | 94.32% | 4.296% | 1.381% | 1.054 | 0 | 0 | 1.054 | 0 | 0.95913 | 19.8195 | 0.048393 | 0.95913 | 19.8195 | 0.048393 | 1.0644 | 21.9941 | 0.048393 | 0.1015% | 0.082825 | 0.082736 | 12537.6589 | 2179.7945 | 762.6013 | 9595.263 | 12538.4256 | 0 | 0 | 12538.4256 | 0.0002212%
2027 | 1243 | CB 1243 | Tier-2 | Tier-2---7 | 3--5 | 30 | 1 | 199.4877 | 98.24% | 0% | 1.764% | 0.32335 | 0 | 0 | 0.32335 | 0 | 0.29424 | 9.9098 | 0.029692 | 0.29424 | 9.9098 | 0.029692 | 0.32653 | 10.997 | 0.029692 | 0.1621% | 0.019586 | 0.019554 | 10185.2188 | 1675.1434 | 207.9289 | 8302.1466 | 10185.5158 | 0 | 0 | 10185.5158 | 6.787e-05%
2027 | 1250 | 1250-677R | Tier-2 | Tier-2---3 | 5--5 | 28 | 1 | 1140.8126 | 92.57% | 6.885% | 0.545% | 1.867 | 0 | 0 | 1.867 | 0 | 1.6989 | 9.9098 | 0.17144 | 1.6989 | 9.9098 | 0.17144 | 1.8853 | 10.997 | 0.17144 | 0.1637% | 0.11659 | 0.11638 | 9785.2264 | 1563.6458 | 667.8739 | 7553.7067 | 9786.5139 | 0 | 0 | 9786.5139 | 0.0003919%
2027 | 1250 | 1250-8R | Tier-2 | Tier-2---4 | 4--5 | 13 | 1 | 384.7428 | 82.72% | 16.59% | 0.6903% | 1.2118 | 0 | 0 | 1.2118 | 0 | 1.1028 | 9.9098 | 0.11128 | 1.1028 | 9.9098 | 0.11128 | 1.2237 | 10.997 | 0.11128 | 0.315% | 0.092289 | 0.091937 | 4168.9089 | 570.5627 | 668.7462 | 2929.6001 | 4171.6624 | 0 | 0 | 4171.6624 | 0.0002544%
2027 | 1458 | 1458-1056 | Tier-2 | Tier-2---11 | 5--3 | 16 | 1 | 79.604 | 49.93% | 49.51% | 0.5563% | 0.12297 | 0 | 0 | 0.12297 | 0 | 0.1119 | 9.9098 | 0.011292 | 0.1119 | 9.9098 | 0.011292 | 0.12417 | 10.997 | 0.011292 | 0.1545% | 0.13508 | 0.13466 | 589.3284 | 48.7394 | 264.1575 | 276.4315 | 590.2441 | 0 | 0 | 590.2441 | 2.581e-05%
2027 | 1458 | 1458-1131R | Tier-3 | Tier-3---4 | 5--5 | 51 | 1 | 1406.6624 | 89.91% | 9.875% | 0.2137% | 1.2276 | 0 | 0 | 1.2276 | 0 | 1.1171 | 9.9098 | 0.11272 | 1.1171 | 9.9098 | 0.11272 | 1.2396 | 10.997 | 0.11272 | 0.08727% | 0.15941 | 0.15925 | 8824.2343 | 1339.2018 | 802.9411 | 6682.0914 | 8825.0992 | 0 | 0 | 8825.0992 | 0.0002577%
2027 | 1458 | 1458-565R | Tier-3 | Tier-3---6 | 5--5 | 38 | 3 | 865.4889 | 93.04% | 6.555% | 0.3997% | 3.147 | 0 | 0 | 3.147 | 0 | 2.8637 | 29.7293 | 0.096327 | 2.8637 | 29.7293 | 0.096327 | 3.1779 | 32.9911 | 0.096327 | 0.3636% | 0.15819 | 0.15757 | 5471.15 | 831.2842 | 343.7471 | 4296.1187 | 5472.6429 | 0 | 0 | 5472.6429 | 0.0006606%
2027 | 1458 | 1458-601R | Tier-3 | Tier-3---2 | 5--5 | 127 | 3 | 3446.9071 | 93.23% | 6.468% | 0.3015% | 3.7576 | 0 | 0 | 3.7576 | 0 | 3.4194 | 29.7293 | 0.11502 | 3.4194 | 29.7293 | 0.11502 | 3.7945 | 32.9911 | 0.11502 | 0.109% | 0.20421 | 0.20397 | 16878.9798 | 3452.9233 | 1062.0214 | 12364.0351 | 16880.3174 | 0 | 0 | 16880.3174 | 0.0007887%
2027 | CTL1 | CTL1-3R | Tier-3 | Tier-3---14 | 5--4 | 53 | 1 | 691.1308 | 38.4% | 60.91% | 0.6868% | 0.24788 | 0 | 0 | 0.24788 | 0 | 0.22557 | 9.9098 | 0.022762 | 0.22557 | 9.9098 | 0.022762 | 0.25031 | 10.997 | 0.022762 | 0.03587% | 0.42513 | 0.42473 | 1625.6897 | 99.6026 | 905.5939 | 620.4932 | 1626.6259 | 0 | 0 | 1626.6259 | 5.203e-05%
2027 | DV1 | CB DV1 | Tier-3 | Tier-3---20 | 1--5 | 1 | 1 | 2.0345 | 98.61% | 0% | 1.387% | 0.099313 | 0 | 0 | 0.099313 | 0 | 0.090374 | 9.9098 | 0.0091197 | 0.090374 | 9.9098 | 0.0091197 | 0.10029 | 10.997 | 0.0091197 | 4.881% | 0.000145 | 0.00013782 | 14031.3666 | 2214.0355 | 378.6957 | 11438.6354 | 14041.5002 | 0 | 0 | 14041.5002 | 2.085e-05%
2027 | DV1 | DV1-3R | Tier-3 | Tier-3---11 | 5--5 | 90 | 6 | 634.2705 | 72.29% | 26.89% | 0.8162% | 1.5132 | 0 | 0 | 1.5132 | 0 | 1.377 | 59.4585 | 0.023158 | 1.377 | 59.4585 | 0.023158 | 1.528 | 65.9822 | 0.023158 | 0.2386% | 0.19421 | 0.19357 | 3265.8667 | 390.6526 | 820.8791 | 2054.3349 | 3268.8627 | 0 | 0 | 3268.8627 | 0.0003176%
2027 | JU1 | CB JU1 | Tier-3 | Tier-3---15 | 5--4 | 29 | 1 | 282.3719 | 88.57% | 10.71% | 0.7177% | 0.42691 | 0 | 0 | 0.42691 | 0 | 0.38848 | 9.9098 | 0.039202 | 0.38848 | 9.9098 | 0.039202 | 0.43111 | 10.997 | 0.039202 | 0.1512% | 0.1808 | 0.1805 | 1561.7518 | 212.6103 | 161.3522 | 1187.7892 | 1562.0569 | 0 | 0 | 1562.0569 | 8.961e-05%
2027 | MOR1 | CB MOR1 | Tier-2 | Tier-2---4 | 5--5 | 32 | 1 | 584.1991 | 87.63% | 11.93% | 0.4377% | 0.79192 | 0 | 0 | 0.79192 | 0 | 0.72064 | 9.9098 | 0.07272 | 0.72064 | 9.9098 | 0.07272 | 0.79971 | 10.997 | 0.07272 | 0.1356% | 0.12647 | 0.12627 | 4619.2848 | 721.3686 | 522.5493 | 3375.3669 | 4620.1698 | 0 | 0 | 4620.1698 | 0.0001662%
2027 | OK1 | CB OK1 | Tier-3 | Tier-3---7 | 5--5 | 109 | 7 | 1048.1259 | 93.55% | 5.94% | 0.509% | 3.117 | 0 | 0 | 3.117 | 0 | 2.8365 | 69.3683 | 0.04089 | 2.8365 | 69.3683 | 0.04089 | 3.1477 | 76.9792 | 0.04089 | 0.2974% | 0.20255 | 0.20191 | 5174.6627 | 847.3251 | 299.3088 | 4028.0288 | 5175.7269 | 0 | 0 | 5175.7269 | 0.0006543%
2027 | PE1 | CB PE1 | Tier-3 | Tier-3---13 | 5--4 | 66 | 2 | 620.7512 | 74.86% | 24.36% | 0.7799% | 0.69703 | 0 | 0 | 0.69703 | 0 | 0.63429 | 19.8195 | 0.032003 | 0.63429 | 19.8195 | 0.032003 | 0.70388 | 21.9941 | 0.032003 | 0.1123% | 0.24168 | 0.24132 | 2568.4774 | 292.3041 | 583.6879 | 1692.4855 | 2569.4475 | 0 | 0 | 2569.4475 | 0.0001463%
2027 | RA1 | CB RA1 | Tier-2 | Tier-2---2 | 5--5 | 65 | 3 | 1222.3715 | 85.76% | 13.62% | 0.6194% | 2.3949 | 0 | 0 | 2.3949 | 0 | 2.1793 | 29.7293 | 0.073306 | 2.1793 | 29.7293 | 0.073306 | 2.4184 | 32.9911 | 0.073306 | 0.1959% | 0.14726 | 0.14693 | 8300.6807 | 1160.1787 | 1072.7493 | 6067.7527 | 8303.3879 | 0 | 0 | 8303.3879 | 0.0005027%
2027 | RA2 | CB RA2 | Tier-2 | Tier-2---4 | 5--5 | 17 | 1 | 579.2495 | 83.34% | 16.16% | 0.4909% | 1.4057 | 0 | 0 | 1.4057 | 0 | 1.2792 | 9.9098 | 0.12908 | 1.2792 | 9.9098 | 0.12908 | 1.4195 | 10.997 | 0.12908 | 0.2427% | 0.12706 | 0.12669 | 4558.9302 | 908.2518 | 686.0992 | 2964.5792 | 4561.1476 | 0 | 0 | 4561.1476 | 0.0002951%
2027 | RB1 | RB1-427R | Tier-3 | Tier-3---7 | 5--5 | 85 | 5 | 996.0696 | 83.51% | 15.68% | 0.8099% | 2.4222 | 0 | 0 | 2.4222 | 0 | 2.2041 | 49.5488 | 0.044484 | 2.2041 | 49.5488 | 0.044484 | 2.446 | 54.9851 | 0.044484 | 0.2432% | 0.15381 | 0.15336 | 6476.1764 | 929.4617 | 937.2221 | 4609.4925 | 6479.2943 | 0 | 0 | 6479.2943 | 0.0005084%
2027 | RB1 | RB1-433R | Tier-3 | Tier-3---10 | 5--5 | 27 | 2 | 717.075 | 94.45% | 5% | 0.5477% | 2.4834 | 0 | 0 | 2.4834 | 0 | 2.2599 | 19.8195 | 0.11402 | 2.2599 | 19.8195 | 0.11402 | 2.5078 | 21.9941 | 0.11402 | 0.3463% | 0.15284 | 0.15228 | 4691.5909 | 760.1035 | 231.5295 | 3699.958 | 4692.5488 | 0 | 0 | 4692.5488 | 0.0005213%
2027 | SL1 | CB SL1 | Tier-3 | Tier-3---11 | 5--5 | 128 | 4 | 677.9763 | 69.55% | 29.7% | 0.758% | 0.72936 | 0 | 0 | 0.72936 | 0 | 0.6637 | 39.639 | 0.016744 | 0.6637 | 39.639 | 0.016744 | 0.73652 | 43.9881 | 0.016744 | 0.1076% | 0.19527 | 0.19497 | 3471.9301 | 456.3042 | 974.4203 | 2041.2056 | 3473.5682 | 0 | 0 | 3473.5682 | 0.0001531%
2028 | 67 | 67-24R | Tier-3 | Tier-3---13 | 5--4 | 112 | 3 | 649.2908 | 74.83% | 23.84% | 1.334% | 0.64416 | 0 | 0 | 0.64416 | 0 | 0.55917 | 28.3597 | 0.019717 | 0.55917 | 28.3597 | 0.019717 | 0.65368 | 33.1528 | 0.019717 | 0.09921% | 0.2194 | 0.21911 | 2959.3576 | 336.0702 | 674.1995 | 1949.088 | 2960.3467 | 0 | 0 | 2960.3467 | 0.0001352%
2028 | 67 | 67-34R | Tier-3 | Tier-3---11 | 5--5 | 188 | 5 | 1084.2867 | 76.65% | 22.12% | 1.235% | 1.0941 | 0 | 0 | 1.0941 | 0 | 0.94974 | 47.2661 | 0.020094 | 0.94974 | 47.2661 | 0.020094 | 1.1103 | 55.2547 | 0.020094 | 0.1009% | 0.24743 | 0.24711 | 4382.1248 | 535.8218 | 956.7681 | 2889.5349 | 4383.4738 | 0 | 0 | 4383.4738 | 0.0002297%
2028 | 67 | 67-45R | Tier-3 | Tier-3---15 | 5--4 | 78 | 2 | 468.8847 | 75.51% | 23.11% | 1.372% | 0.4494 | 0 | 0 | 0.4494 | 0 | 0.39011 | 18.9065 | 0.020633 | 0.39011 | 18.9065 | 0.020633 | 0.45604 | 22.1019 | 0.020633 | 0.09584% | 0.20887 | 0.20861 | 2244.8167 | 264.9489 | 495.8782 | 1483.9896 | 2245.5152 | 0 | 0 | 2245.5152 | 9.433e-05%
2028 | 73 | 73-1130R | Tier-3 | Tier-3---9 | 5--5 | 84 | 2 | 971.12 | 83.08% | 16.23% | 0.6878% | 0.95086 | 0 | 0 | 0.95086 | 0 | 0.82541 | 18.9065 | 0.043658 | 0.82541 | 18.9065 | 0.043658 | 0.96492 | 22.1019 | 0.043658 | 0.09791% | 0.2182 | 0.21794 | 4450.6448 | 608.0965 | 688.9858 | 3153.5625 | 4451.5335 | 0 | 0 | 4451.5335 | 0.0001996%
2028 | 73 | 73-1164 | Tier-3 | Tier-3---13 | 5--4 | 21 | 2 | 263.7681 | 87.65% | 11.96% | 0.3908% | 1.0899 | 0 | 0 | 1.0899 | 0 | 0.94612 | 18.9065 | 0.050042 | 0.94612 | 18.9065 | 0.050042 | 1.106 | 22.1019 | 0.050042 | 0.4132% | 0.18614 | 0.18527 | 1417.02 | 198.6601 | 156.5468 | 1061.8131 | 1417.8489 | 0 | 0 | 1417.8489 | 0.0002288%
2028 | 73 | 73-23R | Tier-3 | Tier-3---9 | 5--5 | 56 | 1 | 841.8786 | 89.4% | 10.02% | 0.5825% | 0.66524 | 0 | 0 | 0.66524 | 0 | 0.57747 | 9.4532 | 0.061087 | 0.57747 | 9.4532 | 0.061087 | 0.67507 | 11.0509 | 0.061087 | 0.07902% | 0.21349 | 0.2133 | 3943.3878 | 597.9657 | 380.5291 | 2964.893 | 3943.7578 | 0 | 0 | 3943.7578 | 0.0001396%
2028 | 73 | 73-678R | Tier-3 | Tier-3---5 | 5--5 | 93 | 4 | 1587.7071 | 88.98% | 10.47% | 0.5476% | 3.0078 | 0 | 0 | 3.0078 | 0 | 2.611 | 37.8129 | 0.06905 | 2.611 | 37.8129 | 0.06905 | 3.0523 | 44.2037 | 0.06905 | 0.1894% | 0.23776 | 0.23725 | 6677.7947 | 1003.2668 | 681.1886 | 4993.3394 | 6679.3646 | 0 | 0 | 6679.3646 | 0.0006313%
2028 | 73 | 73-683R | Tier-3 | Tier-3---7 | 5--5 | 84 | 1 | 1378.6065 | 89.65% | 9.845% | 0.5099% | 0.72827 | 0 | 0 | 0.72827 | 0 | 0.63219 | 9.4532 | 0.066875 | 0.63219 | 9.4532 | 0.066875 | 0.73903 | 11.0509 | 0.066875 | 0.05283% | 0.22716 | 0.22702 | 6068.9321 | 866.1538 | 585.2944 | 4617.4838 | 6069.3026 | 0 | 0 | 6069.3026 | 0.0001529%
2028 | 78 | 78-26R | Tier-3 | Tier-3---5 | 5--5 | 60 | 2 | 1506.352 | 86.4% | 13.31% | 0.287% | 2.1474 | 0 | 0 | 2.1474 | 0 | 1.8641 | 18.9065 | 0.098597 | 1.8641 | 18.9065 | 0.098597 | 2.1792 | 22.1019 | 0.098597 | 0.1426% | 0.34567 | 0.3451 | 4357.7168 | 613.0091 | 539.1725 | 3205.5352 | 4358.6964 | 0 | 0 | 4358.6964 | 0.0004507%
2028 | 78 | 78-782R | Tier-3 | Tier-3---7 | 5--5 | 13 | 1 | 610.0389 | 94.37% | 5.437% | 0.1919% | 2.1921 | 0 | 0 | 2.1921 | 0 | 1.9029 | 9.4532 | 0.20129 | 1.9029 | 9.4532 | 0.20129 | 2.2245 | 11.0509 | 0.20129 | 0.3593% | 0.33808 | 0.33679 | 1804.4347 | 294.1768 | 90.6725 | 1419.5855 | 1804.8229 | 0 | 0 | 1804.8229 | 0.0004601%
2028 | 79 | 79-658R | Tier-3 | Tier-3---5 | 5--5 | 34 | 1 | 1583.1515 | 94.39% | 5.201% | 0.4074% | 2.1756 | 0 | 0 | 2.1756 | 0 | 1.8886 | 9.4532 | 0.19978 | 1.8886 | 9.4532 | 0.19978 | 2.2078 | 11.0509 | 0.19978 | 0.1374% | 0.46655 | 0.46587 | 3393.3013 | 536.1336 | 179.2959 | 2677.8718 | 3393.5787 | 0 | 0 | 3393.5787 | 0.0004567%
2028 | 79 | 79-668R | Tier-3 | Tier-3---15 | 5--3 | 77 | 3 | 744.6976 | 38.65% | 60.41% | 0.9336% | 0.55514 | 0 | 0 | 0.55514 | 0 | 0.4819 | 28.3597 | 0.016992 | 0.4819 | 28.3597 | 0.016992 | 0.56335 | 33.1528 | 0.016992 | 0.07455% | 0.43999 | 0.43914 | 1692.5377 | 90.5162 | 925.3729 | 676.6485 | 1694.544 | 0 | 0 | 1694.544 | 0.0001165%
2028 | 79 | 79-679R | Tier-3 | Tier-3---3 | 5--5 | 59 | 2 | 1892.052 | 89.49% | 10.28% | 0.2308% | 2.8411 | 0 | 0 | 2.8411 | 0 | 2.4663 | 18.9065 | 0.13045 | 2.4663 | 18.9065 | 0.13045 | 2.8831 | 22.1019 | 0.13045 | 0.1502% | 0.3939 | 0.39324 | 4803.3522 | 735.2081 | 460.7879 | 3607.3562 | 4804.2007 | 0 | 0 | 4804.2007 | 0.0005964%
2028 | 79 | 79-714R | Tier-3 | Tier-3---9 | 5--4 | 50 | 1 | 903.7514 | 77.92% | 21.67% | 0.4055% | 0.69718 | 0 | 0 | 0.69718 | 0 | 0.6052 | 9.4532 | 0.06402 | 0.6052 | 9.4532 | 0.06402 | 0.70748 | 11.0509 | 0.06402 | 0.07714% | 0.37772 | 0.37734 | 2392.6757 | 300.8376 | 478.1412 | 1613.6969 | 2393.1992 | 0 | 0 | 2393.1992 | 0.0001463%
2028 | 79 | 79-785 | Tier-3 | Tier-3---3 | 5--5 | 107 | 4 | 2480.4804 | 78.86% | 20.81% | 0.3308% | 3.6196 | 0 | 0 | 3.6196 | 0 | 3.1421 | 37.8129 | 0.083095 | 3.1421 | 37.8129 | 0.083095 | 3.6731 | 44.2037 | 0.083095 | 0.1459% | 0.38023 | 0.37953 | 6523.6349 | 955.6486 | 1258.2917 | 4309.6946 | 6526.1918 | 0 | 0 | 6526.1918 | 0.0007598%
2028 | 79 | 79-808R | Tier-3 | Tier-3---3 | 5--5 | 56 | 1 | 2167.6529 | 93.07% | 6.627% | 0.3038% | 1.7833 | 0 | 0 | 1.7833 | 0 | 1.548 | 9.4532 | 0.16375 | 1.548 | 9.4532 | 0.16375 | 1.8096 | 11.0509 | 0.16375 | 0.08227% | 0.44563 | 0.44524 | 4864.2458 | 733.0646 | 303.7151 | 3827.4661 | 4864.544 | 0 | 0 | 4864.544 | 0.0003743%
2028 | 157 | 157-165R | Tier-3 | Tier-3---18 | 5--2 | 20 | 1 | 161.4875 | 68.83% | 29.58% | 1.593% | 0.2751 | 0 | 0 | 0.2751 | 0 | 0.2388 | 9.4532 | 0.025261 | 0.2388 | 9.4532 | 0.025261 | 0.27916 | 11.0509 | 0.025261 | 0.1704% | 0.28262 | 0.28192 | 571.4006 | 45.3664 | 164.9781 | 361.0561 | 571.8425 | 0 | 0 | 571.8425 | 5.774e-05%
2028 | 157 | 157-189R | Tier-3 | Tier-3---9 | 5--4 | 177 | 1 | 1466.7959 | 72.32% | 26.57% | 1.114% | 0.29665 | 0 | 0 | 0.29665 | 0 | 0.25751 | 9.4532 | 0.02724 | 0.25751 | 9.4532 | 0.02724 | 0.30103 | 11.0509 | 0.02724 | 0.02022% | 0.3705 | 0.37039 | 3959.0061 | 404.1268 | 974.6501 | 2580.2292 | 3959.3126 | 0 | 0 | 3959.3126 | 6.227e-05%
2028 | 157 | 157-204R | Tier-3 | Tier-3---11 | 5--4 | 20 | 1 | 728.9999 | 94.73% | 4.338% | 0.9356% | 1.7091 | 0 | 0 | 1.7091 | 0 | 1.4836 | 9.4532 | 0.15694 | 1.4836 | 9.4532 | 0.15694 | 1.7344 | 11.0509 | 0.15694 | 0.2344% | 0.32777 | 0.32695 | 2224.1461 | 315.248 | 151.9679 | 1756.9302 | 2224.4371 | 0 | 0 | 2224.4371 | 0.0003587%
2028 | 157 | 157-232R | Tier-3 | Tier-3---11 | 5--4 | 80 | 1 | 737.6356 | 80.19% | 18.85% | 0.9654% | 0.36598 | 0 | 0 | 0.36598 | 0 | 0.31769 | 9.4532 | 0.033607 | 0.31769 | 9.4532 | 0.033607 | 0.37139 | 11.0509 | 0.033607 | 0.04961% | 0.32167 | 0.32147 | 2293.1426 | 264.1373 | 427.4504 | 1601.5549 | 2293.4239 | 0 | 0 | 2293.4239 | 7.682e-05%
2028 | 157 | 157-257R | Tier-3 | Tier-3---14 | 5--4 | 151 | 1 | 854.144 | 56.45% | 41.98% | 1.572% | 0.15805 | 0 | 0 | 0.15805 | 0 | 0.1372 | 9.4532 | 0.014513 | 0.1372 | 9.4532 | 0.014513 | 0.16039 | 11.0509 | 0.014513 | 0.0185% | 0.36686 | 0.36674 | 2328.2535 | 169.8306 | 913.7375 | 1244.6854 | 2328.586 | 0 | 0 | 2328.586 | 3.318e-05%
2028 | 157 | 157-273R | Tier-3 | Tier-3---14 | 5--4 | 53 | 2 | 480.7998 | 81.05% | 17.89% | 1.052% | 0.72794 | 0 | 0 | 0.72794 | 0 | 0.6319 | 18.9065 | 0.033423 | 0.6319 | 18.9065 | 0.033423 | 0.7387 | 22.1019 | 0.033423 | 0.1514% | 0.32295 | 0.32235 | 1488.7712 | 174.3464 | 278.1483 | 1036.2764 | 1489.299 | 0 | 0 | 1489.299 | 0.0001528%
2028 | 157 | 157-81R | Tier-3 | Tier-3---3 | 5--5 | 205 | 8 | 2882.5826 | 80.96% | 18.44% | 0.5996% | 4.5079 | 0 | 0 | 4.5079 | 0 | 3.9131 | 75.6258 | 0.051743 | 3.9131 | 75.6258 | 0.051743 | 4.5745 | 88.4075 | 0.051743 | 0.1564% | 0.38414 | 0.38339 | 7504.0834 | 990.345 | 1294.8297 | 5218.9087 | 7506.8493 | 0 | 0 | 7506.8493 | 0.0009462%
2028 | 175 | 175-2024R | Tier-2 | Tier-2---5 | 5--5 | 19 | 1 | 563.0882 | 93.71% | 5.71% | 0.5784% | 1.3747 | 0 | 0 | 1.3747 | 0 | 1.1934 | 9.4532 | 0.12624 | 1.1934 | 9.4532 | 0.12624 | 1.3951 | 11.0509 | 0.12624 | 0.2441% | 0.19114 | 0.19064 | 2945.925 | 621.2029 | 162.2415 | 2162.4806 | 2946.4089 | 0 | 0 | 2946.4089 | 0.0002886%
2028 | 175 | 175-64R | Tier-3 | Tier-3---11 | 5--5 | 63 | 1 | 731.7191 | 85.48% | 13.53% | 0.984% | 0.49146 | 0 | 0 | 0.49146 | 0 | 0.42662 | 9.4532 | 0.045129 | 0.42662 | 9.4532 | 0.045129 | 0.49872 | 11.0509 | 0.045129 | 0.06717% | 0.20232 | 0.20216 | 3616.5854 | 555.855 | 463.329 | 2597.4013 | 3616.9982 | 0 | 0 | 3616.9982 | 0.0001032%
2028 | 175 | 175-90R | Tier-3 | Tier-3---9 | 5--5 | 113 | 1 | 894.6693 | 80.29% | 18.79% | 0.921% | 0.31468 | 0 | 0 | 0.31468 | 0 | 0.27316 | 9.4532 | 0.028896 | 0.27316 | 9.4532 | 0.028896 | 0.31933 | 11.0509 | 0.028896 | 0.03517% | 0.20491 | 0.20482 | 4366.1148 | 584.0624 | 757.6208 | 3024.4316 | 4366.4919 | 0 | 0 | 4366.4919 | 6.605e-05%
2028 | 176 | 176-161R | Tier-3 | Tier-3---5 | 5--5 | 62 | 1 | 1442.7596 | 90.39% | 9.157% | 0.4576% | 1.0411 | 0 | 0 | 1.0411 | 0 | 0.90377 | 9.4532 | 0.095605 | 0.90377 | 9.4532 | 0.095605 | 1.0565 | 11.0509 | 0.095605 | 0.07216% | 0.22417 | 0.22399 | 6436.0353 | 957.8537 | 605.899 | 4872.2826 | 6436.5297 | 0 | 0 | 6436.5297 | 0.0002185%
2028 | 176 | 176-164R | Tier-3 | Tier-3---11 | 5--5 | 55 | 2 | 613.402 | 87.29% | 12.01% | 0.6968% | 0.96384 | 0 | 0 | 0.96384 | 0 | 0.83667 | 18.9065 | 0.044253 | 0.83667 | 18.9065 | 0.044253 | 0.97808 | 22.1019 | 0.044253 | 0.1571% | 0.20727 | 0.2069 | 2959.4233 | 422.7131 | 329.6607 | 2207.0495 | 2960.1013 | 0 | 0 | 2960.1013 | 0.0002023%
2028 | 176 | 176-1845R | Tier-3 | Tier-3---11 | 5--5 | 51 | 2 | 550.3123 | 86.34% | 12.77% | 0.8885% | 0.92236 | 0 | 0 | 0.92236 | 0 | 0.80067 | 18.9065 | 0.042349 | 0.80067 | 18.9065 | 0.042349 | 0.93599 | 22.1019 | 0.042349 | 0.1676% | 0.20978 | 0.20937 | 2623.3078 | 370.7068 | 320.9781 | 1931.6229 | 2624.0046 | 0 | 0 | 2624.0046 | 0.0001936%
2028 | 176 | 176-194R | Tier-3 | Tier-3---9 | 5--5 | 44 | 2 | 677.779 | 83.64% | 15.51% | 0.8494% | 1.2755 | 0 | 0 | 1.2755 | 0 | 1.1072 | 18.9065 | 0.058563 | 1.1072 | 18.9065 | 0.058563 | 1.2944 | 22.1019 | 0.058563 | 0.1882% | 0.21542 | 0.21494 | 3146.314 | 445.8846 | 458.0112 | 2242.4182 | 3147.4748 | 0 | 0 | 3147.4748 | 0.0002677%
2028 | 176 | 176-197F | Tier-3 | Tier-3---5 | 5--5 | 115 | 3 | 1901.6652 | 78.35% | 21.16% | 0.4918% | 1.9241 | 0 | 0 | 1.9241 | 0 | 1.6702 | 28.3597 | 0.058894 | 1.6702 | 28.3597 | 0.058894 | 1.9525 | 33.1528 | 0.058894 | 0.1012% | 0.23242 | 0.23212 | 8182.1472 | 1427.4932 | 1620.6818 | 5133.9723 | 8184.4373 | 0 | 0 | 8184.4373 | 0.0004039%
2028 | 176 | 176-200F | Tier-3 | Tier-3---15 | 5--4 | 5 | 1 | 342.7574 | 49.83% | 49.91% | 0.2576% | 1.6909 | 0 | 0 | 1.6909 | 0 | 1.4678 | 9.4532 | 0.15527 | 1.4678 | 9.4532 | 0.15527 | 1.7159 | 11.0509 | 0.15527 | 0.4933% | 0.18529 | 0.18346 | 1849.8169 | 153.4619 | 845.5193 | 850.8357 | 1859.0965 | 0 | 0 | 1859.0965 | 0.0003549%
2028 | 182 | 182-2252R | Tier-2 | Tier-2---5 | 5--5 | 17 | 1 | 437.4034 | 92.58% | 6.861% | 0.5557% | 1.1792 | 0 | 0 | 1.1792 | 0 | 1.0236 | 9.4532 | 0.10828 | 1.0236 | 9.4532 | 0.10828 | 1.1966 | 11.0509 | 0.10828 | 0.2696% | 0.11307 | 0.11274 | 3868.3889 | 593.9237 | 259.5961 | 3014.8691 | 3869.2267 | 0 | 0 | 3869.2267 | 0.0002475%
2028 | 210 | 210-172R | Tier-2 | Tier-2---11 | 5--2 | 19 | 1 | 187.8449 | 74.26% | 23.89% | 1.85% | 0.36343 | 0 | 0 | 0.36343 | 0 | 0.31548 | 9.4532 | 0.033373 | 0.31548 | 9.4532 | 0.033373 | 0.3688 | 11.0509 | 0.033373 | 0.1935% | 0.32588 | 0.32503 | 576.4292 | 39.7856 | 130.795 | 405.8486 | 576.8167 | 0 | 0 | 576.8167 | 7.628e-05%
2028 | 210 | 210-392R | Tier-2 | Tier-2---10 | 5--3 | 60 | 1 | 420.3387 | 65.56% | 32.94% | 1.504% | 0.22735 | 0 | 0 | 0.22735 | 0 | 0.19736 | 9.4532 | 0.020877 | 0.19736 | 9.4532 | 0.020877 | 0.23071 | 11.0509 | 0.020877 | 0.05409% | 0.34771 | 0.34742 | 1208.8925 | 89.1732 | 378.0363 | 741.683 | 1209.2363 | 0 | 0 | 1209.2363 | 4.772e-05%
2028 | 210 | 210-9R | Tier-2 | Tier-2---13 | 5--2 | 38 | 1 | 204.3186 | 25.26% | 73.76% | 0.9801% | 0.067232 | 0 | 0 | 0.067232 | 0 | 0.058362 | 9.4532 | 0.0061737 | 0.058362 | 9.4532 | 0.0061737 | 0.068226 | 11.0509 | 0.0061737 | 0.03291% | 0.31397 | 0.31356 | 650.7604 | 21.6073 | 447.6112 | 181.5419 | 651.3948 | 0 | 0 | 651.3948 | 1.411e-05%
2028 | 211 | 211-312R | Tier-2 | Tier-2---8 | 5--3 | 145 | 2 | 754.0624 | 63.09% | 35.39% | 1.526% | 0.3248 | 0 | 0 | 0.3248 | 0 | 0.28194 | 18.9065 | 0.014913 | 0.28194 | 18.9065 | 0.014913 | 0.3296 | 22.1019 | 0.014913 | 0.04307% | 0.39031 | 0.39004 | 1931.9795 | 162.2508 | 643.7527 | 1125.9761 | 1932.4668 | 0 | 0 | 1932.4668 | 6.818e-05%
2028 | 211 | 211-771R | Tier-3 | Tier-3---14 | 5--4 | 66 | 2 | 617.3051 | 73.22% | 25.44% | 1.334% | 0.67802 | 0 | 0 | 0.67802 | 0 | 0.58857 | 18.9065 | 0.031131 | 0.58857 | 18.9065 | 0.031131 | 0.68804 | 22.1019 | 0.031131 | 0.1098% | 0.3743 | 0.37374 | 1649.207 | 127.1804 | 388.1922 | 1133.8343 | 1649.8704 | 0 | 0 | 1649.8704 | 0.0001423%
2028 | 212 | 212-1177R | Tier-2 | Tier-2---8 | 5--4 | 79 | 3 | 484.9484 | 83.96% | 14.37% | 1.67% | 0.76538 | 0 | 0 | 0.76538 | 0 | 0.6644 | 28.3597 | 0.023428 | 0.6644 | 28.3597 | 0.023428 | 0.77669 | 33.1528 | 0.023428 | 0.1578% | 0.15054 | 0.15025 | 3221.4606 | 348.4219 | 528.8758 | 2344.1629 | 3222.4336 | 0 | 0 | 3222.4336 | 0.0001607%
2028 | 212 | 212-1204R | Tier-2 | Tier-2---8 | 5--4 | 70 | 1 | 431.7599 | 82.12% | 16.51% | 1.365% | 0.25073 | 0 | 0 | 0.25073 | 0 | 0.21765 | 9.4532 | 0.023024 | 0.21765 | 9.4532 | 0.023024 | 0.25443 | 11.0509 | 0.023024 | 0.05807% | 0.19221 | 0.19207 | 2246.3396 | 244.3912 | 383.4547 | 1618.4937 | 2246.6238 | 0 | 0 | 2246.6238 | 5.263e-05%
2028 | 212 | 212-739R | Tier-3 | Tier-3---15 | 5--4 | 39 | 2 | 301.7157 | 89.07% | 9.028% | 1.906% | 0.68215 | 0 | 0 | 0.68215 | 0 | 0.59215 | 18.9065 | 0.03132 | 0.59215 | 18.9065 | 0.03132 | 0.69223 | 22.1019 | 0.03132 | 0.2261% | 0.13097 | 0.13064 | 2303.7005 | 251.0522 | 237.9772 | 1814.6711 | 2304.3416 | 0 | 0 | 2304.3416 | 0.0001432%
2028 | 212 | 212-743R | Tier-2 | Tier-2---13 | 5--3 | 6 | 1 | 81.923 | 90.82% | 6.613% | 2.567% | 0.61382 | 0 | 0 | 0.61382 | 0 | 0.53283 | 9.4532 | 0.056365 | 0.53283 | 9.4532 | 0.056365 | 0.62289 | 11.0509 | 0.056365 | 0.7493% | 0.11654 | 0.11558 | 702.9342 | 71.3752 | 58.8304 | 572.7286 | 703.471 | 0 | 0 | 703.471 | 0.0001288%
2028 | 212 | 212-758R | Tier-2 | Tier-2---8 | 5--4 | 68 | 1 | 381.3507 | 89.63% | 8.808% | 1.561% | 0.24882 | 0 | 0 | 0.24882 | 0 | 0.21599 | 9.4532 | 0.022848 | 0.21599 | 9.4532 | 0.022848 | 0.2525 | 11.0509 | 0.022848 | 0.06525% | 0.1427 | 0.1426 | 2672.3387 | 313.5648 | 256.9237 | 2101.8502 | 2672.5405 | 0 | 0 | 2672.5405 | 5.223e-05%
2028 | 212 | 212-773R | Tier-2 | Tier-2---5 | 5--4 | 103 | 3 | 677.1103 | 83.18% | 15.77% | 1.046% | 0.81204 | 0 | 0 | 0.81204 | 0 | 0.70491 | 28.3597 | 0.024856 | 0.70491 | 28.3597 | 0.024856 | 0.82404 | 33.1528 | 0.024856 | 0.1199% | 0.19881 | 0.19852 | 3405.7885 | 402.585 | 522.8709 | 2480.3327 | 3406.6155 | 0 | 0 | 3406.6155 | 0.0001704%
2028 | 212 | 212-799R | Tier-2 | Tier-2---10 | 5--4 | 39 | 1 | 254.923 | 88.52% | 10.12% | 1.358% | 0.28642 | 0 | 0 | 0.28642 | 0 | 0.24863 | 9.4532 | 0.026301 | 0.24863 | 9.4532 | 0.026301 | 0.29065 | 11.0509 | 0.026301 | 0.1124% | 0.12493 | 0.12477 | 2040.5268 | 236.751 | 211.9535 | 1591.8223 | 2040.8244 | 0 | 0 | 2040.8244 | 6.012e-05%
2028 | 212 | 212-886R | Tier-2 | Tier-2---8 | 5--4 | 17 | 1 | 472.8052 | 94.27% | 4.633% | 1.099% | 1.2978 | 0 | 0 | 1.2978 | 0 | 1.1266 | 9.4532 | 0.11917 | 1.1266 | 9.4532 | 0.11917 | 1.317 | 11.0509 | 0.11917 | 0.2745% | 0.18767 | 0.18712 | 2519.3545 | 323.5371 | 126.2126 | 2069.6048 | 2519.7762 | 0 | 0 | 2519.7762 | 0.0002724%
2028 | 212 | 212-888R | Tier-2 | Tier-2---8 | 5--4 | 45 | 1 | 346.5382 | 90.95% | 7.817% | 1.237% | 0.34668 | 0 | 0 | 0.34668 | 0 | 0.30094 | 9.4532 | 0.031835 | 0.30094 | 9.4532 | 0.031835 | 0.3518 | 11.0509 | 0.031835 | 0.1% | 0.13116 | 0.13101 | 2642.179 | 334.1686 | 213.131 | 2094.8795 | 2642.4425 | 0 | 0 | 2642.4425 | 7.277e-05%
2028 | 214 | 214-1122R | Tier-3 | Tier-3---3 | 5--5 | 127 | 2 | 2893.3725 | 90.28% | 9.311% | 0.4067% | 2.0363 | 0 | 0 | 2.0363 | 0 | 1.7676 | 18.9065 | 0.093494 | 1.7676 | 18.9065 | 0.093494 | 2.0664 | 22.1019 | 0.093494 | 0.07038% | 0.26918 | 0.26897 | 10749.0069 | 1574.7708 | 951.5348 | 8222.7013 | 10749.8218 | 0 | 0 | 10749.8218 | 0.0004274%
2028 | 214 | 214-1135R | Tier-3 | Tier-3---6 | 4--5 | 75 | 4 | 805.3146 | 95.2% | 3.81% | 0.9931% | 2.0239 | 0 | 0 | 2.0239 | 0 | 1.7569 | 37.8129 | 0.046463 | 1.7569 | 37.8129 | 0.046463 | 2.0538 | 44.2037 | 0.046463 | 0.2513% | 0.090777 | 0.090537 | 8871.3507 | 1468.4713 | 438.4999 | 6964.3795 | 8872.4787 | 0 | 0 | 8872.4787 | 0.0004248%
2028 | 214 | 214-17AE | Tier-3 | Tier-3---17 | 4--4 | 30 | 3 | 127.491 | 90.35% | 5.503% | 4.145% | 0.57019 | 0 | 0 | 0.57019 | 0 | 0.49496 | 28.3597 | 0.017453 | 0.49496 | 28.3597 | 0.017453 | 0.57862 | 33.1528 | 0.017453 | 0.4472% | 0.071957 | 0.0716 | 1771.7769 | 216.0551 | 150.3479 | 1405.374 | 1772.6273 | 0 | 0 | 1772.6273 | 0.0001197%
2028 | 214 | 214-536R | Tier-3 | Tier-3---17 | 4--4 | 9 | 1 | 96.9267 | 93.35% | 4.585% | 2.069% | 0.49763 | 0 | 0 | 0.49763 | 0 | 0.43197 | 9.4532 | 0.045696 | 0.43197 | 9.4532 | 0.045696 | 0.50498 | 11.0509 | 0.045696 | 0.5134% | 0.053744 | 0.053448 | 1803.5024 | 246.1785 | 178.6516 | 1378.6723 | 1804.1661 | 0 | 0 | 1804.1661 | 0.0001045%
2028 | 214 | 214-583R | Tier-3 | Tier-3---13 | 4--5 | 32 | 1 | 328.9866 | 94.06% | 4.474% | 1.469% | 0.47866 | 0 | 0 | 0.47866 | 0 | 0.41551 | 9.4532 | 0.043954 | 0.41551 | 9.4532 | 0.043954 | 0.48573 | 11.0509 | 0.043954 | 0.1455% | 0.070413 | 0.070304 | 4672.2426 | 712.2083 | 352.9213 | 3607.1129 | 4672.6727 | 0 | 0 | 4672.6727 | 0.0001005%
2028 | 214 | 214-613R | Tier-3 | Tier-3---14 | 5--3 | 50 | 1 | 480.8617 | 49.89% | 49.25% | 0.8586% | 0.23749 | 0 | 0 | 0.23749 | 0 | 0.20616 | 9.4532 | 0.021808 | 0.20616 | 9.4532 | 0.021808 | 0.241 | 11.0509 | 0.021808 | 0.04939% | 0.43289 | 0.43246 | 1110.8228 | 86.441 | 501.4412 | 522.9406 | 1111.3745 | 0 | 0 | 1111.3745 | 4.985e-05%
2028 | 214 | 214-647R | Tier-3 | Tier-3---8 | 5--5 | 73 | 1 | 2287.3818 | 92.77% | 6.976% | 0.2574% | 1.4388 | 0 | 0 | 1.4388 | 0 | 1.249 | 9.4532 | 0.13212 | 1.249 | 9.4532 | 0.13212 | 1.4601 | 11.0509 | 0.13212 | 0.0629% | 0.23844 | 0.23827 | 9593.2735 | 1427.6996 | 628.6999 | 7536.874 | 9593.7444 | 0 | 0 | 9593.7444 | 0.000302%
2028 | 215 | 215-1531R | Tier-2 | Tier-2---2 | 5--5 | 72 | 1 | 1398.9852 | 84.15% | 15.42% | 0.4283% | 0.80937 | 0 | 0 | 0.80937 | 0 | 0.70258 | 9.4532 | 0.074322 | 0.70258 | 9.4532 | 0.074322 | 0.82133 | 11.0509 | 0.074322 | 0.05785% | 0.20291 | 0.20277 | 6894.5825 | 1039.1679 | 1002.2008 | 4853.2138 | 6895.3342 | 0 | 0 | 6895.3342 | 0.0001699%
2028 | 215 | 215-1534R | Tier-2 | Tier-2---1 | 5--5 | 58 | 1 | 1734.1452 | 88.98% | 10.7% | 0.3246% | 1.3169 | 0 | 0 | 1.3169 | 0 | 1.1432 | 9.4532 | 0.12093 | 1.1432 | 9.4532 | 0.12093 | 1.3364 | 11.0509 | 0.12093 | 0.07594% | 0.1982 | 0.19804 | 8749.2684 | 1441.1188 | 882.1072 | 6426.0424 | 8750.092 | 0 | 0 | 8750.092 | 0.0002764%
2028 | 216 | 216-1859F | Tier-3 | Tier-3---4 | 5--5 | 67 | 2 | 1336.0946 | 91.63% | 7.965% | 0.4046% | 1.809 | 0 | 0 | 1.809 | 0 | 1.5703 | 18.9065 | 0.083058 | 1.5703 | 18.9065 | 0.083058 | 1.8357 | 22.1019 | 0.083058 | 0.1354% | 0.15704 | 0.15681 | 8507.7615 | 1421.0211 | 648.1937 | 6438.5467 | 8508.8153 | 0 | 0 | 8508.8153 | 0.0003797%
2028 | 217 | 217-41AE | Tier-2 | Tier-2---8 | 5--4 | 126 | 2 | 548.1248 | 61.28% | 37.04% | 1.683% | 0.26391 | 0 | 0 | 0.26391 | 0 | 0.22909 | 18.9065 | 0.012117 | 0.22909 | 18.9065 | 0.012117 | 0.26781 | 22.1019 | 0.012117 | 0.04815% | 0.19664 | 0.19648 | 2787.4845 | 272.106 | 973.6181 | 1541.7603 | 2788.3332 | 0 | 0 | 2788.3332 | 5.54e-05%
2028 | 217 | 217-48AE | Tier-2 | Tier-2---8 | 5--4 | 84 | 1 | 701.5771 | 53.79% | 44.81% | 1.4% | 0.22238 | 0 | 0 | 0.22238 | 0 | 0.19304 | 9.4532 | 0.02042 | 0.19304 | 9.4532 | 0.02042 | 0.22567 | 11.0509 | 0.02042 | 0.0317% | 0.20236 | 0.20224 | 3466.9889 | 313.4539 | 1406.954 | 1746.581 | 3467.9336 | 0 | 0 | 3467.9336 | 4.668e-05%
2028 | 217 | 217-835R | Tier-3 | Tier-3---5 | 5--5 | 71 | 2 | 1459.42 | 90.56% | 8.764% | 0.6769% | 1.8428 | 0 | 0 | 1.8428 | 0 | 1.5997 | 18.9065 | 0.084612 | 1.5997 | 18.9065 | 0.084612 | 1.8701 | 22.1019 | 0.084612 | 0.1263% | 0.28412 | 0.28373 | 5136.5819 | 779.5394 | 417.5644 | 3939.4781 | 5137.259 | 0 | 0 | 5137.259 | 0.0003868%
2028 | 217 | 217-837R | Tier-3 | Tier-3---12 | 5--5 | 68 | 3 | 680.508 | 71.93% | 26.93% | 1.134% | 1.069 | 0 | 0 | 1.069 | 0 | 0.92797 | 28.3597 | 0.032722 | 0.92797 | 28.3597 | 0.032722 | 1.0848 | 33.1528 | 0.032722 | 0.1571% | 0.14269 | 0.14238 | 4769.0891 | 589.9072 | 1292.048 | 2887.1339 | 4772.0186 | 0 | 0 | 4772.0186 | 0.0002244%
2028 | 217 | 217-972R | Tier-2 | Tier-2---8 | 5--4 | 70 | 3 | 360.9866 | 64.42% | 33.78% | 1.803% | 0.49334 | 0 | 0 | 0.49334 | 0 | 0.42825 | 28.3597 | 0.015101 | 0.42825 | 28.3597 | 0.015101 | 0.50063 | 33.1528 | 0.015101 | 0.1367% | 0.18227 | 0.18188 | 1980.496 | 214.776 | 614.2082 | 1151.5119 | 1981.9941 | 0 | 0 | 1981.9941 | 0.0001036%
2028 | 217 | 217-983R | Tier-3 | Tier-3---5 | 5--5 | 48 | 1 | 1187.4841 | 92.09% | 7.578% | 0.3365% | 1.1277 | 0 | 0 | 1.1277 | 0 | 0.97889 | 9.4532 | 0.10355 | 0.97889 | 9.4532 | 0.10355 | 1.1443 | 11.0509 | 0.10355 | 0.09496% | 0.2438 | 0.24354 | 4870.8263 | 716.2537 | 353.1181 | 3801.4544 | 4871.2242 | 0 | 0 | 4871.2242 | 0.0002367%
2028 | 220 | 220-288R | Tier-3 | Tier-3---14 | 5--4 | 29 | 3 | 437.6752 | 81.99% | 17.08% | 0.9315% | 1.8376 | 0 | 0 | 1.8376 | 0 | 1.5952 | 28.3597 | 0.056248 | 1.5952 | 28.3597 | 0.056248 | 1.8648 | 33.1528 | 0.056248 | 0.4199% | 0.37523 | 0.37331 | 1166.4109 | 131.8052 | 200.8528 | 833.7529 | 1167.492 | 0 | 0 | 1167.492 | 0.0003857%
2028 | 220 | 220-294R | Tier-3 | Tier-3---14 | 5--3 | 81 | 1 | 720.9399 | 58.97% | 39.92% | 1.12% | 0.25979 | 0 | 0 | 0.25979 | 0 | 0.22551 | 9.4532 | 0.023855 | 0.22551 | 9.4532 | 0.023855 | 0.26362 | 11.0509 | 0.023855 | 0.03603% | 0.44397 | 0.4437 | 1623.8364 | 124.0259 | 599.3861 | 900.4244 | 1624.2439 | 0 | 0 | 1624.2439 | 5.453e-05%
2028 | 220 | 220-298R | Tier-3 | Tier-3---11 | 5--4 | 155 | 7 | 1053.2838 | 64.6% | 33.51% | 1.887% | 1.5212 | 0 | 0 | 1.5212 | 0 | 1.3205 | 66.1726 | 0.019955 | 1.3205 | 66.1726 | 0.019955 | 1.5437 | 77.3565 | 0.019955 | 0.1444% | 0.50177 | 0.50065 | 2099.1459 | 164.9638 | 658.2461 | 1275.9359 | 2100.8106 | 0 | 0 | 2100.8106 | 0.0003193%
2028 | 221 | 221-1230F | Tier-3 | Tier-3---12 | 4--5 | 17 | 1 | 637.2245 | 99.48% | 0% | 0.5187% | 1.8458 | 0 | 0 | 1.8458 | 0 | 1.6023 | 9.4532 | 0.1695 | 1.6023 | 9.4532 | 0.1695 | 1.8731 | 11.0509 | 0.1695 | 0.2897% | 0.035843 | 0.035739 | 17778.1145 | 2647.4462 | 83.7682 | 15046.9001 | 17778.3838 | 0 | 0 | 17778.3838 | 0.0003874%
2028 | 221 | 221-23R | Tier-3 | Tier-3---11 | 5--5 | 77 | 1 | 764.9858 | 67.26% | 31.99% | 0.7569% | 0.33075 | 0 | 0 | 0.33075 | 0 | 0.28711 | 9.4532 | 0.030372 | 0.28711 | 9.4532 | 0.030372 | 0.33564 | 11.0509 | 0.030372 | 0.04324% | 0.19945 | 0.19932 | 3835.5267 | 452.4998 | 1178.7605 | 2204.2664 | 3836.3346 | 0 | 0 | 3836.3346 | 6.942e-05%
2028 | 221 | 221-344R | Tier-3 | Tier-3---13 | 5--4 | 93 | 3 | 642.3372 | 83.79% | 15.02% | 1.193% | 0.85943 | 0 | 0 | 0.85943 | 0 | 0.74604 | 28.3597 | 0.026306 | 0.74604 | 28.3597 | 0.026306 | 0.87213 | 33.1528 | 0.026306 | 0.1338% | 0.2115 | 0.21116 | 3037.0437 | 366.2743 | 441.4951 | 2229.2742 | 3037.8309 | 0 | 0 | 3037.8309 | 0.0001804%
2028 | 221 | 221-37AE | Tier-3 | Tier-3---11 | 5--5 | 72 | 1 | 769.7343 | 85.13% | 14.19% | 0.6769% | 0.45053 | 0 | 0 | 0.45053 | 0 | 0.39109 | 9.4532 | 0.041371 | 0.39109 | 9.4532 | 0.041371 | 0.45718 | 11.0509 | 0.041371 | 0.05853% | 0.19925 | 0.19912 | 3863.0999 | 511.5521 | 574.4994 | 2777.0485 | 3863.495 | 0 | 0 | 3863.495 | 9.457e-05%
2028 | 221 | 221-675R | Tier-2 | Tier-2---8 | 5--4 | 4 | 1 | 383.5958 | 97.43% | 1.747% | 0.8215% | 4.6251 | 0 | 0 | 4.6251 | 0 | 4.0149 | 9.4532 | 0.42471 | 4.0149 | 9.4532 | 0.42471 | 4.6934 | 11.0509 | 0.42471 | 1.206% | 0.22072 | 0.21799 | 1737.9263 | 228.1325 | 87.6764 | 1422.1174 | 1738.4855 | 0 | 0 | 1738.4855 | 0.0009708%
2028 | 221 | 221-824 | Tier-3 | Tier-3---13 | 5--4 | 31 | 4 | 431.5232 | 83.48% | 15.96% | 0.5616% | 2.3008 | 0 | 0 | 2.3008 | 0 | 1.9972 | 37.8129 | 0.052818 | 1.9972 | 37.8129 | 0.052818 | 2.3348 | 44.2037 | 0.052818 | 0.5332% | 0.18396 | 0.18279 | 2345.6862 | 321.7207 | 355.7349 | 1668.2306 | 2348.1776 | 0 | 0 | 2348.1776 | 0.0004829%
2028 | 222 | 222-1523R | Tier-3 | Tier-3---7 | 5--5 | 137 | 3 | 1341.7279 | 81.78% | 17.54% | 0.6801% | 1.1893 | 0 | 0 | 1.1893 | 0 | 1.0324 | 28.3597 | 0.036404 | 1.0324 | 28.3597 | 0.036404 | 1.2069 | 33.1528 | 0.036404 | 0.08864% | 0.26901 | 0.26872 | 4987.6805 | 618.9983 | 835.0785 | 3533.6036 | 4988.6667 | 0 | 0 | 4988.6667 | 0.0002496%
2028 | 222 | 222-1986R | Tier-3 | Tier-3---1 | 5--5 | 212 | 4 | 6887.3845 | 91.59% | 8.216% | 0.1933% | 5.8916 | 0 | 0 | 5.8916 | 0 | 5.1143 | 37.8129 | 0.13525 | 5.1143 | 37.8129 | 0.13525 | 5.9787 | 44.2037 | 0.13525 | 0.08554% | 0.41507 | 0.41468 | 16593.3004 | 2725.7619 | 1237.4149 | 12630.1236 | 16594.6048 | 0 | 0 | 16594.6048 | 0.001237%
2028 | 222 | 222-1988R | Tier-3 | Tier-3---11 | 5--4 | 13 | 1 | 316.0275 | 91.8% | 8.01% | 0.1868% | 1.1047 | 0 | 0 | 1.1047 | 0 | 0.95895 | 9.4532 | 0.10144 | 0.95895 | 9.4532 | 0.10144 | 1.121 | 11.0509 | 0.10144 | 0.3496% | 0.34461 | 0.3433 | 917.0546 | 137.1058 | 68.1895 | 711.7593 | 917.3419 | 0 | 0 | 917.3419 | 0.0002319%
2028 | 222 | 222-1990R | Tier-3 | Tier-3---1 | 5--5 | 81 | 3 | 4318.7821 | 96.21% | 3.588% | 0.2018% | 7.6177 | 0 | 0 | 7.6177 | 0 | 6.6127 | 28.3597 | 0.23317 | 6.6127 | 28.3597 | 0.23317 | 7.7303 | 33.1528 | 0.23317 | 0.1764% | 0.41211 | 0.41136 | 10479.6421 | 1615.523 | 393.9401 | 8470.179 | 10480.3714 | 0 | 0 | 10480.3714 | 0.001599%
2028 | 222 | 222-2013R | Tier-3 | Tier-3---7 | 5--5 | 132 | 5 | 1434.8215 | 80% | 19.3% | 0.6983% | 2.1523 | 0 | 0 | 2.1523 | 0 | 1.8684 | 47.2661 | 0.039529 | 1.8684 | 47.2661 | 0.039529 | 2.1842 | 55.2547 | 0.039529 | 0.15% | 0.27927 | 0.27875 | 5137.7317 | 647.5611 | 923.7481 | 3566.4225 | 5139.6615 | 0 | 0 | 5139.6615 | 0.0004518%
2028 | 222 | 222-2085 | Tier-3 | Tier-3---3 | 5--5 | 1220 | 9 | 3261.4227 | 83.38% | 16% | 0.6198% | 0.99304 | 0 | 0 | 0.99304 | 0 | 0.86202 | 85.0791 | 0.010132 | 0.86202 | 85.0791 | 0.010132 | 1.0077 | 99.4584 | 0.010132 | 0.03045% | 0.35117 | 0.35104 | 9287.3202 | 1207.9834 | 1459.1451 | 6620.1916 | 9287.884 | 0 | 0 | 9287.884 | 0.0002084%
2028 | 230 | 230-127AE | Tier-2 | Tier-2---7 | 5--5 | 52 | 1 | 422.4651 | 76.79% | 21.48% | 1.73% | 0.3088 | 0 | 0 | 0.3088 | 0 | 0.26806 | 9.4532 | 0.028356 | 0.26806 | 9.4532 | 0.028356 | 0.31337 | 11.0509 | 0.028356 | 0.0731% | 0.093988 | 0.093899 | 4494.8739 | 563.2432 | 960.6446 | 2970.9861 | 4495.8681 | 0 | 0 | 4495.8681 | 6.482e-05%
2028 | 230 | 230-133AE | Tier-2 | Tier-2---6 | 5--5 | 84 | 1 | 947.6516 | 88.55% | 10.64% | 0.8078% | 0.49451 | 0 | 0 | 0.49451 | 0 | 0.42926 | 9.4532 | 0.045409 | 0.42926 | 9.4532 | 0.045409 | 0.50181 | 11.0509 | 0.045409 | 0.05218% | 0.095565 | 0.095508 | 9916.3461 | 1445.4329 | 1050.4793 | 7420.4339 | 9917.0154 | 0 | 0 | 9917.0154 | 0.0001038%
2028 | 230 | 230-2060R | Tier-2 | Tier-2---4 | 4--5 | 52 | 1 | 578.2503 | 86.36% | 12.53% | 1.105% | 0.47538 | 0 | 0 | 0.47538 | 0 | 0.41266 | 9.4532 | 0.043653 | 0.41266 | 9.4532 | 0.043653 | 0.4824 | 11.0509 | 0.043653 | 0.08221% | 0.088414 | 0.08833 | 6540.2273 | 927.2098 | 823.7907 | 4789.2268 | 6541.0773 | 0 | 0 | 6541.0773 | 9.978e-05%
2028 | 231 | 231-1136R | Tier-2 | Tier-2---7 | 4--5 | 24 | 1 | 532.5953 | 91.49% | 6.883% | 1.625% | 1.005 | 0 | 0 | 1.005 | 0 | 0.87243 | 9.4532 | 0.092289 | 0.87243 | 9.4532 | 0.092289 | 1.0199 | 11.0509 | 0.092289 | 0.1887% | 0.054655 | 0.054542 | 9744.7482 | 1528.1869 | 1244.2736 | 6972.2877 | 9746.4617 | 0 | 0 | 9746.4617 | 0.000211%
2028 | 231 | 231-1635R | Tier-2 | Tier-2---4 | 5--5 | 151 | 3 | 1024.1696 | 93.53% | 4.422% | 2.048% | 0.94205 | 0 | 0 | 0.94205 | 0 | 0.81776 | 28.3597 | 0.028835 | 0.81776 | 28.3597 | 0.028835 | 0.95597 | 33.1528 | 0.028835 | 0.09198% | 0.11648 | 0.11636 | 8792.8912 | 1469.9696 | 598.2137 | 6724.7079 | 8793.4512 | 0 | 0 | 8793.4512 | 0.0001977%
2028 | 231 | CB 231 | Tier-2 | Tier-2---7 | 4--5 | 50 | 1 | 416.5176 | 95.81% | 2.821% | 1.365% | 0.39509 | 0 | 0 | 0.39509 | 0 | 0.34297 | 9.4532 | 0.03628 | 0.34297 | 9.4532 | 0.03628 | 0.40093 | 11.0509 | 0.03628 | 0.09486% | 0.037573 | 0.037535 | 11085.6737 | 1859.8233 | 754.4202 | 8471.4303 | 11086.1335 | 0 | 0 | 11086.1335 | 8.293e-05%
2028 | 232 | CB 232 | Tier-2 | Tier-2---7 | 4--5 | 23 | 1 | 300.2122 | 85.96% | 12.43% | 1.615% | 0.55538 | 0 | 0 | 0.55538 | 0 | 0.48211 | 9.4532 | 0.050999 | 0.48211 | 9.4532 | 0.050999 | 0.56359 | 11.0509 | 0.050999 | 0.185% | 0.029023 | 0.028961 | 10343.7991 | 1418.351 | 1554.0747 | 7371.3734 | 10346.9317 | 0 | 0 | 10346.9317 | 0.0001166%
2028 | 233 | 233-123R | Tier-2 | Tier-2---4 | 4--5 | 57 | 6 | 528.7545 | 93.49% | 4.613% | 1.898% | 2.5757 | 0 | 0 | 2.5757 | 0 | 2.2359 | 56.7194 | 0.03942 | 2.2359 | 56.7194 | 0.03942 | 2.6138 | 66.3056 | 0.03942 | 0.4871% | 0.06125 | 0.060931 | 8632.6707 | 1309.838 | 600.1971 | 6722.6355 | 8635.6148 | 0 | 0 | 8635.6148 | 0.0005406%
2028 | 233 | 233-81F | Tier-2 | Tier-2---12 | 3--5 | 32 | 1 | 110.7293 | 80.07% | 17.19% | 2.737% | 0.13715 | 0 | 0 | 0.13715 | 0 | 0.11905 | 9.4532 | 0.012594 | 0.11905 | 9.4532 | 0.012594 | 0.13917 | 11.0509 | 0.012594 | 0.1239% | 0.02204 | 0.022006 | 5024.0598 | 647.7753 | 960.0108 | 3416.2738 | 5025.6111 | 0 | 0 | 5025.6111 | 2.879e-05%
2028 | 233 | 233-86F | Tier-2 | Tier-2---8 | 5--5 | 79 | 2 | 706.2331 | 54.32% | 44.07% | 1.616% | 0.4807 | 0 | 0 | 0.4807 | 0 | 0.41728 | 18.9065 | 0.022071 | 0.41728 | 18.9065 | 0.022071 | 0.48781 | 22.1019 | 0.022071 | 0.06807% | 0.1204 | 0.12025 | 5865.9084 | 518.326 | 2449.0121 | 2898.5703 | 5869.2709 | 0 | 0 | 5869.2709 | 0.0001009%
2028 | 233 | CB 233 | Tier-2 | Tier-2---4 | 4--5 | 102 | 3 | 763.9567 | 93.34% | 4.903% | 1.762% | 1.0381 | 0 | 0 | 1.0381 | 0 | 0.90114 | 28.3597 | 0.031775 | 0.90114 | 28.3597 | 0.031775 | 1.0534 | 33.1528 | 0.031775 | 0.1359% | 0.075451 | 0.075341 | 10125.1756 | 1595.7447 | 1194.5405 | 7334.8905 | 10126.1596 | 0 | 0 | 10126.1596 | 0.0002179%
2028 | 234 | 234-48R | Tier-2 | Tier-2---4 | 4--5 | 40 | 3 | 716.3442 | 96.34% | 2.639% | 1.021% | 2.5621 | 0 | 0 | 2.5621 | 0 | 2.2241 | 28.3597 | 0.078423 | 2.2241 | 28.3597 | 0.078423 | 2.6 | 33.1528 | 0.078423 | 0.3577% | 0.047931 | 0.047753 | 14945.1963 | 2921.5226 | 549.3325 | 11474.3413 | 14947.2346 | 0 | 0 | 14947.2346 | 0.0005378%
2028 | 235 | 235-897R | Tier-2 | Tier-2---5 | 5--5 | 14 | 1 | 866.8246 | 43.88% | 55.6% | 0.5206% | 1.3449 | 0 | 0 | 1.3449 | 0 | 1.1675 | 9.4532 | 0.1235 | 1.1675 | 9.4532 | 0.1235 | 1.3648 | 11.0509 | 0.1235 | 0.1552% | 0.1179 | 0.11748 | 7352.2019 | 570.5761 | 3790.2833 | 2991.3426 | 7366.8415 | 0 | 0 | 7366.8415 | 0.0002823%
2028 | 235 | 235-899R | Tier-2 | Tier-2---1 | 5--5 | 48 | 1 | 2436.3247 | 84.48% | 15.14% | 0.3828% | 2.1226 | 0 | 0 | 2.1226 | 0 | 1.8425 | 9.4532 | 0.19491 | 1.8425 | 9.4532 | 0.19491 | 2.1539 | 11.0509 | 0.19491 | 0.08712% | 0.15496 | 0.1548 | 15721.7941 | 2441.7508 | 2344.0438 | 10935.9995 | 15724.3127 | 0 | 0 | 15724.3127 | 0.0004455%
2028 | 236 | 236-1535R | Tier-3 | Tier-3---4 | 5--5 | 48 | 2 | 1123.8498 | 89.29% | 10.22% | 0.4922% | 2.0696 | 0 | 0 | 2.0696 | 0 | 1.7966 | 18.9065 | 0.095025 | 1.7966 | 18.9065 | 0.095025 | 2.1002 | 22.1019 | 0.095025 | 0.1842% | 0.12847 | 0.12821 | 8747.8328 | 1479.3496 | 871.8453 | 6396.6378 | 8749.7695 | 0 | 0 | 8749.7695 | 0.0004344%
2028 | 236 | 236-1561R | Tier-3 | Tier-3---13 | 5--4 | 37 | 1 | 444.4117 | 83% | 16.25% | 0.7514% | 0.49345 | 0 | 0 | 0.49345 | 0 | 0.42835 | 9.4532 | 0.045312 | 0.42835 | 9.4532 | 0.045312 | 0.50074 | 11.0509 | 0.045312 | 0.111% | 0.17766 | 0.17742 | 2501.5323 | 344.8298 | 385.247 | 1771.4555 | 2502.1022 | 0 | 0 | 2502.1022 | 0.0001036%
2028 | 236 | 236-1563R | Tier-3 | Tier-3---13 | 5--4 | 25 | 1 | 322.2295 | 90.43% | 8.853% | 0.72% | 0.57694 | 0 | 0 | 0.57694 | 0 | 0.50082 | 9.4532 | 0.052979 | 0.50082 | 9.4532 | 0.052979 | 0.58546 | 11.0509 | 0.052979 | 0.179% | 0.17215 | 0.17181 | 1871.7647 | 281.6479 | 145.5683 | 1444.5485 | 1872.1202 | 0 | 0 | 1872.1202 | 0.0001211%
2028 | 236 | 236-1567R | Tier-3 | Tier-3---10 | 5--5 | 51 | 4 | 728.3381 | 86.22% | 13.17% | 0.6054% | 2.4381 | 0 | 0 | 2.4381 | 0 | 2.1164 | 37.8129 | 0.05597 | 2.1164 | 37.8129 | 0.05597 | 2.4741 | 44.2037 | 0.05597 | 0.3347% | 0.18129 | 0.18059 | 4017.5481 | 642.8423 | 507.3315 | 2867.3744 | 4019.7056 | 0 | 0 | 4019.7056 | 0.0005118%
2028 | 236 | 236-1569R | Tier-3 | Tier-3---8 | 5--5 | 124 | 3 | 2598.3213 | 86.94% | 12.66% | 0.4079% | 2.7052 | 0 | 0 | 2.7052 | 0 | 2.3483 | 28.3597 | 0.082803 | 2.3483 | 28.3597 | 0.082803 | 2.7451 | 33.1528 | 0.082803 | 0.1041% | 0.21435 | 0.21409 | 12122.1344 | 1764.7125 | 1443.2517 | 8914.1702 | 12124.0333 | 0 | 0 | 12124.0333 | 0.0005678%
2028 | 236 | 236-1573R | Tier-3 | Tier-3---7 | 5--5 | 56 | 2 | 969.4749 | 84.94% | 14.59% | 0.4654% | 1.4558 | 0 | 0 | 1.4558 | 0 | 1.2637 | 18.9065 | 0.066841 | 1.2637 | 18.9065 | 0.066841 | 1.4773 | 22.1019 | 0.066841 | 0.1502% | 0.18488 | 0.18455 | 5243.9365 | 792.3542 | 712.8146 | 3738.7677 | 5245.335 | 0 | 0 | 5245.335 | 0.0003056%
2028 | 236 | CB 236 | Tier-2 | Tier-2---1 | 5--5 | 32 | 1 | 1431.5889 | 79.32% | 20.27% | 0.409% | 1.7566 | 0 | 0 | 1.7566 | 0 | 1.5249 | 9.4532 | 0.16131 | 1.5249 | 9.4532 | 0.16131 | 1.7826 | 11.0509 | 0.16131 | 0.1227% | 0.1419 | 0.14168 | 10088.9585 | 1415.4843 | 1966.6729 | 6706.8012 | 10092.1902 | 0 | 0 | 10092.1902 | 0.0003687%
2028 | 237 | 237-1765R | Tier-3 | Tier-3---1 | 5--5 | 62 | 1 | 2444.4351 | 92.59% | 7.183% | 0.2234% | 1.8071 | 0 | 0 | 1.8071 | 0 | 1.5686 | 9.4532 | 0.16594 | 1.5686 | 9.4532 | 0.16594 | 1.8338 | 11.0509 | 0.16594 | 0.07393% | 0.25909 | 0.25888 | 9434.877 | 1790.0282 | 634.4518 | 7010.397 | 9435.4354 | 0 | 0 | 9435.4354 | 0.0003793%
2028 | 237 | 237-2R | Tier-3 | Tier-3---2 | 5--5 | 165 | 2 | 3287.5739 | 91.84% | 7.803% | 0.3572% | 1.8116 | 0 | 0 | 1.8116 | 0 | 1.5726 | 18.9065 | 0.083176 | 1.5726 | 18.9065 | 0.083176 | 1.8383 | 22.1019 | 0.083176 | 0.0551% | 0.18156 | 0.18145 | 18107.5885 | 3632.5791 | 1358.7984 | 13116.211 | 18108.4756 | 0 | 0 | 18108.4756 | 0.0003803%
2028 | 237 | 237-30R | Tier-3 | Tier-3---1 | 5--5 | 182 | 8 | 6959.5787 | 90.17% | 9.556% | 0.2771% | 13.6539 | 0 | 0 | 13.6539 | 0 | 11.8524 | 75.6258 | 0.15672 | 11.8524 | 75.6258 | 0.15672 | 13.8556 | 88.4075 | 0.15672 | 0.1962% | 0.49249 | 0.49141 | 14131.5489 | 2201.6928 | 1248.2128 | 10681.6433 | 14134.5789 | 0 | 0 | 14134.5789 | 0.002866%
2028 | 239 | 239-2213R | Tier-3 | Tier-3---15 | 5--4 | 23 | 1 | 215.3295 | 82.04% | 16.39% | 1.578% | 0.38017 | 0 | 0 | 0.38017 | 0 | 0.33002 | 9.4532 | 0.03491 | 0.33002 | 9.4532 | 0.03491 | 0.38579 | 11.0509 | 0.03491 | 0.1766% | 0.1294 | 0.12913 | 1664.0021 | 212.2821 | 299.3019 | 1152.4181 | 1664.6468 | 0 | 0 | 1664.6468 | 7.98e-05%
2028 | 239 | 239-2215R | Tier-3 | Tier-3---10 | 5--5 | 72 | 2 | 915.8385 | 88.22% | 10.91% | 0.8692% | 1.1109 | 0 | 0 | 1.1109 | 0 | 0.96436 | 18.9065 | 0.051007 | 0.96436 | 18.9065 | 0.051007 | 1.1273 | 22.1019 | 0.051007 | 0.1213% | 0.15408 | 0.15386 | 5944.0776 | 898.9932 | 660.8714 | 4384.2129 | 5945.0418 | 0 | 0 | 5945.0418 | 0.0002332%
2028 | 239 | 239-89R | Tier-3 | Tier-3---17 | 4--4 | 18 | 2 | 82.0466 | 94.42% | 3.771% | 1.81% | 0.42607 | 0 | 0 | 0.42607 | 0 | 0.36986 | 18.9065 | 0.019562 | 0.36986 | 18.9065 | 0.019562 | 0.43237 | 22.1019 | 0.019562 | 0.5193% | 0.064786 | 0.064429 | 1266.4282 | 154.9054 | 278.3508 | 833.172 | 1266.8191 | 0 | 0 | 1266.8191 | 8.943e-05%
2028 | 240 | 240-2004R | Tier-3 | Tier-3---12 | 5--5 | 73 | 2 | 772.9985 | 88.27% | 9.933% | 1.797% | 0.92534 | 0 | 0 | 0.92534 | 0 | 0.80326 | 18.9065 | 0.042486 | 0.80326 | 18.9065 | 0.042486 | 0.93902 | 22.1019 | 0.042486 | 0.1197% | 0.095775 | 0.095646 | 8070.9504 | 1314.8813 | 873.0539 | 5883.0151 | 8072.2361 | 0 | 0 | 8072.2361 | 0.0001942%
2028 | 240 | 240-2032R | Tier-3 | Tier-3---12 | 5--5 | 104 | 4 | 650.049 | 82.45% | 16.15% | 1.395% | 1.0204 | 0 | 0 | 1.0204 | 0 | 0.88581 | 37.8129 | 0.023426 | 0.88581 | 37.8129 | 0.023426 | 1.0355 | 44.2037 | 0.023426 | 0.157% | 0.12278 | 0.12254 | 5294.5591 | 720.5691 | 843.0129 | 3730.977 | 5296.3312 | 0 | 0 | 5296.3312 | 0.0002142%
2028 | 246 | 246-34R | Tier-3 | Tier-3---12 | 4--5 | 71 | 2 | 673.2377 | 73.17% | 25.57% | 1.264% | 0.68686 | 0 | 0 | 0.68686 | 0 | 0.59624 | 18.9065 | 0.031536 | 0.59624 | 18.9065 | 0.031536 | 0.69701 | 22.1019 | 0.031536 | 0.102% | 0.070488 | 0.07039 | 9551.097 | 1283.5559 | 2416.0529 | 5851.4883 | 9554.6754 | 0 | 0 | 9554.6754 | 0.0001442%
2028 | 246 | CB 246 | Tier-2 | Tier-2---7 | 4--5 | 24 | 2 | 397.8494 | 64.68% | 33.47% | 1.858% | 1.0614 | 0 | 0 | 1.0614 | 0 | 0.92137 | 18.9065 | 0.048733 | 0.92137 | 18.9065 | 0.048733 | 1.0771 | 22.1019 | 0.048733 | 0.2668% | 0.066431 | 0.066157 | 5988.8765 | 880.2356 | 2229.0372 | 2879.6037 | 5997.6393 | 0 | 0 | 5997.6393 | 0.0002228%
2028 | 247 | 247-46 | Tier-3 | Tier-3---16 | 4--5 | 33 | 3 | 297.9922 | 66.6% | 32.06% | 1.34% | 0.89305 | 0 | 0 | 0.89305 | 0 | 0.77523 | 28.3597 | 0.027336 | 0.77523 | 28.3597 | 0.027336 | 0.90625 | 33.1528 | 0.027336 | 0.2997% | 0.045228 | 0.045025 | 6588.6081 | 720.5327 | 2027.5414 | 3840.534 | 6598.5562 | 0 | 0 | 6598.5562 | 0.0001875%
2028 | 249 | 249-24R | Tier-3 | Tier-3---12 | 5--5 | 99 | 4 | 678.7483 | 77.57% | 20.95% | 1.472% | 1.0531 | 0 | 0 | 1.0531 | 0 | 0.91412 | 37.8129 | 0.024175 | 0.91412 | 37.8129 | 0.024175 | 1.0686 | 44.2037 | 0.024175 | 0.1551% | 0.10094 | 0.10073 | 6724.4875 | 983.1026 | 1380.1319 | 4361.253 | 6727.5098 | 0 | 0 | 6727.5098 | 0.000221%
2028 | 283 | 283-71F | Tier-3 | Tier-3---13 | 5--4 | 40 | 3 | 488.2766 | 50.8% | 48.52% | 0.6792% | 0.92095 | 0 | 0 | 0.92095 | 0 | 0.79945 | 28.3597 | 0.02819 | 0.79945 | 28.3597 | 0.02819 | 0.93456 | 33.1528 | 0.02819 | 0.1886% | 0.19011 | 0.18941 | 2568.3277 | 217.0861 | 1132.2268 | 1219.0148 | 2573.0359 | 0 | 0 | 2573.0359 | 0.0001933%
2028 | 307 | 307-234R | Tier-2 | Tier-2---4 | 5--5 | 26 | 1 | 684.1346 | 69.69% | 29.83% | 0.4763% | 0.90771 | 0 | 0 | 0.90771 | 0 | 0.78795 | 9.4532 | 0.083352 | 0.78795 | 9.4532 | 0.083352 | 0.92112 | 11.0509 | 0.083352 | 0.1327% | 0.11001 | 0.1098 | 6219.0213 | 711.7212 | 1737.152 | 3770.148 | 6222.6168 | 0 | 0 | 6222.6168 | 0.0001905%
2028 | 350 | 350-2188R | Tier-2 | Tier-2---5 | 5--5 | 138 | 1 | 752.4795 | 78.87% | 19.12% | 2.014% | 0.21287 | 0 | 0 | 0.21287 | 0 | 0.18478 | 9.4532 | 0.019547 | 0.18478 | 9.4532 | 0.019547 | 0.21601 | 11.0509 | 0.019547 | 0.02829% | 0.15121 | 0.15116 | 4976.3874 | 631.9786 | 954.5279 | 3389.8809 | 4976.7648 | 0 | 0 | 4976.7648 | 4.468e-05%
2028 | 350 | 350-2192R | Tier-2 | Tier-2---2 | 5--5 | 245 | 6 | 2025.3012 | 87.53% | 11.37% | 1.097% | 2.1489 | 0 | 0 | 2.1489 | 0 | 1.8654 | 56.7194 | 0.032889 | 1.8654 | 56.7194 | 0.032889 | 2.1807 | 66.3056 | 0.032889 | 0.1061% | 0.18928 | 0.18905 | 10700.2197 | 1640.6573 | 1261.0201 | 7798.5423 | 10701.8395 | 0 | 0 | 10701.8395 | 0.0004511%
2028 | 350 | 350-2196R | Tier-2 | Tier-2---5 | 5--5 | 229 | 6 | 1111.1446 | 85.23% | 12.69% | 2.072% | 1.2283 | 0 | 0 | 1.2283 | 0 | 1.0662 | 56.7194 | 0.018799 | 1.0662 | 56.7194 | 0.018799 | 1.2465 | 66.3056 | 0.018799 | 0.1105% | 0.19915 | 0.19889 | 5579.5197 | 797.1006 | 755.2806 | 4027.1385 | 5580.5896 | 0 | 0 | 5580.5896 | 0.0002578%
2028 | 350 | 350-2201R | Tier-3 | Tier-3---4 | 5--5 | 92 | 3 | 1600.0661 | 94.09% | 5.343% | 0.5699% | 2.43 | 0 | 0 | 2.43 | 0 | 2.1094 | 28.3597 | 0.07438 | 2.1094 | 28.3597 | 0.07438 | 2.4659 | 33.1528 | 0.07438 | 0.1519% | 0.1241 | 0.1239 | 12893.008 | 2307.4254 | 698.8971 | 9886.6855 | 12894.2405 | 0 | 0 | 12894.2405 | 0.0005101%
2028 | 351 | 351-819R | Tier-2 | Tier-2---1 | 5--5 | 58 | 1 | 2090.3176 | 91.75% | 7.875% | 0.3732% | 1.6368 | 0 | 0 | 1.6368 | 0 | 1.4209 | 9.4532 | 0.15031 | 1.4209 | 9.4532 | 0.15031 | 1.661 | 11.0509 | 0.15031 | 0.07831% | 0.14376 | 0.14364 | 14540.4698 | 3135.0555 | 1103.9508 | 10301.4635 | 14541.4943 | 0 | 0 | 14541.4943 | 0.0003436%
2028 | 352 | 352-27R | Tier-3 | Tier-3---2 | 5--5 | 76 | 2 | 1835.8142 | 93.66% | 5.876% | 0.4611% | 2.2398 | 0 | 0 | 2.2398 | 0 | 1.9443 | 18.9065 | 0.10284 | 1.9443 | 18.9065 | 0.10284 | 2.2729 | 22.1019 | 0.10284 | 0.122% | 0.11814 | 0.11798 | 15539.9427 | 3024.467 | 902.1857 | 11613.29 | 15541.2273 | 0 | 0 | 15541.2273 | 0.0004701%
2028 | 353 | 353-900F | Tier-2 | Tier-2---8 | 5--5 | 7 | 1 | 371.854 | 40.83% | 58.99% | 0.1797% | 1.0736 | 0 | 0 | 1.0736 | 0 | 0.93197 | 9.4532 | 0.098588 | 0.93197 | 9.4532 | 0.098588 | 1.0895 | 11.0509 | 0.098588 | 0.2887% | 0.10085 | 0.10014 | 3687.104 | 250.2733 | 1989.9286 | 1446.9021 | 3702.6416 | 0 | 0 | 3702.6416 | 0.0002254%
2028 | 353 | 353-904R | Tier-2 | Tier-2---3 | 5--5 | 42 | 2 | 1250.3913 | 94% | 5.586% | 0.417% | 2.7704 | 0 | 0 | 2.7704 | 0 | 2.4049 | 18.9065 | 0.1272 | 2.4049 | 18.9065 | 0.1272 | 2.8114 | 22.1019 | 0.1272 | 0.2216% | 0.12577 | 0.12547 | 9941.809 | 1678.6898 | 757.2282 | 7505.891 | 9943.2191 | 0 | 0 | 9943.2191 | 0.0005815%
2028 | 354 | 354-1706R | Tier-2 | Tier-2---1 | 5--5 | 121 | 4 | 2161.9809 | 92.27% | 7.167% | 0.5599% | 3.2644 | 0 | 0 | 3.2644 | 0 | 2.8337 | 37.8129 | 0.074941 | 2.8337 | 37.8129 | 0.074941 | 3.3127 | 44.2037 | 0.074941 | 0.151% | 0.13939 | 0.13916 | 15510.3907 | 2900.5229 | 1230.7208 | 11379.147 | 15512.355 | 0 | 0 | 15512.355 | 0.0006852%
2028 | 354 | 354-24AE | Tier-2 | Tier-2---4 | 4--5 | 15 | 1 | 742.9911 | 44.89% | 54.76% | 0.3554% | 1.1005 | 0 | 0 | 1.1005 | 0 | 0.95534 | 9.4532 | 0.10106 | 0.95534 | 9.4532 | 0.10106 | 1.1168 | 11.0509 | 0.10106 | 0.1481% | 0.080555 | 0.080289 | 9223.4472 | 670.0529 | 4646.9314 | 3906.4629 | 9240.278 | 0 | 0 | 9240.278 | 0.000231%
2028 | 354 | CB 354 | Tier-2 | Tier-2---19 | 1--5 | 1 | 1 | 1.802 | 96.49% | 0% | 3.514% | 0.086065 | 0 | 0 | 0.086065 | 0 | 0.07471 | 9.4532 | 0.0079031 | 0.07471 | 9.4532 | 0.0079031 | 0.087337 | 11.0509 | 0.0079031 | 4.776% | 0.0002126 | 0.00020208 | 8476.0152 | 1131.4967 | 1490.9323 | 5853.5862 | 8491.5251 | 0 | 0 | 8491.5251 | 1.807e-05%
2028 | 355 | 355-41R | Tier-2 | Tier-2---6 | 4--5 | 64 | 2 | 876.3288 | 87.46% | 12.04% | 0.4997% | 1.1855 | 0 | 0 | 1.1855 | 0 | 1.0291 | 18.9065 | 0.054433 | 1.0291 | 18.9065 | 0.054433 | 1.2031 | 22.1019 | 0.054433 | 0.1353% | 0.092253 | 0.09211 | 9499.1702 | 1363.9545 | 1082.9983 | 7052.2174 | 9501.0161 | 0 | 0 | 9501.0161 | 0.0002488%
2028 | 355 | 355-6R | Tier-2 | Tier-2---7 | 4--5 | 16 | 1 | 466.648 | 28.63% | 71.11% | 0.2566% | 0.41336 | 0 | 0 | 0.41336 | 0 | 0.35883 | 9.4532 | 0.037958 | 0.35883 | 9.4532 | 0.037958 | 0.41947 | 11.0509 | 0.037958 | 0.08858% | 0.074333 | 0.074103 | 6277.8037 | 297.3578 | 4112.2061 | 1868.2398 | 6291.7077 | 0 | 0 | 6291.7077 | 8.677e-05%
2028 | 355 | CB 355 | Tier-2 | Tier-2---3 | 5--5 | 83 | 6 | 1277.9843 | 89.96% | 9.576% | 0.4654% | 4.1138 | 0 | 0 | 4.1138 | 0 | 3.5711 | 56.7194 | 0.06296 | 3.5711 | 56.7194 | 0.06296 | 4.1746 | 66.3056 | 0.06296 | 0.3219% | 0.1048 | 0.10443 | 12194.1112 | 2321.0506 | 1198.9562 | 8674.1044 | 12198.5086 | 0 | 0 | 12198.5086 | 0.0008635%
2028 | 356 | 356-19R | Tier-3 | Tier-3---8 | 5--5 | 140 | 4 | 2142.9106 | 83.66% | 15.67% | 0.6694% | 2.5355 | 0 | 0 | 2.5355 | 0 | 2.201 | 37.8129 | 0.058206 | 2.201 | 37.8129 | 0.058206 | 2.5729 | 44.2037 | 0.058206 | 0.1183% | 0.16775 | 0.16752 | 12774.1099 | 1993.4622 | 1945.7185 | 8834.9292 | 12777.0661 | 0 | 0 | 12777.0661 | 0.0005322%
2028 | 356 | 356-30AE | Tier-3 | Tier-3---6 | 5--5 | 92 | 4 | 1548.5525 | 73.09% | 26.03% | 0.8808% | 2.4357 | 0 | 0 | 2.4357 | 0 | 2.1144 | 37.8129 | 0.055917 | 2.1144 | 37.8129 | 0.055917 | 2.4717 | 44.2037 | 0.055917 | 0.1573% | 0.14106 | 0.14075 | 10978.0949 | 1533.3184 | 2733.1665 | 6711.61 | 10984.4677 | 0 | 0 | 10984.4677 | 0.0005113%
2028 | 357 | 357-1299R | Tier-3 | Tier-3---9 | 5--5 | 11 | 2 | 500.7555 | 96.82% | 2.879% | 0.2981% | 4.3636 | 0 | 0 | 4.3636 | 0 | 3.7879 | 18.9065 | 0.20035 | 3.7879 | 18.9065 | 0.20035 | 4.4281 | 22.1019 | 0.20035 | 0.8714% | 0.2409 | 0.23874 | 2078.6481 | 381.924 | 60.0907 | 1636.6334 | 2079.2478 | 0 | 0 | 2079.2478 | 0.0009159%
2028 | 357 | 357-2047F | Tier-2 | Tier-2---10 | 5--4 | 3 | 1 | 117.0163 | 66.86% | 32.9% | 0.2354% | 1.2909 | 0 | 0 | 1.2909 | 0 | 1.1206 | 9.4532 | 0.11854 | 1.1206 | 9.4532 | 0.11854 | 1.31 | 11.0509 | 0.11854 | 1.103% | 0.14128 | 0.13895 | 828.2369 | 91.3768 | 250.8108 | 486.0494 | 832.8416 | 0 | 0 | 832.8416 | 0.000271%
2028 | 357 | 357-2049F | Tier-3 | Tier-3---8 | 5--5 | 84 | 2 | 1568.933 | 87.25% | 12.44% | 0.3075% | 1.6133 | 0 | 0 | 1.6133 | 0 | 1.4005 | 18.9065 | 0.074073 | 1.4005 | 18.9065 | 0.074073 | 1.6371 | 22.1019 | 0.074073 | 0.1028% | 0.18286 | 0.18265 | 8579.8277 | 1438.1344 | 1001.8193 | 6139.874 | 8581.1187 | 0 | 0 | 8581.1187 | 0.0003386%
2028 | 357 | 357-45R | Tier-3 | Tier-3---8 | 5--5 | 116 | 2 | 2182.2622 | 79.98% | 19.64% | 0.3802% | 1.4896 | 0 | 0 | 1.4896 | 0 | 1.2931 | 18.9065 | 0.068394 | 1.2931 | 18.9065 | 0.068394 | 1.5116 | 22.1019 | 0.068394 | 0.06826% | 0.18538 | 0.18522 | 11771.8449 | 1935.5654 | 2204.1059 | 7632.1736 | 11773.8578 | 0 | 0 | 11773.8578 | 0.0003127%
2028 | 357 | 357-50R | Tier-3 | Tier-3---4 | 5--5 | 116 | 2 | 1441.553 | 79.05% | 20.4% | 0.5522% | 0.97258 | 0 | 0 | 0.97258 | 0 | 0.84426 | 18.9065 | 0.044655 | 0.84426 | 18.9065 | 0.044655 | 0.98695 | 22.1019 | 0.044655 | 0.06747% | 0.14913 | 0.149 | 9666.6259 | 1487.063 | 1867.4945 | 6312.0683 | 9668.3555 | 0 | 0 | 9668.3555 | 0.0002041%
2028 | 358 | 358-682F | Tier-3 | Tier-3---3 | 5--5 | 99 | 1 | 3753.9781 | 86.22% | 13.57% | 0.2039% | 1.6184 | 0 | 0 | 1.6184 | 0 | 1.4049 | 9.4532 | 0.14861 | 1.4049 | 9.4532 | 0.14861 | 1.6423 | 11.0509 | 0.14861 | 0.04311% | 0.54241 | 0.54214 | 6920.8673 | 1067.6333 | 861.2358 | 4991.9981 | 6921.3442 | 0 | 0 | 6921.3442 | 0.0003397%
2028 | 396 | 396-699R | Tier-2 | Tier-2---5 | 5--5 | 65 | 2 | 888.3486 | 59.21% | 39.34% | 1.447% | 0.80118 | 0 | 0 | 0.80118 | 0 | 0.69547 | 18.9065 | 0.036785 | 0.69547 | 18.9065 | 0.036785 | 0.81302 | 22.1019 | 0.036785 | 0.09019% | 0.15664 | 0.1564 | 5671.3841 | 668.179 | 2146.3409 | 2856.8642 | 5674.9126 | 0 | 0 | 5674.9126 | 0.0001682%
2028 | 411 | 411-30R | Tier-3 | Tier-3---6 | 5--5 | 90 | 1 | 1028.3805 | 90.72% | 7.641% | 1.643% | 0.5131 | 0 | 0 | 0.5131 | 0 | 0.4454 | 9.4532 | 0.047116 | 0.4454 | 9.4532 | 0.047116 | 0.52068 | 11.0509 | 0.047116 | 0.04989% | 0.10309 | 0.10304 | 9975.2889 | 1901.318 | 929.458 | 7144.5129 | 9975.7986 | 0 | 0 | 9975.7986 | 0.0001077%
2028 | 441 | 441-23R | Tier-3 | Tier-3---11 | 5--4 | 15 | 1 | 647.4088 | 86.44% | 13.14% | 0.4218% | 1.8468 | 0 | 0 | 1.8468 | 0 | 1.6031 | 9.4532 | 0.16958 | 1.6031 | 9.4532 | 0.16958 | 1.8741 | 11.0509 | 0.16958 | 0.2853% | 0.54783 | 0.54602 | 1181.7687 | 148.5478 | 135.1005 | 898.1204 | 1182.2992 | 0 | 0 | 1182.2992 | 0.0003876%
2028 | 441 | 441-279R | Tier-3 | Tier-3---18 | 5--2 | 6 | 1 | 161.5568 | 69.39% | 29.65% | 0.9602% | 0.9249 | 0 | 0 | 0.9249 | 0 | 0.80287 | 9.4532 | 0.084931 | 0.80287 | 9.4532 | 0.084931 | 0.93857 | 11.0509 | 0.084931 | 0.5725% | 0.53527 | 0.53085 | 301.8227 | 28.024 | 73.3421 | 200.4565 | 302.5911 | 0 | 0 | 302.5911 | 0.0001941%
2028 | 441 | 441-27R | Tier-3 | Tier-3---9 | 5--4 | 27 | 1 | 878.0372 | 89.43% | 10.14% | 0.4287% | 1.4396 | 0 | 0 | 1.4396 | 0 | 1.2497 | 9.4532 | 0.13219 | 1.2497 | 9.4532 | 0.13219 | 1.4609 | 11.0509 | 0.13219 | 0.164% | 0.55752 | 0.5565 | 1574.8947 | 207.3126 | 146.5629 | 1221.0192 | 1575.2004 | 0 | 0 | 1575.2004 | 0.0003022%
2028 | 441 | 441-30R | Tier-3 | Tier-3---9 | 5--4 | 26 | 1 | 950.7549 | 92.15% | 7.507% | 0.3471% | 1.6679 | 0 | 0 | 1.6679 | 0 | 1.4479 | 9.4532 | 0.15316 | 1.4479 | 9.4532 | 0.15316 | 1.6926 | 11.0509 | 0.15316 | 0.1754% | 0.55519 | 0.55414 | 1712.4757 | 231.3815 | 120.1168 | 1360.9775 | 1712.7323 | 0 | 0 | 1712.7323 | 0.0003501%
2028 | 442 | 442-509R | Tier-3 | Tier-3---15 | 5--3 | 31 | 1 | 278.3023 | 54.83% | 44.11% | 1.062% | 0.24364 | 0 | 0 | 0.24364 | 0 | 0.21149 | 9.4532 | 0.022372 | 0.21149 | 9.4532 | 0.022372 | 0.24724 | 11.0509 | 0.022372 | 0.08754% | 0.36954 | 0.36895 | 753.0994 | 59.1542 | 305.0958 | 388.8494 | 753.6435 | 0 | 0 | 753.6435 | 5.114e-05%
2028 | 442 | 442-728R | Tier-3 | Tier-3---5 | 5--5 | 161 | 3 | 2907.2477 | 55.16% | 44.36% | 0.4825% | 1.4792 | 0 | 0 | 1.4792 | 0 | 1.284 | 28.3597 | 0.045276 | 1.284 | 28.3597 | 0.045276 | 1.501 | 33.1528 | 0.045276 | 0.05088% | 0.35802 | 0.35769 | 8120.3954 | 853.7381 | 3313.1015 | 3953.5558 | 8123.7569 | 0 | 0 | 8123.7569 | 0.0003105%
2028 | 442 | 442-729 | Tier-3 | Tier-3---15 | 5--3 | 14 | 1 | 182.1056 | 87.18% | 11.88% | 0.9486% | 0.5613 | 0 | 0 | 0.5613 | 0 | 0.48724 | 9.4532 | 0.051542 | 0.48724 | 9.4532 | 0.051542 | 0.56959 | 11.0509 | 0.051542 | 0.3082% | 0.36059 | 0.35932 | 505.0174 | 48.5793 | 97.3314 | 359.1067 | 505.2472 | 0 | 0 | 505.2472 | 0.0001178%
2028 | 444 | 444-43R | Tier-2 | Tier-2---5 | 5--5 | 102 | 1 | 962.2981 | 91.92% | 6.922% | 1.16% | 0.42926 | 0 | 0 | 0.42926 | 0 | 0.37262 | 9.4532 | 0.039418 | 0.37262 | 9.4532 | 0.039418 | 0.4356 | 11.0509 | 0.039418 | 0.04461% | 0.2124 | 0.2123 | 4530.5338 | 537.4714 | 429.3017 | 3563.7607 | 4530.7116 | 0 | 0 | 4530.7116 | 9.01e-05%
2028 | 444 | 444-9R | Tier-2 | Tier-2---11 | 5--3 | 90 | 2 | 323.6995 | 49.46% | 48.19% | 2.343% | 0.17612 | 0 | 0 | 0.17612 | 0 | 0.15289 | 18.9065 | 0.0080865 | 0.15289 | 18.9065 | 0.0080865 | 0.17873 | 22.1019 | 0.0080865 | 0.05441% | 0.1488 | 0.14863 | 2175.4322 | 138.2481 | 1034.3801 | 1002.804 | 2176.6428 | 0 | 0 | 2176.6428 | 3.697e-05%
2028 | 445 | 445-17R | Tier-2 | Tier-2---8 | 5--3 | 43 | 1 | 440.7591 | 59.87% | 39.69% | 0.4369% | 0.30378 | 0 | 0 | 0.30378 | 0 | 0.2637 | 9.4532 | 0.027895 | 0.2637 | 9.4532 | 0.027895 | 0.30827 | 11.0509 | 0.027895 | 0.06892% | 0.53426 | 0.53365 | 824.9822 | 74.1046 | 294.4492 | 456.4284 | 825.3637 | 0 | 0 | 825.3637 | 6.376e-05%
2028 | 445 | 445-18R | Tier-2 | Tier-2---2 | 5--5 | 116 | 4 | 2423.1968 | 81.52% | 17.92% | 0.5628% | 3.3718 | 0 | 0 | 3.3718 | 0 | 2.9269 | 37.8129 | 0.077405 | 2.9269 | 37.8129 | 0.077405 | 3.4216 | 44.2037 | 0.077405 | 0.1391% | 0.6048 | 0.60376 | 4006.6402 | 487.3751 | 662.1707 | 2857.0944 | 4007.9062 | 0 | 0 | 4007.9062 | 0.0007077%
2028 | 445 | 445-19R | Tier-2 | Tier-2---8 | 5--3 | 65 | 2 | 654.5269 | 59.7% | 39.33% | 0.9775% | 0.5951 | 0 | 0 | 0.5951 | 0 | 0.51659 | 18.9065 | 0.027323 | 0.51659 | 18.9065 | 0.027323 | 0.6039 | 22.1019 | 0.027323 | 0.09092% | 0.56527 | 0.56441 | 1157.9013 | 92.6902 | 418.9958 | 646.2153 | 1158.6132 | 0 | 0 | 1158.6132 | 0.0001249%
2028 | 445 | 445-39R | Tier-2 | Tier-2---5 | 5--4 | 91 | 3 | 1104.2716 | 59.42% | 40.16% | 0.4235% | 1.0708 | 0 | 0 | 1.0708 | 0 | 0.92951 | 28.3597 | 0.032776 | 0.92951 | 28.3597 | 0.032776 | 1.0866 | 33.1528 | 0.032776 | 0.09697% | 0.48997 | 0.48917 | 2253.7709 | 194.1003 | 866.8973 | 1192.7734 | 2255.2658 | 0 | 0 | 2255.2658 | 0.0002248%
2028 | 445 | 445-894R | Tier-2 | Tier-2---5 | 5--4 | 156 | 2 | 1498.1966 | 65.73% | 33.21% | 1.065% | 0.62493 | 0 | 0 | 0.62493 | 0 | 0.54248 | 18.9065 | 0.028693 | 0.54248 | 18.9065 | 0.028693 | 0.63416 | 22.1019 | 0.028693 | 0.04171% | 0.63526 | 0.63485 | 2358.411 | 194.1011 | 729.7847 | 1434.5253 | 2358.9243 | 0 | 0 | 2358.9243 | 0.0001312%
2028 | 448 | 448-724R | Tier-3 | Tier-3---18 | 5--2 | 49 | 5 | 255.0047 | 52.43% | 45.5% | 2.066% | 0.67535 | 0 | 0 | 0.67535 | 0 | 0.58625 | 47.2661 | 0.012403 | 0.58625 | 47.2661 | 0.012403 | 0.68533 | 55.2547 | 0.012403 | 0.2648% | 0.55035 | 0.54757 | 463.3505 | 25.9997 | 195.8184 | 241.5324 | 464.4694 | 0 | 0 | 464.4694 | 0.0001418%
2028 | 448 | 448-744R | Tier-3 | Tier-3---7 | 5--5 | 224 | 7 | 2370.1609 | 68.76% | 30.51% | 0.7221% | 2.5211 | 0 | 0 | 2.5211 | 0 | 2.1885 | 66.1726 | 0.033072 | 2.1885 | 66.1726 | 0.033072 | 2.5584 | 77.3565 | 0.033072 | 0.1064% | 0.49442 | 0.49365 | 4793.8402 | 492.7082 | 1356.6651 | 2944.4669 | 4796.1601 | 0 | 0 | 4796.1601 | 0.0005292%
2028 | 448 | 448-9R | Tier-3 | Tier-3---9 | 5--4 | 106 | 3 | 1381.6742 | 73.74% | 25.5% | 0.7592% | 1.4273 | 0 | 0 | 1.4273 | 0 | 1.239 | 28.3597 | 0.04369 | 1.239 | 28.3597 | 0.04369 | 1.4484 | 33.1528 | 0.04369 | 0.1033% | 0.54394 | 0.54318 | 2540.1235 | 273.4783 | 621.4078 | 1645.2374 | 2541.0593 | 0 | 0 | 2541.0593 | 0.0002996%
2028 | 449 | 449-13R | Tier-3 | Tier-3---7 | 5--5 | 147 | 7 | 1663.2464 | 62.39% | 36.97% | 0.6428% | 2.446 | 0 | 0 | 2.446 | 0 | 2.1233 | 66.1726 | 0.032088 | 2.1233 | 66.1726 | 0.032088 | 2.4822 | 77.3565 | 0.032088 | 0.1471% | 0.28234 | 0.28168 | 5890.9135 | 610.6402 | 2022.1047 | 3258.1686 | 5896.1481 | 0 | 0 | 5896.1481 | 0.0005134%
2028 | 449 | 449-16R | Tier-3 | Tier-3---15 | 5--4 | 22 | 3 | 266.6482 | 83.41% | 16.04% | 0.5501% | 1.5012 | 0 | 0 | 1.5012 | 0 | 1.3031 | 28.3597 | 0.04595 | 1.3031 | 28.3597 | 0.04595 | 1.5234 | 33.1528 | 0.04595 | 0.563% | 0.23738 | 0.23578 | 1123.2928 | 151.839 | 170.3603 | 801.0935 | 1124.5596 | 0 | 0 | 1124.5596 | 0.0003151%
2028 | 449 | 449-693R | Tier-3 | Tier-3---9 | 5--5 | 34 | 1 | 869.7515 | 92.74% | 6.815% | 0.4405% | 1.1744 | 0 | 0 | 1.1744 | 0 | 1.0194 | 9.4532 | 0.10784 | 1.0194 | 9.4532 | 0.10784 | 1.1917 | 11.0509 | 0.10784 | 0.135% | 0.26107 | 0.26069 | 3331.4725 | 480.9166 | 218.7859 | 2631.7699 | 3331.8249 | 0 | 0 | 3331.8249 | 0.0002465%
2028 | 470 | 470-47R | Tier-3 | Tier-3---2 | 5--5 | 53 | 2 | 2012.6027 | 94.87% | 4.37% | 0.7559% | 3.5667 | 0 | 0 | 3.5667 | 0 | 3.0961 | 18.9065 | 0.16376 | 3.0961 | 18.9065 | 0.16376 | 3.6194 | 22.1019 | 0.16376 | 0.1772% | 0.16225 | 0.16195 | 12404.0406 | 2097.9829 | 564.7309 | 9741.3268 | 12405.2304 | 0 | 0 | 12405.2304 | 0.0007487%
2028 | 520 | 520-1045R | Tier-2 | Tier-2---5 | 5--4 | 47 | 1 | 596.734 | 87.03% | 12.08% | 0.8955% | 0.54695 | 0 | 0 | 0.54695 | 0 | 0.47479 | 9.4532 | 0.050225 | 0.47479 | 9.4532 | 0.050225 | 0.55504 | 11.0509 | 0.050225 | 0.09166% | 0.26824 | 0.26795 | 2224.662 | 286.7109 | 250.5356 | 1687.4154 | 2224.9662 | 0 | 0 | 2224.9662 | 0.0001148%
2028 | 520 | 520-1489R | Tier-2 | Tier-2---8 | 5--5 | 129 | 5 | 662.1633 | 87.36% | 10.91% | 1.733% | 1.1098 | 0 | 0 | 1.1098 | 0 | 0.96341 | 47.2661 | 0.020383 | 0.96341 | 47.2661 | 0.020383 | 1.1262 | 55.2547 | 0.020383 | 0.1676% | 0.13822 | 0.13795 | 4790.7448 | 574.961 | 546.3603 | 3669.4236 | 4791.9089 | 0 | 0 | 4791.9089 | 0.000233%
2028 | 520 | 520-1509R | Tier-2 | Tier-2---5 | 5--4 | 84 | 1 | 868.9578 | 72.04% | 26.87% | 1.095% | 0.36887 | 0 | 0 | 0.36887 | 0 | 0.3202 | 9.4532 | 0.033872 | 0.3202 | 9.4532 | 0.033872 | 0.37432 | 11.0509 | 0.033872 | 0.04245% | 0.28561 | 0.28544 | 3042.4946 | 331.9166 | 761.5633 | 1949.0147 | 3042.9963 | 0 | 0 | 3042.9963 | 7.743e-05%
2028 | 520 | 520-1527R | Tier-3 | Tier-3---7 | 5--5 | 53 | 1 | 1151.6571 | 81.16% | 18.23% | 0.6117% | 0.87292 | 0 | 0 | 0.87292 | 0 | 0.75775 | 9.4532 | 0.080158 | 0.75775 | 9.4532 | 0.080158 | 0.88582 | 11.0509 | 0.080158 | 0.0758% | 0.27105 | 0.27079 | 4248.9299 | 642.1047 | 732.0594 | 2874.7658 | 4249.6784 | 0 | 0 | 4249.6784 | 0.0001832%
2028 | 521 | 521-14R | Tier-3 | Tier-3---5 | 5--5 | 49 | 2 | 1719.0003 | 78.65% | 20.86% | 0.4907% | 2.7315 | 0 | 0 | 2.7315 | 0 | 2.3711 | 18.9065 | 0.12541 | 2.3711 | 18.9065 | 0.12541 | 2.7719 | 22.1019 | 0.12541 | 0.1589% | 0.27097 | 0.27042 | 6343.9843 | 812.9811 | 1238.2176 | 4292.7856 | 6346.7267 | 0 | 0 | 6346.7267 | 0.0005733%
2028 | 521 | 521-1856R | Tier-3 | Tier-3---6 | 5--5 | 87 | 3 | 1212.5663 | 84.9% | 14.39% | 0.7143% | 1.7572 | 0 | 0 | 1.7572 | 0 | 1.5254 | 28.3597 | 0.053786 | 1.5254 | 28.3597 | 0.053786 | 1.7832 | 33.1528 | 0.053786 | 0.1449% | 0.15411 | 0.15384 | 7868.3195 | 1087.4875 | 1070.4078 | 5710.4242 | 7870.351 | 0 | 0 | 7870.351 | 0.0003688%
2028 | 521 | 521-27R | Tier-2 | Tier-2---3 | 4--5 | 25 | 1 | 810.4848 | 91.73% | 7.398% | 0.8745% | 1.472 | 0 | 0 | 1.472 | 0 | 1.2778 | 9.4532 | 0.13517 | 1.2778 | 9.4532 | 0.13517 | 1.4938 | 11.0509 | 0.13517 | 0.1816% | 0.063668 | 0.063542 | 12729.941 | 2154.4423 | 1058.961 | 9516.5377 | 12732.0302 | 0 | 0 | 12732.0302 | 0.000309%
2028 | 521 | 521-32R | Tier-3 | Tier-3---4 | 5--5 | 42 | 1 | 1448.9015 | 94.87% | 4.661% | 0.4687% | 1.62 | 0 | 0 | 1.62 | 0 | 1.4063 | 9.4532 | 0.14876 | 1.4063 | 9.4532 | 0.14876 | 1.644 | 11.0509 | 0.14876 | 0.1118% | 0.14844 | 0.14826 | 9761.0273 | 1631.7912 | 451.6127 | 7677.6235 | 9761.6182 | 0 | 0 | 9761.6182 | 0.00034%
2028 | 521 | 521-700R | Tier-2 | Tier-2---3 | 4--5 | 37 | 1 | 1225.9943 | 93.19% | 6.054% | 0.7541% | 1.5285 | 0 | 0 | 1.5285 | 0 | 1.3269 | 9.4532 | 0.14036 | 1.3269 | 9.4532 | 0.14036 | 1.5511 | 11.0509 | 0.14036 | 0.1247% | 0.074421 | 0.074321 | 16473.8564 | 2889.9121 | 1156.3836 | 12427.5607 | 16475.3588 | 0 | 0 | 16475.3588 | 0.0003208%
2028 | 524 | 524-1782F | Tier-3 | Tier-3---10 | 4--5 | 46 | 1 | 681.1238 | 98.24% | 0.8976% | 0.8607% | 0.72006 | 0 | 0 | 0.72006 | 0 | 0.62506 | 9.4532 | 0.066121 | 0.62506 | 9.4532 | 0.066121 | 0.7307 | 11.0509 | 0.066121 | 0.1057% | 0.040404 | 0.04036 | 16857.9136 | 3235.0894 | 389.5202 | 13233.3041 | 16858.2329 | 0 | 0 | 16858.2329 | 0.0001511%
2028 | 524 | 524-27R | Tier-3 | Tier-3---4 | 4--5 | 114 | 5 | 1282.5738 | 98.01% | 1.22% | 0.7702% | 2.7291 | 0 | 0 | 2.7291 | 0 | 2.3691 | 47.2661 | 0.050122 | 2.3691 | 47.2661 | 0.050122 | 2.7695 | 55.2547 | 0.050122 | 0.2128% | 0.060207 | 0.060076 | 21302.6656 | 4149.5256 | 661.6102 | 16491.5299 | 21303.5879 | 0 | 0 | 21303.5879 | 0.0005728%
2028 | 524 | 524-46R | Tier-3 | Tier-3---4 | 5--5 | 89 | 3 | 1602.1034 | 91.53% | 7.997% | 0.4775% | 2.4466 | 0 | 0 | 2.4466 | 0 | 2.1238 | 28.3597 | 0.07489 | 2.1238 | 28.3597 | 0.07489 | 2.4828 | 33.1528 | 0.07489 | 0.1527% | 0.18916 | 0.18884 | 8469.7554 | 1511.9887 | 676.5843 | 6281.1824 | 8470.955 | 0 | 0 | 8470.955 | 0.0005136%
2028 | 524 | 524-50R | Tier-3 | Tier-3---7 | 5--5 | 84 | 2 | 1190.6418 | 87% | 12.41% | 0.5904% | 1.2208 | 0 | 0 | 1.2208 | 0 | 1.0597 | 18.9065 | 0.056051 | 1.0597 | 18.9065 | 0.056051 | 1.2388 | 22.1019 | 0.056051 | 0.1025% | 0.18313 | 0.18292 | 6501.4644 | 979.7439 | 766.6075 | 4755.113 | 6502.462 | 0 | 0 | 6502.462 | 0.0002562%
2028 | 524 | 524-69R | Tier-3 | Tier-3---1 | 5--5 | 283 | 4 | 4619.0742 | 91.74% | 7.782% | 0.477% | 2.9648 | 0 | 0 | 2.9648 | 0 | 2.5737 | 37.8129 | 0.068063 | 2.5737 | 37.8129 | 0.068063 | 3.0086 | 44.2037 | 0.068063 | 0.06419% | 0.27264 | 0.27245 | 16942.2754 | 2594.1012 | 1293.4919 | 13054.6823 | 16943.255 | 0 | 0 | 16943.255 | 0.0006223%
2028 | 540 | CB 540 | Tier-2 | Tier-2---17 | 1--5 | 4 | 1 | 18.5654 | 97.32% | 0% | 2.676% | 0.2236 | 0 | 0 | 0.2236 | 0 | 0.1941 | 9.4532 | 0.020533 | 0.1941 | 9.4532 | 0.020533 | 0.2269 | 11.0509 | 0.020533 | 1.204% | 0.0036022 | 0.0035576 | 5153.9037 | 633.0265 | 1280.5124 | 3240.3647 | 5155.6317 | 0 | 0 | 5155.6317 | 4.693e-05%
2028 | 576 | CB 576 | Tier-2 | Tier-2---12 | 4--4 | 3 | 1 | 131.3157 | 32.74% | 66.81% | 0.4539% | 0.70937 | 0 | 0 | 0.70937 | 0 | 0.61578 | 9.4532 | 0.06514 | 0.61578 | 9.4532 | 0.06514 | 0.71986 | 11.0509 | 0.06514 | 0.5402% | 0.047237 | 0.046458 | 2779.9099 | 133.7981 | 1808.4788 | 837.633 | 2811.2788 | 0 | 0 | 2811.2788 | 0.0001489%
2028 | 597 | 597-595 | Tier-2 | Tier-2---1 | 5--5 | 92 | 1 | 2598.8794 | 68.57% | 30.98% | 0.4453% | 0.95885 | 0 | 0 | 0.95885 | 0 | 0.83234 | 9.4532 | 0.088048 | 0.83234 | 9.4532 | 0.088048 | 0.97302 | 11.0509 | 0.088048 | 0.03689% | 0.15307 | 0.15298 | 16978.8381 | 2723.3618 | 4869.9544 | 9385.5219 | 16981.7108 | 0 | 0 | 16981.7108 | 0.0002013%
2028 | 599 | 599-19R | Tier-2 | Tier-2---1 | 5--5 | 124 | 2 | 2814.0812 | 94.6% | 4.701% | 0.7012% | 2.1254 | 0 | 0 | 2.1254 | 0 | 1.8449 | 18.9065 | 0.097583 | 1.8449 | 18.9065 | 0.097583 | 2.1568 | 22.1019 | 0.097583 | 0.07553% | 0.15161 | 0.15149 | 18560.9002 | 2880.2053 | 906.7756 | 14773.9194 | 18561.7014 | 0 | 0 | 18561.7014 | 0.0004461%
2028 | 907 | 907-1716R | Tier-3 | Tier-3---2 | 4--5 | 74 | 1 | 2427.1827 | 91.21% | 8.47% | 0.3199% | 1.4809 | 0 | 0 | 1.4809 | 0 | 1.2855 | 9.4532 | 0.13599 | 1.2855 | 9.4532 | 0.13599 | 1.5028 | 11.0509 | 0.13599 | 0.06101% | 0.088049 | 0.08799 | 27566.2098 | 5467.7784 | 2289.9071 | 19808.5244 | 27567.8317 | 0 | 0 | 27567.8317 | 0.0003108%
2028 | 907 | 907-2820R | Tier-3 | Tier-3---10 | 4--5 | 2 | 1 | 535.894 | 99.72% | 0.09292% | 0.1857% | 13.2264 | 0 | 0 | 13.2264 | 0 | 11.4814 | 9.4532 | 1.2145 | 11.4814 | 9.4532 | 1.2145 | 13.4219 | 11.0509 | 1.2145 | 2.468% | 0.082479 | 0.080437 | 6497.3542 | 1341.6962 | 16.6169 | 5139.0411 | 6497.8136 | 0 | 0 | 6497.8136 | 0.002776%
2028 | 908 | 908-1172R | Tier-2 | Tier-2---2 | 5--5 | 76 | 1 | 1737.7755 | 85.15% | 14.43% | 0.419% | 0.9638 | 0 | 0 | 0.9638 | 0 | 0.83664 | 9.4532 | 0.088503 | 0.83664 | 9.4532 | 0.088503 | 0.97804 | 11.0509 | 0.088503 | 0.05546% | 0.20692 | 0.20679 | 8398.1993 | 1379.7509 | 1146.2529 | 5872.1954 | 8399.0119 | 0 | 0 | 8399.0119 | 0.0002023%
2028 | 908 | 908-1236 | Tier-2 | Tier-2---2 | 5--5 | 28 | 1 | 1117.3056 | 87.67% | 11.99% | 0.3416% | 1.7317 | 0 | 0 | 1.7317 | 0 | 1.5032 | 9.4532 | 0.15902 | 1.5032 | 9.4532 | 0.15902 | 1.7573 | 11.0509 | 0.15902 | 0.155% | 0.1877 | 0.18737 | 5952.6009 | 1091.9072 | 667.6574 | 4193.0363 | 5953.9006 | 0 | 0 | 5953.9006 | 0.0003635%
2028 | 908 | 908-1368R | Tier-2 | Tier-2---5 | 5--5 | 109 | 1 | 991.2216 | 79.39% | 19.4% | 1.209% | 0.35736 | 0 | 0 | 0.35736 | 0 | 0.31021 | 9.4532 | 0.032815 | 0.31021 | 9.4532 | 0.032815 | 0.36264 | 11.0509 | 0.032815 | 0.03605% | 0.23644 | 0.23634 | 4192.2079 | 563.5001 | 776.6437 | 2852.0641 | 4192.6005 | 0 | 0 | 4192.6005 | 7.501e-05%
2028 | 908 | 908-2038R | Tier-2 | Tier-2---1 | 5--5 | 146 | 1 | 3761.7346 | 88.11% | 11.56% | 0.3295% | 1.1237 | 0 | 0 | 1.1237 | 0 | 0.97547 | 9.4532 | 0.10319 | 0.97547 | 9.4532 | 0.10319 | 1.1403 | 11.0509 | 0.10319 | 0.02987% | 0.23053 | 0.23045 | 16317.5676 | 2905.2613 | 1774.9087 | 11637.3976 | 16318.2256 | 0 | 0 | 16318.2256 | 0.0002359%
2028 | 908 | 908-2055F | Tier-3 | Tier-3---2 | 5--5 | 95 | 3 | 2141.2623 | 90.56% | 9.061% | 0.3753% | 3.0313 | 0 | 0 | 3.0313 | 0 | 2.6313 | 28.3597 | 0.092785 | 2.6313 | 28.3597 | 0.092785 | 3.0761 | 33.1528 | 0.092785 | 0.1416% | 0.20355 | 0.20323 | 10519.7129 | 1841.0843 | 947.7804 | 7730.8482 | 10521.2671 | 0 | 0 | 10521.2671 | 0.0006363%
2028 | 909 | 909-451 | Tier-3 | Tier-3---1 | 5--5 | 126 | 3 | 4745.7108 | 91.73% | 8.003% | 0.272% | 5.1303 | 0 | 0 | 5.1303 | 0 | 4.4535 | 28.3597 | 0.15703 | 4.4535 | 28.3597 | 0.15703 | 5.2061 | 33.1528 | 0.15703 | 0.1081% | 0.31112 | 0.31076 | 15253.5364 | 2448.7202 | 1130.6792 | 11674.137 | 15255.0258 | 0 | 0 | 15255.0258 | 0.001077%
2028 | 970 | 970-1341R | Tier-3 | Tier-3---4 | 5--5 | 11 | 2 | 1130.055 | 96.17% | 3.586% | 0.2481% | 9.7805 | 0 | 0 | 9.7805 | 0 | 8.4901 | 18.9065 | 0.44906 | 8.4901 | 18.9065 | 0.44906 | 9.925 | 22.1019 | 0.44906 | 0.8655% | 0.12497 | 0.12384 | 9042.8131 | 2000.05 | 446.8525 | 6595.9106 | 9045.9622 | 0 | 0 | 9045.9622 | 0.002053%
2028 | 971 | 971-1973R | Tier-3 | Tier-3---4 | 5--5 | 100 | 2 | 1698.739 | 91.74% | 7.818% | 0.44% | 1.5429 | 0 | 0 | 1.5429 | 0 | 1.3393 | 18.9065 | 0.070839 | 1.3393 | 18.9065 | 0.070839 | 1.5657 | 22.1019 | 0.070839 | 0.09082% | 0.14704 | 0.14689 | 11552.8886 | 2071.9815 | 875.2489 | 8605.6581 | 11553.834 | 0 | 0 | 11553.834 | 0.0003239%
2028 | 971 | 971-2050R | Tier-3 | Tier-3---2 | 5--5 | 189 | 4 | 3108.8974 | 90.26% | 9.266% | 0.4743% | 2.9397 | 0 | 0 | 2.9397 | 0 | 2.5519 | 37.8129 | 0.067486 | 2.5519 | 37.8129 | 0.067486 | 2.9831 | 44.2037 | 0.067486 | 0.09456% | 0.18464 | 0.18445 | 16837.3789 | 2911.4979 | 1523.0662 | 12402.8149 | 16839.0988 | 0 | 0 | 16839.0988 | 0.000617%
2028 | 971 | 971-29R | Tier-3 | Tier-3---6 | 5--5 | 28 | 1 | 752.2042 | 94.43% | 5.253% | 0.3211% | 1.2557 | 0 | 0 | 1.2557 | 0 | 1.09 | 9.4532 | 0.1153 | 1.09 | 9.4532 | 0.1153 | 1.2742 | 11.0509 | 0.1153 | 0.1669% | 0.12171 | 0.12149 | 6180.3198 | 998.028 | 309.4222 | 4872.8696 | 6180.9299 | 0 | 0 | 6180.9299 | 0.0002636%
2028 | 971 | 971-371R | Tier-3 | Tier-3---12 | 5--5 | 11 | 1 | 419.6492 | 95.09% | 4.537% | 0.3709% | 1.7957 | 0 | 0 | 1.7957 | 0 | 1.5588 | 9.4532 | 0.1649 | 1.5588 | 9.4532 | 0.1649 | 1.8223 | 11.0509 | 0.1649 | 0.4279% | 0.11668 | 0.11615 | 3596.6988 | 576.739 | 156.4778 | 2863.4821 | 3597.4967 | 0 | 0 | 3597.4967 | 0.0003769%
2028 | 971 | 971-388R | Tier-3 | Tier-3---4 | 5--5 | 103 | 2 | 1370.1526 | 91.78% | 7.427% | 0.7941% | 1.2087 | 0 | 0 | 1.2087 | 0 | 1.0492 | 18.9065 | 0.055495 | 1.0492 | 18.9065 | 0.055495 | 1.2265 | 22.1019 | 0.055495 | 0.08821% | 0.17642 | 0.17625 | 7766.4244 | 1241.1352 | 582.4552 | 5942.8339 | 7767.0387 | 0 | 0 | 7767.0387 | 0.0002537%
2028 | 971 | CB 971 | Tier-2 | Tier-2---3 | 5--5 | 27 | 1 | 1052.4948 | 94.77% | 4.863% | 0.3691% | 1.8286 | 0 | 0 | 1.8286 | 0 | 1.5874 | 9.4532 | 0.16792 | 1.5874 | 9.4532 | 0.16792 | 1.8556 | 11.0509 | 0.16792 | 0.1737% | 0.12528 | 0.12505 | 8401.3813 | 1359.4082 | 538.7088 | 6503.2643 | 8402.1886 | 0 | 0 | 8402.1886 | 0.0003838%
2028 | 972 | 972-1590F | Tier-3 | Tier-3---2 | 5--5 | 106 | 1 | 2662.477 | 86.18% | 13.31% | 0.5115% | 1.0715 | 0 | 0 | 1.0715 | 0 | 0.93014 | 9.4532 | 0.098394 | 0.93014 | 9.4532 | 0.098394 | 1.0873 | 11.0509 | 0.098394 | 0.04024% | 0.17603 | 0.17595 | 15124.9944 | 2683.3405 | 1935.3853 | 10506.2686 | 15125.9709 | 0 | 0 | 15125.9709 | 0.0002249%
2028 | 972 | 972-942R | Tier-3 | Tier-3---6 | 5--5 | 59 | 1 | 1052.2316 | 92.49% | 7.06% | 0.4532% | 0.81648 | 0 | 0 | 0.81648 | 0 | 0.70876 | 9.4532 | 0.074975 | 0.70876 | 9.4532 | 0.074975 | 0.82855 | 11.0509 | 0.074975 | 0.0776% | 0.14194 | 0.14183 | 7412.953 | 1277.1801 | 501.709 | 5634.0638 | 7413.4206 | 0 | 0 | 7413.4206 | 0.0001714%
2028 | 974 | 974-23R | Tier-3 | Tier-3---11 | 5--5 | 104 | 3 | 770.0113 | 72.03% | 26.78% | 1.193% | 0.79191 | 0 | 0 | 0.79191 | 0 | 0.68743 | 28.3597 | 0.02424 | 0.68743 | 28.3597 | 0.02424 | 0.80361 | 33.1528 | 0.02424 | 0.1028% | 0.16472 | 0.16448 | 4674.6625 | 542.8961 | 1175.2982 | 2956.4682 | 4676.5325 | 0 | 0 | 4676.5325 | 0.0001662%
2028 | 974 | 974-715R | Tier-3 | Tier-3---6 | 5--5 | 29 | 1 | 765.8632 | 95.89% | 3.616% | 0.4898% | 1.2536 | 0 | 0 | 1.2536 | 0 | 1.0882 | 9.4532 | 0.11511 | 1.0882 | 9.4532 | 0.11511 | 1.2721 | 11.0509 | 0.11511 | 0.1637% | 0.14069 | 0.14045 | 5443.6999 | 833.249 | 274.7582 | 4335.6927 | 5444.082 | 0 | 0 | 5444.082 | 0.0002631%
2028 | 980 | CB 980 | Tier-2 | Tier-2---12 | 2--5 | 9 | 1 | 71.0483 | 98.38% | 0% | 1.619% | 0.38444 | 0 | 0 | 0.38444 | 0 | 0.33372 | 9.4532 | 0.035302 | 0.33372 | 9.4532 | 0.035302 | 0.39012 | 11.0509 | 0.035302 | 0.5411% | 0.0069124 | 0.0068744 | 10278.3875 | 4306.656 | 761.4547 | 5210.2768 | 10279.3077 | 0 | 0 | 10279.3077 | 8.069e-05%
2028 | 1021 | 1021-1748F | Tier-3 | Tier-3---2 | 5--5 | 95 | 2 | 3232.7645 | 89.58% | 10.03% | 0.3884% | 3.0179 | 0 | 0 | 3.0179 | 0 | 2.6197 | 18.9065 | 0.13856 | 2.6197 | 18.9065 | 0.13856 | 3.0625 | 22.1019 | 0.13856 | 0.09335% | 0.16564 | 0.16546 | 19517.3055 | 3280.9667 | 1890.5731 | 14345.7657 | 19519.4269 | 0 | 0 | 19519.4269 | 0.0006335%
2028 | 1021 | 1021-25R | Tier-3 | Tier-3---2 | 5--5 | 43 | 3 | 1498.4695 | 96.3% | 3.418% | 0.2826% | 4.9835 | 0 | 0 | 4.9835 | 0 | 4.326 | 28.3597 | 0.15254 | 4.326 | 28.3597 | 0.15254 | 5.0571 | 33.1528 | 0.15254 | 0.3326% | 0.12361 | 0.12318 | 12122.637 | 2220.1266 | 404.4712 | 9498.0392 | 12124.1915 | 0 | 0 | 12124.1915 | 0.001046%
2028 | 1022 | 1022-322R | Tier-3 | Tier-3---10 | 5--5 | 32 | 1 | 526.8683 | 92.1% | 7.447% | 0.4577% | 0.75058 | 0 | 0 | 0.75058 | 0 | 0.65155 | 9.4532 | 0.068924 | 0.65155 | 9.4532 | 0.068924 | 0.76167 | 11.0509 | 0.068924 | 0.1425% | 0.10587 | 0.1057 | 4976.7569 | 830.1937 | 356.0985 | 3790.4647 | 4977.3663 | 0 | 0 | 4977.3663 | 0.0001575%
2028 | 1023 | 1023-46AE | Tier-2 | Tier-2---2 | 5--5 | 80 | 1 | 1480.046 | 74.84% | 24.29% | 0.8655% | 0.68539 | 0 | 0 | 0.68539 | 0 | 0.59496 | 9.4532 | 0.062937 | 0.59496 | 9.4532 | 0.062937 | 0.69552 | 11.0509 | 0.062937 | 0.04631% | 0.13914 | 0.13905 | 10637.4667 | 1301.0798 | 2440.2216 | 6896.1652 | 10639.1235 | 0 | 0 | 10639.1235 | 0.0001439%
2028 | 1023 | 1023-48R | Tier-2 | Tier-2---5 | 5--5 | 64 | 1 | 664.4014 | 85.5% | 12.99% | 1.509% | 0.43939 | 0 | 0 | 0.43939 | 0 | 0.38141 | 9.4532 | 0.040348 | 0.38141 | 9.4532 | 0.040348 | 0.44588 | 11.0509 | 0.040348 | 0.06613% | 0.12816 | 0.12806 | 5184.0424 | 718.5028 | 688.8951 | 3776.6445 | 5184.624 | 0 | 0 | 5184.624 | 9.223e-05%
2028 | 1030 | 1030-1728R | Tier-3 | Tier-3---9 | 5--5 | 21 | 1 | 527.0422 | 83.47% | 16.25% | 0.2733% | 1.037 | 0 | 0 | 1.037 | 0 | 0.90019 | 9.4532 | 0.095225 | 0.90019 | 9.4532 | 0.095225 | 1.0523 | 11.0509 | 0.095225 | 0.1968% | 0.23544 | 0.23488 | 2238.5434 | 326.4296 | 340.3101 | 1571.8036 | 2239.4175 | 0 | 0 | 2239.4175 | 0.0002177%
2028 | 1030 | 1030-1777 | Tier-3 | Tier-3---5 | 5--5 | 46 | 4 | 1156.6044 | 85.87% | 13.79% | 0.3401% | 4.2748 | 0 | 0 | 4.2748 | 0 | 3.7108 | 37.8129 | 0.098137 | 3.7108 | 37.8129 | 0.098137 | 4.338 | 44.2037 | 0.098137 | 0.3696% | 0.24629 | 0.24523 | 4696.0317 | 680.3464 | 620.6467 | 3395.0386 | 4698.9008 | 0 | 0 | 4698.9008 | 0.0008973%
2028 | 1030 | 1030-18R | Tier-3 | Tier-3---7 | 5--5 | 85 | 5 | 693.6608 | 87.49% | 12.21% | 0.2965% | 1.7671 | 0 | 0 | 1.7671 | 0 | 1.534 | 47.2661 | 0.032454 | 1.534 | 47.2661 | 0.032454 | 1.7932 | 55.2547 | 0.032454 | 0.2547% | 0.23843 | 0.23773 | 2909.3141 | 434.9069 | 331.8024 | 2142.6047 | 2910.3769 | 0 | 0 | 2910.3769 | 0.0003709%
2028 | 1030 | 1030-20R | Tier-3 | Tier-3---3 | 5--5 | 124 | 3 | 2610.2797 | 91.86% | 7.744% | 0.3915% | 2.8717 | 0 | 0 | 2.8717 | 0 | 2.4928 | 28.3597 | 0.0879 | 2.4928 | 28.3597 | 0.0879 | 2.9141 | 33.1528 | 0.0879 | 0.11% | 0.28668 | 0.28634 | 9105.2413 | 1516.1831 | 664.7389 | 6924.3193 | 9106.1295 | 0 | 0 | 9106.1295 | 0.0006028%
2028 | 1030 | 1030-42R | Tier-3 | Tier-3---3 | 5--5 | 119 | 2 | 2942.2545 | 85.79% | 13.83% | 0.3713% | 2.1 | 0 | 0 | 2.1 | 0 | 1.823 | 18.9065 | 0.096421 | 1.823 | 18.9065 | 0.096421 | 2.1311 | 22.1019 | 0.096421 | 0.07138% | 0.28228 | 0.28204 | 10423.3029 | 1628.0334 | 1345.6404 | 7449.6291 | 10424.5358 | 0 | 0 | 10424.5358 | 0.0004408%
2028 | 1030 | 1030-989R | Tier-3 | Tier-3---3 | 5--5 | 103 | 4 | 3020.5785 | 92.73% | 6.883% | 0.3901% | 5.3842 | 0 | 0 | 5.3842 | 0 | 4.6739 | 37.8129 | 0.1236 | 4.6739 | 37.8129 | 0.1236 | 5.4638 | 44.2037 | 0.1236 | 0.1783% | 0.30703 | 0.30644 | 9838.1975 | 1537.3198 | 631.4887 | 7669.389 | 9839.5757 | 0 | 0 | 9839.5757 | 0.00113%
2028 | 1039 | 1039-13 | Tier-2 | Tier-2---3 | 5--5 | 68 | 1 | 2056.5259 | 80.69% | 18.74% | 0.569% | 1.208 | 0 | 0 | 1.208 | 0 | 1.0486 | 9.4532 | 0.11092 | 1.0486 | 9.4532 | 0.11092 | 1.2258 | 11.0509 | 0.11092 | 0.05874% | 0.1351 | 0.135 | 15222.1821 | 2652.795 | 2719.3692 | 9850.0179 | 15224.3232 | 0 | 0 | 15224.3232 | 0.0002536%
2028 | 1090 | 1090-636R | Tier-3 | Tier-3---15 | 5--3 | 24 | 1 | 202.402 | 73% | 25.01% | 1.988% | 0.30475 | 0 | 0 | 0.30475 | 0 | 0.26455 | 9.4532 | 0.027985 | 0.26455 | 9.4532 | 0.027985 | 0.30926 | 11.0509 | 0.027985 | 0.1506% | 0.38465 | 0.38385 | 526.2047 | 57.0359 | 118.3494 | 350.8194 | 526.4983 | 0 | 0 | 526.4983 | 6.397e-05%
2028 | 1090 | 1090-70F | Tier-2 | Tier-2---15 | 2--5 | 4 | 1 | 35.1863 | 53.14% | 45.71% | 1.154% | 0.23139 | 0 | 0 | 0.23139 | 0 | 0.20086 | 9.4532 | 0.021248 | 0.20086 | 9.4532 | 0.021248 | 0.23481 | 11.0509 | 0.021248 | 0.6576% | 0.0083 | 0.0081973 | 4239.3083 | 364.6844 | 1853.0615 | 2021.5624 | 4264.1996 | 0 | 0 | 4264.1996 | 4.857e-05%
2028 | 1090 | 1090-73F | Tier-3 | Tier-3---10 | 4--5 | 81 | 4 | 724.1417 | 96.98% | 2.008% | 1.013% | 1.7166 | 0 | 0 | 1.7166 | 0 | 1.4902 | 37.8129 | 0.039409 | 1.4902 | 37.8129 | 0.039409 | 1.742 | 44.2037 | 0.039409 | 0.2371% | 0.046754 | 0.046639 | 15488.4699 | 2874.558 | 442.3847 | 12171.5272 | 15489.6165 | 0 | 0 | 15489.6165 | 0.0003603%
2028 | 1090 | 1090-74F | Tier-3 | Tier-3---10 | 4--5 | 63 | 1 | 595.9278 | 96.92% | 1.794% | 1.287% | 0.4538 | 0 | 0 | 0.4538 | 0 | 0.39393 | 9.4532 | 0.041672 | 0.39393 | 9.4532 | 0.041672 | 0.46051 | 11.0509 | 0.041672 | 0.07615% | 0.045737 | 0.045701 | 13029.5603 | 2451.0895 | 420.5295 | 10157.9412 | 13029.876 | 0 | 0 | 13029.876 | 9.525e-05%
2028 | 1138 | 1138-6R | Tier-2 | Tier-2---5 | 5--5 | 93 | 1 | 1117.3657 | 63.79% | 34.95% | 1.264% | 0.37936 | 0 | 0 | 0.37936 | 0 | 0.32931 | 9.4532 | 0.034836 | 0.32931 | 9.4532 | 0.034836 | 0.38497 | 11.0509 | 0.034836 | 0.03395% | 0.17153 | 0.17143 | 6514.2797 | 790.3405 | 2180.8634 | 3543.0757 | 6515.5359 | 0 | 0 | 6515.5359 | 7.963e-05%
2028 | 1166 | 1166-18R | Tier-3 | Tier-3---5 | 5--5 | 16 | 1 | 1129.6851 | 97.99% | 1.718% | 0.2919% | 3.4247 | 0 | 0 | 3.4247 | 0 | 2.9729 | 9.4532 | 0.31448 | 2.9729 | 9.4532 | 0.31448 | 3.4753 | 11.0509 | 0.31448 | 0.3032% | 0.21365 | 0.21299 | 5287.5602 | 933.108 | 102.1782 | 4252.2741 | 5287.89 | 0 | 0 | 5287.89 | 0.0007189%
2028 | 1215 | 1215-12R | Tier-3 | Tier-3---9 | 5--4 | 43 | 1 | 1149.8777 | 88.93% | 10.69% | 0.3802% | 1.1772 | 0 | 0 | 1.1772 | 0 | 1.0219 | 9.4532 | 0.1081 | 1.0219 | 9.4532 | 0.1081 | 1.1946 | 11.0509 | 0.1081 | 0.1024% | 0.69907 | 0.69826 | 1644.8687 | 214.1134 | 166.723 | 1264.0324 | 1645.0785 | 0 | 0 | 1645.0785 | 0.0002471%
2028 | 1215 | 1215-32R | Tier-3 | Tier-3---7 | 5--4 | 64 | 3 | 1677.0531 | 82.12% | 17.49% | 0.3917% | 3.1956 | 0 | 0 | 3.1956 | 0 | 2.774 | 28.3597 | 0.097816 | 2.774 | 28.3597 | 0.097816 | 3.2429 | 33.1528 | 0.097816 | 0.1906% | 0.68132 | 0.67974 | 2461.4685 | 295.8109 | 389.7657 | 1775.8918 | 2462.4919 | 0 | 0 | 2462.4919 | 0.0006708%
2028 | 1233 | 1233-587R | Tier-3 | Tier-3---13 | 5--5 | 39 | 1 | 468.3326 | 86.93% | 12.01% | 1.054% | 0.51676 | 0 | 0 | 0.51676 | 0 | 0.44858 | 9.4532 | 0.047453 | 0.44858 | 9.4532 | 0.047453 | 0.5244 | 11.0509 | 0.047453 | 0.1103% | 0.13489 | 0.13472 | 3472.0209 | 495.7254 | 420.8281 | 2555.4674 | 3472.5974 | 0 | 0 | 3472.5974 | 0.0001085%
2028 | 1234 | CB 1234 | Tier-3 | Tier-3---10 | 5--5 | 79 | 2 | 1703.5911 | 47.26% | 52.1% | 0.6391% | 1.0089 | 0 | 0 | 1.0089 | 0 | 0.87583 | 18.9065 | 0.046325 | 0.87583 | 18.9065 | 0.046325 | 1.0239 | 22.1019 | 0.046325 | 0.05922% | 0.11961 | 0.11946 | 14242.4054 | 1075.4767 | 7121.7223 | 6045.2064 | 14251.8302 | 0 | 0 | 14251.8302 | 0.0002118%
2028 | 1235 | CB 1235 | Tier-2 | Tier-2---6 | 4--5 | 92 | 3 | 1038.4291 | 94.32% | 4.296% | 1.381% | 1.581 | 0 | 0 | 1.581 | 0 | 1.3724 | 28.3597 | 0.048393 | 1.3724 | 28.3597 | 0.048393 | 1.6044 | 33.1528 | 0.048393 | 0.1523% | 0.082825 | 0.082691 | 12537.6589 | 2179.7945 | 762.6013 | 9595.263 | 12538.8096 | 0 | 0 | 12538.8096 | 0.0003319%
2028 | 1243 | 1243-45R | Tier-2 | Tier-2---7 | 4--5 | 16 | 1 | 254.5086 | 93.11% | 5.994% | 0.8952% | 0.73314 | 0 | 0 | 0.73314 | 0 | 0.63642 | 9.4532 | 0.067323 | 0.63642 | 9.4532 | 0.067323 | 0.74398 | 11.0509 | 0.067323 | 0.2881% | 0.087615 | 0.087344 | 2904.8382 | 427.4889 | 168.1582 | 2309.191 | 2905.4592 | 0 | 0 | 2905.4592 | 0.0001539%
2028 | 1243 | CB 1243 | Tier-2 | Tier-2---7 | 3--5 | 30 | 1 | 199.4877 | 98.24% | 0% | 1.764% | 0.32335 | 0 | 0 | 0.32335 | 0 | 0.28069 | 9.4532 | 0.029692 | 0.28069 | 9.4532 | 0.029692 | 0.32813 | 11.0509 | 0.029692 | 0.1621% | 0.019586 | 0.019554 | 10185.2188 | 1675.1434 | 207.9289 | 8302.1466 | 10185.5158 | 0 | 0 | 10185.5158 | 6.787e-05%
2028 | 1458 | 1458-1131R | Tier-3 | Tier-3---4 | 5--5 | 51 | 1 | 1406.6624 | 89.91% | 9.875% | 0.2137% | 1.2276 | 0 | 0 | 1.2276 | 0 | 1.0656 | 9.4532 | 0.11272 | 1.0656 | 9.4532 | 0.11272 | 1.2457 | 11.0509 | 0.11272 | 0.08727% | 0.15941 | 0.15925 | 8824.2343 | 1339.2018 | 802.9411 | 6682.0914 | 8825.0992 | 0 | 0 | 8825.0992 | 0.0002577%
2028 | 1458 | 1458-565R | Tier-3 | Tier-3---6 | 5--5 | 38 | 2 | 865.4889 | 93.04% | 6.555% | 0.3997% | 2.098 | 0 | 0 | 2.098 | 0 | 1.8212 | 18.9065 | 0.096327 | 1.8212 | 18.9065 | 0.096327 | 2.129 | 22.1019 | 0.096327 | 0.2424% | 0.15819 | 0.15778 | 5471.15 | 831.2842 | 343.7471 | 4296.1187 | 5472.144 | 0 | 0 | 5472.144 | 0.0004404%
2028 | 1458 | 1458-601R | Tier-3 | Tier-3---2 | 5--5 | 127 | 4 | 3446.9071 | 93.23% | 6.468% | 0.3015% | 5.0102 | 0 | 0 | 5.0102 | 0 | 4.3491 | 37.8129 | 0.11502 | 4.3491 | 37.8129 | 0.11502 | 5.0842 | 44.2037 | 0.11502 | 0.1454% | 0.20421 | 0.20389 | 16878.9798 | 3452.9233 | 1062.0214 | 12364.0351 | 16880.7639 | 0 | 0 | 16880.7639 | 0.001052%
2028 | CTL1 | CTL1-3R | Tier-3 | Tier-3---14 | 5--4 | 53 | 2 | 691.1308 | 38.4% | 60.91% | 0.6868% | 0.49576 | 0 | 0 | 0.49576 | 0 | 0.43035 | 18.9065 | 0.022762 | 0.43035 | 18.9065 | 0.022762 | 0.50308 | 22.1019 | 0.022762 | 0.07173% | 0.42513 | 0.42434 | 1625.6897 | 99.6026 | 905.5939 | 620.4932 | 1627.5638 | 0 | 0 | 1627.5638 | 0.0001041%
2028 | DV1 | DV1-3R | Tier-3 | Tier-3---11 | 5--5 | 90 | 4 | 634.2705 | 72.29% | 26.89% | 0.8162% | 1.0088 | 0 | 0 | 1.0088 | 0 | 0.87568 | 37.8129 | 0.023158 | 0.87568 | 37.8129 | 0.023158 | 1.0237 | 44.2037 | 0.023158 | 0.159% | 0.19421 | 0.19378 | 3265.8667 | 390.6526 | 820.8791 | 2054.3349 | 3267.8618 | 0 | 0 | 3267.8618 | 0.0002117%
2028 | JU1 | CB JU1 | Tier-3 | Tier-3---15 | 5--4 | 29 | 1 | 282.3719 | 88.57% | 10.71% | 0.7177% | 0.42691 | 0 | 0 | 0.42691 | 0 | 0.37059 | 9.4532 | 0.039202 | 0.37059 | 9.4532 | 0.039202 | 0.43322 | 11.0509 | 0.039202 | 0.1512% | 0.1808 | 0.1805 | 1561.7518 | 212.6103 | 161.3522 | 1187.7892 | 1562.0569 | 0 | 0 | 1562.0569 | 8.961e-05%
2028 | MOR1 | CB MOR1 | Tier-2 | Tier-2---4 | 5--5 | 32 | 1 | 584.1991 | 87.63% | 11.93% | 0.4377% | 0.79192 | 0 | 0 | 0.79192 | 0 | 0.68744 | 9.4532 | 0.07272 | 0.68744 | 9.4532 | 0.07272 | 0.80363 | 11.0509 | 0.07272 | 0.1356% | 0.12647 | 0.12627 | 4619.2848 | 721.3686 | 522.5493 | 3375.3669 | 4620.1698 | 0 | 0 | 4620.1698 | 0.0001662%
2028 | OK1 | CB OK1 | Tier-3 | Tier-3---7 | 5--5 | 109 | 1 | 1048.1259 | 93.55% | 5.94% | 0.509% | 0.44529 | 0 | 0 | 0.44529 | 0 | 0.38654 | 9.4532 | 0.04089 | 0.38654 | 9.4532 | 0.04089 | 0.45187 | 11.0509 | 0.04089 | 0.04248% | 0.20255 | 0.20246 | 5174.6627 | 847.3251 | 299.3088 | 4028.0288 | 5174.8143 | 0 | 0 | 5174.8143 | 9.347e-05%
2028 | PE1 | CB PE1 | Tier-3 | Tier-3---13 | 5--4 | 66 | 3 | 620.7512 | 74.86% | 24.36% | 0.7799% | 1.0455 | 0 | 0 | 1.0455 | 0 | 0.9076 | 28.3597 | 0.032003 | 0.9076 | 28.3597 | 0.032003 | 1.061 | 33.1528 | 0.032003 | 0.1684% | 0.24168 | 0.24114 | 2568.4774 | 292.3041 | 583.6879 | 1692.4855 | 2569.9336 | 0 | 0 | 2569.9336 | 0.0002195%
2028 | RA1 | CB RA1 | Tier-2 | Tier-2---2 | 5--5 | 65 | 1 | 1222.3715 | 85.76% | 13.62% | 0.6194% | 0.7983 | 0 | 0 | 0.7983 | 0 | 0.69298 | 9.4532 | 0.073306 | 0.69298 | 9.4532 | 0.073306 | 0.8101 | 11.0509 | 0.073306 | 0.06531% | 0.14726 | 0.14715 | 8300.6807 | 1160.1787 | 1072.7493 | 6067.7527 | 8301.5817 | 0 | 0 | 8301.5817 | 0.0001676%
2028 | RA1 | RA1-402R | Tier-3 | Tier-3---4 | 5--5 | 30 | 1 | 861.3982 | 92.86% | 6.845% | 0.2988% | 1.3198 | 0 | 0 | 1.3198 | 0 | 1.1456 | 9.4532 | 0.12119 | 1.1456 | 9.4532 | 0.12119 | 1.3393 | 11.0509 | 0.12119 | 0.1532% | 0.12948 | 0.12926 | 6652.8745 | 1118.7394 | 431.7484 | 5102.3868 | 6653.66 | 0 | 0 | 6653.66 | 0.000277%
2028 | RB1 | RB1-427R | Tier-3 | Tier-3---7 | 5--5 | 85 | 3 | 996.0696 | 83.51% | 15.68% | 0.8099% | 1.4533 | 0 | 0 | 1.4533 | 0 | 1.2616 | 28.3597 | 0.044484 | 1.2616 | 28.3597 | 0.044484 | 1.4748 | 33.1528 | 0.044484 | 0.1459% | 0.15381 | 0.15354 | 6476.1764 | 929.4617 | 937.2221 | 4609.4925 | 6478.0449 | 0 | 0 | 6478.0449 | 0.000305%
2028 | RB1 | RB1-433R | Tier-3 | Tier-3---10 | 5--5 | 27 | 1 | 717.075 | 94.45% | 5% | 0.5477% | 1.2417 | 0 | 0 | 1.2417 | 0 | 1.0779 | 9.4532 | 0.11402 | 1.0779 | 9.4532 | 0.11402 | 1.2601 | 11.0509 | 0.11402 | 0.1732% | 0.15284 | 0.15256 | 4691.5909 | 760.1035 | 231.5295 | 3699.958 | 4692.069 | 0 | 0 | 4692.069 | 0.0002606%
2028 | SL1 | CB SL1 | Tier-3 | Tier-3---11 | 5--5 | 128 | 6 | 677.9763 | 69.55% | 29.7% | 0.758% | 1.094 | 0 | 0 | 1.094 | 0 | 0.94969 | 56.7194 | 0.016744 | 0.94969 | 56.7194 | 0.016744 | 1.1102 | 66.3056 | 0.016744 | 0.1614% | 0.19527 | 0.19482 | 3471.9301 | 456.3042 | 974.4203 | 2041.2056 | 3474.3892 | 0 | 0 | 3474.3892 | 0.0002296%
2028 | TM1 | TM1-10R | Tier-3 | Tier-3---12 | 5--5 | 20 | 3 | 437.3004 | 95.61% | 3.838% | 0.5568% | 3.1043 | 0 | 0 | 3.1043 | 0 | 2.6947 | 28.3597 | 0.095019 | 2.6947 | 28.3597 | 0.095019 | 3.1501 | 33.1528 | 0.095019 | 0.7099% | 0.093421 | 0.092727 | 4680.975 | 712.9363 | 184.5612 | 3783.4774 | 4682.5139 | 0 | 0 | 4682.5139 | 0.0006516%

## Trim_and_Removal
Prune and Removel - Risk & Cost Benefit | [29 empty] | Summary Table |  | Baseline 2024 | Baseline 2024 | Baseline 2024 | WACC | WACC | WACC | H.D.R | H.D.R | H.D.R | S.D.R | S.D.R | S.D.R
[30 empty] | Year | Total Units (miles) | WF + PSPS + PEDS Risk Baseline (K$) | Baseline Risk Reduction (K$) | Baseline Risk Reduction (%) | PV Risk Reduced (K$) Year 40 | PV Total Cost Capital + O&M (K$) Year 40 | BCR WACC | PV Risk Reduced (K$) Year 40 | PV Total Cost Capital + O&M (K$) Year 40 | BCR HDR | PV Risk Reduced (K$) Year 40 | PV Total Cost Capital + O&M (K$) Year 40 | BCR SDR | Service Territory Risk Reduction (%)
back to index | [29 empty] | 2026 | 91336 | 383560.9534 | 15468.8114 | 4.033% | 14756.1951 | 30054.5835 | 0.49098 | 14756.1951 | 30054.5835 | 0.49098 | 15544.6389 | 31660.4412 | 0.49098 | 3.247%
[9 empty] | Assumptions | Value | Units | Last Update | Comments |  |  |  | Notes | [12 empty] | 2027 | 91336 | 383560.9534 | 15468.8114 | 4.033% | 14076.4076 | 28670.0308 | 0.49098 | 14076.4076 | 28670.0308 | 0.49098 | 15620.8381 | 31815.6394 | 0.49098 | 3.247%
[9 empty] | Capital Cost only in Year 0 | 0.34495 | K$/tree | 2025-05-07 |  |  |  |  | [1] SDG&E does not calculate the risk reduction for the safety and reliability attributes for this program. All risk reduction is considered to fall within the financial attribute. | [12 empty] | 2028 | 91336 | 383560.9534 | 15468.8114 | 4.033% | 13427.9365 | 27349.2616 | 0.49098 | 13427.9365 | 27349.2616 | 0.49098 | 15697.4108 | 31971.5984 | 0.49098 | 3.247%
[9 empty] | Service Drop factor | 0% | % | 2025-05-07 |  |  |  |  | [2] To avoid double counting of foundational cost SDG&E assumes no foundational cost for this program. | [12 empty] | Total 2026-2028 | 274008 | 1150682.8603 | 46406.4341 | 4.033% | 42260.5393 | 86073.8759 | 0.49098 | 42260.5393 | 86073.8759 | 0.49098 | 46862.8877 | 95447.679 | 0.49098 | 9.741%
[9 empty] | OH to UG conversion factor | 0% | % | 2025-05-07
[9 empty] | Long-term Ongoing costs | 0 | $/unit | 2025-05-07
[9 empty] | Lifetime | 1 | Years | 2025-05-07
[9 empty] | Inflation Assumption to adjust Baseline | 2.5% |  | 2025-05-07
[9 empty] | Mitigation Effectiveness Estimate (%) | 4.95% | % | 2025-05-07
[9 empty] | Additional Installation Cost (O&M) only in Year 0 | 0 | M$/mile | 2025-05-07
[13 empty] | [1] | [1] | [1] | [2]
[8 empty] | Baseline 2025 | Baseline 2025 | Baseline 2025 | Baseline 2025 | Baseline 2025 | Baseline 2025 | Baseline 2025 | Baseline 2025 | Baseline 2025 | WACC | WACC | WACC | H.D.R | H.D.R | H.D.R | S.D.R | S.D.R | S.D.R |  |  |  | Pre - Mitigation CoRE |  |  |  | Post - Mitigation CoRE
Year | Feeder | Feeder Segment | HFTD Tier | Tranche ID HTM | Tranche ID Quintile | Total Units | Units (Poles) | WF + PSPS + PEDS Risk Baseline (K$/year) | Baseline Wildfire (%) | Baseline PSPS (%) | Baseline PEDS (%) | Risk Reduction (K$/year) | Safety Risk Reduction (K$/year) | Reliability Risk Reduction (K$/year) | Financial Risk Reduction (K$/year) | Mitigation Annual Cost (K$/year) | PV Risk Reduced (K$) Year 55 | PV Total Cost Capital + O&M (K$) Year 55 | BCR WACC | PV Risk Reduced (K$) Year 55 | PV Total Cost Capital + O&M (K$) Year 55 | BCR HDR | PV Risk Reduced (K$) Year 55 | PV Total Cost Capital + O&M (K$) Year 55 | BCR SDR | Risk Reduction % | Pre-Mitigation LoRE | Post-Mitigation LoRE | Pre-Mitigated CoRE [K$] | Pre-Mitigated CoRE Safety [K$] | Pre-Mitigated CoRE Reliability [K$] | Pre-Mitigated CoRE Financial [K$] | Post-Mitigated CoRE [K$] | Post-Mitigated CoRE Safety [K$] | Post-Mitigated CoRE Reliability [K$] | Post-Mitigated CoRE Financial [K$] | Service Territory Risk Reduction (%)
2026 | 1001 | 1001-1231F | Tier-2 | Tier-2---15 | 3--3 | 5 | 100% | 14.0535 | 92.14% | 7.108% | 0.7568% | 0.64094 | 0 | 0 | 0.64094 | 0 | 0.61141 | 1.6453 | 0.37162 | 0.61141 | 1.6453 | 0.37162 | 0.64408 | 1.7332 | 0.37162 | 4.561% | 0.025088 | 0.023847 | 560.1576 | 85.0993 | 40.4936 | 434.5648 | 562.4519 | 0 | 0 | 562.4519 | 0.0001345%
2026 | 1001 | 1001-1814AE | Tier-2 | Tier-2---11 | 5--3 | 34 | 100% | 47.9998 | 92.92% | 6.426% | 0.6525% | 2.2078 | 0 | 0 | 2.2078 | 0 | 2.1061 | 11.1879 | 0.18825 | 2.1061 | 11.1879 | 0.18825 | 2.2186 | 11.7857 | 0.18825 | 4.6% | 0.094213 | 0.089549 | 509.4829 | 78.1654 | 33.1388 | 398.1787 | 511.361 | 0 | 0 | 511.361 | 0.0004634%
2026 | 1001 | 1001-1820F | Tier-2 | Tier-2---5 | 5--5 | 620 | 100% | 829.5199 | 57.26% | 42.23% | 0.5113% | 23.5124 | 0 | 0 | 23.5124 | 0 | 22.4292 | 204.0142 | 0.10994 | 22.4292 | 204.0142 | 0.10994 | 23.6276 | 214.915 | 0.10994 | 2.834% | 0.12846 | 0.1221 | 6457.4377 | 610.0184 | 2517.829 | 3329.5903 | 6601.1622 | 0 | 0 | 6601.1622 | 0.004935%
2026 | 1021 | 1021-1748F | Tier-3 | Tier-3---2 | 5--5 | 510 | 100% | 3232.7645 | 89.58% | 10.03% | 0.3884% | 143.3482 | 0 | 0 | 143.3482 | 0 | 136.7444 | 167.8181 | 0.81484 | 136.7444 | 167.8181 | 0.81484 | 144.0509 | 176.7849 | 0.81484 | 4.434% | 0.16564 | 0.15744 | 19517.3055 | 3280.9667 | 1890.5731 | 14345.7657 | 19623.2124 | 0 | 0 | 19623.2124 | 0.03009%
2026 | 1021 | 1021-1760R | Tier-3 | Tier-3---6 | 5--5 | 72 | 100% | 678.7974 | 81.46% | 18.22% | 0.3148% | 27.3725 | 0 | 0 | 27.3725 | 0 | 26.1115 | 23.692 | 1.1021 | 26.1115 | 23.692 | 1.1021 | 27.5067 | 24.9579 | 1.1021 | 4.032% | 0.10829 | 0.10293 | 6268.2599 | 949.9835 | 1058.3856 | 4259.8908 | 6328.7664 | 0 | 0 | 6328.7664 | 0.005746%
2026 | 1021 | 1021-25R | Tier-3 | Tier-3---2 | 5--5 | 230 | 100% | 1498.4695 | 96.3% | 3.418% | 0.2826% | 71.4297 | 0 | 0 | 71.4297 | 0 | 68.1391 | 75.6827 | 0.90033 | 68.1391 | 75.6827 | 0.90033 | 71.7798 | 79.7265 | 0.90033 | 4.767% | 0.12361 | 0.11749 | 12122.637 | 2220.1266 | 404.4712 | 9498.0392 | 12145.9969 | 0 | 0 | 12145.9969 | 0.01499%
2026 | 1021 | 1021-855 | Tier-3 | Tier-3---10 | 5--5 | 99 | 100% | 466.7529 | 94.79% | 4.788% | 0.426% | 21.8995 | 0 | 0 | 21.8995 | 0 | 20.8906 | 32.5765 | 0.64128 | 20.8906 | 32.5765 | 0.64128 | 22.0068 | 34.3171 | 0.64128 | 4.692% | 0.10909 | 0.10369 | 4278.6432 | 663.1014 | 202.1105 | 3413.4312 | 4290.2623 | 0 | 0 | 4290.2623 | 0.004597%
2026 | 1021 | 1021-883R | Tier-3 | Tier-3---16 | 5--4 | 32 | 100% | 128.5827 | 95.57% | 4.014% | 0.4192% | 6.0827 | 0 | 0 | 6.0827 | 0 | 5.8024 | 10.5298 | 0.55105 | 5.8024 | 10.5298 | 0.55105 | 6.1125 | 11.0924 | 0.55105 | 4.731% | 0.10042 | 0.095448 | 1280.464 | 200.1169 | 52.1937 | 1028.1534 | 1283.4204 | 0 | 0 | 1283.4204 | 0.001277%
2026 | 1021 | 1021-92 | Tier-3 | Tier-3---15 | 5--4 | 20 | 100% | 73.801 | 95.78% | 3.784% | 0.4383% | 3.4989 | 0 | 0 | 3.4989 | 0 | 3.3377 | 6.5811 | 0.50716 | 3.3377 | 6.5811 | 0.50716 | 3.516 | 6.9327 | 0.50716 | 4.741% | 0.099013 | 0.094112 | 745.3636 | 116.7498 | 26.9385 | 601.6753 | 747.0028 | 0 | 0 | 747.0028 | 0.0007344%
2026 | 1022 | 1022-17F | Tier-3 | Tier-3---4 | 5--5 | 145 | 100% | 887.1334 | 95.91% | 3.733% | 0.3607% | 42.1153 | 0 | 0 | 42.1153 | 0 | 40.1752 | 47.713 | 0.84202 | 40.1752 | 47.713 | 0.84202 | 42.3218 | 50.2624 | 0.84202 | 4.747% | 0.10945 | 0.10403 | 8105.3609 | 1393.5381 | 301.1063 | 6410.7165 | 8122.6419 | 0 | 0 | 8122.6419 | 0.00884%
2026 | 1022 | 1022-26R | Tier-3 | Tier-3---15 | 4--4 | 5 | 100% | 67.2303 | 92.09% | 7.549% | 0.3574% | 3.0648 | 0 | 0 | 3.0648 | 0 | 2.9236 | 1.6453 | 1.777 | 2.9236 | 1.6453 | 1.777 | 3.0798 | 1.7332 | 1.777 | 4.559% | 0.092662 | 0.088075 | 725.545 | 109.1423 | 50.7298 | 565.6729 | 728.5325 | 0 | 0 | 728.5325 | 0.0006433%
2026 | 1022 | 1022-322R | Tier-3 | Tier-3---10 | 5--5 | 57 | 100% | 526.8683 | 92.1% | 7.447% | 0.4577% | 24.0185 | 0 | 0 | 24.0185 | 0 | 22.912 | 18.7561 | 1.2216 | 22.912 | 18.7561 | 1.2216 | 24.1362 | 19.7583 | 1.2216 | 4.559% | 0.10587 | 0.10063 | 4976.7569 | 830.1937 | 356.0985 | 3790.4647 | 4997.2437 | 0 | 0 | 4997.2437 | 0.005041%
2026 | 1023 | 1023-200R | Tier-2 | Tier-2---5 | 4--5 | 198 | 100% | 340.3967 | 93.71% | 5.554% | 0.7407% | 15.7891 | 0 | 0 | 15.7891 | 0 | 15.0617 | 65.1529 | 0.23117 | 15.0617 | 65.1529 | 0.23117 | 15.8665 | 68.6341 | 0.23117 | 4.638% | 0.083115 | 0.079 | 4095.5104 | 628.6418 | 234.4876 | 3232.381 | 4108.9353 | 0 | 0 | 4108.9353 | 0.003314%
2026 | 1023 | 1023-46AE | Tier-2 | Tier-2---2 | 5--5 | 886 | 100% | 1480.046 | 74.84% | 24.29% | 0.8655% | 54.8311 | 0 | 0 | 54.8311 | 0 | 52.3052 | 291.5429 | 0.17941 | 52.3052 | 291.5429 | 0.17941 | 55.0999 | 307.1204 | 0.17941 | 3.705% | 0.13914 | 0.13225 | 10637.4667 | 1301.0798 | 2440.2216 | 6896.1652 | 10776.8346 | 0 | 0 | 10776.8346 | 0.01151%
2026 | 1023 | 1023-48R | Tier-2 | Tier-2---5 | 5--5 | 587 | 100% | 664.4014 | 85.5% | 12.99% | 1.509% | 28.1206 | 0 | 0 | 28.1206 | 0 | 26.8252 | 193.1554 | 0.13888 | 26.8252 | 193.1554 | 0.13888 | 28.2585 | 203.4759 | 0.13888 | 4.232% | 0.12816 | 0.12182 | 5184.0424 | 718.5028 | 688.8951 | 3776.6445 | 5223.1761 | 0 | 0 | 5223.1761 | 0.005903%
2026 | 1023 | 1023-89R | Tier-2 | Tier-2---11 | 4--4 | 101 | 100% | 171.3673 | 58.84% | 39.57% | 1.585% | 4.9915 | 0 | 0 | 4.9915 | 0 | 4.7615 | 33.2346 | 0.14327 | 4.7615 | 33.2346 | 0.14327 | 5.0159 | 35.0103 | 0.14327 | 2.913% | 0.083403 | 0.079275 | 2054.6806 | 198.0279 | 761.6338 | 1095.0189 | 2098.7199 | 0 | 0 | 2098.7199 | 0.001048%
2026 | 1030 | 1030-1728R | Tier-3 | Tier-3---9 | 5--5 | 14 | 100% | 527.0422 | 83.47% | 16.25% | 0.2733% | 21.7771 | 0 | 0 | 21.7771 | 0 | 20.7739 | 4.6068 | 4.5094 | 20.7739 | 4.6068 | 4.5094 | 21.8838 | 4.8529 | 4.5094 | 4.132% | 0.23544 | 0.22379 | 2238.5434 | 326.4296 | 340.3101 | 1571.8036 | 2257.8096 | 0 | 0 | 2257.8096 | 0.004571%
2026 | 1030 | 1030-1777 | Tier-3 | Tier-3---5 | 5--5 | 117 | 100% | 1156.6044 | 85.87% | 13.79% | 0.3401% | 49.1606 | 0 | 0 | 49.1606 | 0 | 46.8959 | 38.4995 | 1.2181 | 46.8959 | 38.4995 | 1.2181 | 49.4016 | 40.5565 | 1.2181 | 4.25% | 0.24629 | 0.2341 | 4696.0317 | 680.3464 | 620.6467 | 3395.0386 | 4730.5949 | 0 | 0 | 4730.5949 | 0.01032%
2026 | 1030 | 1030-1823F | Tier-3 | Tier-3---13 | 5--5 | 50 | 100% | 202.5757 | 94.25% | 5.49% | 0.2586% | 9.4511 | 0 | 0 | 9.4511 | 0 | 9.0157 | 16.4528 | 0.54798 | 9.0157 | 16.4528 | 0.54798 | 9.4974 | 17.3319 | 0.54798 | 4.665% | 0.10605 | 0.1008 | 1910.1293 | 293.8795 | 98.2865 | 1517.9633 | 1915.8474 | 0 | 0 | 1915.8474 | 0.001984%
2026 | 1030 | 1030-18R | Tier-3 | Tier-3---7 | 5--5 | 307 | 100% | 693.6608 | 87.49% | 12.21% | 0.2965% | 30.0406 | 0 | 0 | 30.0406 | 0 | 28.6567 | 101.0199 | 0.28367 | 28.6567 | 101.0199 | 0.28367 | 30.1878 | 106.4176 | 0.28367 | 4.331% | 0.23843 | 0.22663 | 2909.3141 | 434.9069 | 331.8024 | 2142.6047 | 2928.2688 | 0 | 0 | 2928.2688 | 0.006306%
2026 | 1030 | 1030-20R | Tier-3 | Tier-3---3 | 5--5 | 298 | 100% | 2610.2797 | 91.86% | 7.744% | 0.3915% | 118.6968 | 0 | 0 | 118.6968 | 0 | 113.2286 | 98.0584 | 1.1547 | 113.2286 | 98.0584 | 1.1547 | 119.2786 | 103.2978 | 1.1547 | 4.547% | 0.28668 | 0.27249 | 9105.2413 | 1516.1831 | 664.7389 | 6924.3193 | 9143.8195 | 0 | 0 | 9143.8195 | 0.02491%
2026 | 1030 | 1030-42R | Tier-3 | Tier-3---3 | 5--5 | 474 | 100% | 2942.2545 | 85.79% | 13.83% | 0.3713% | 124.9524 | 0 | 0 | 124.9524 | 0 | 119.1961 | 155.9722 | 0.76421 | 119.1961 | 155.9722 | 0.76421 | 125.5649 | 164.306 | 0.76421 | 4.247% | 0.28228 | 0.2683 | 10423.3029 | 1628.0334 | 1345.6404 | 7449.6291 | 10500.4141 | 0 | 0 | 10500.4141 | 0.02623%
2026 | 1030 | 1030-989R | Tier-3 | Tier-3---3 | 5--5 | 159 | 100% | 3020.5785 | 92.73% | 6.883% | 0.3901% | 138.6439 | 0 | 0 | 138.6439 | 0 | 132.2569 | 52.3198 | 2.5279 | 132.2569 | 52.3198 | 2.5279 | 139.3235 | 55.1153 | 2.5279 | 4.59% | 0.30703 | 0.29183 | 9838.1975 | 1537.3198 | 631.4887 | 7669.389 | 9875.4617 | 0 | 0 | 9875.4617 | 0.0291%
2026 | 1039 | 1039-13 | Tier-2 | Tier-2---3 | 5--5 | 740 | 100% | 2056.5259 | 80.69% | 18.74% | 0.569% | 82.1418 | 0 | 0 | 82.1418 | 0 | 78.3577 | 243.5008 | 0.3218 | 78.3577 | 243.5008 | 0.3218 | 82.5445 | 256.5114 | 0.3218 | 3.994% | 0.1351 | 0.12841 | 15222.1821 | 2652.795 | 2719.3692 | 9850.0179 | 15375.2522 | 0 | 0 | 15375.2522 | 0.01724%
2026 | 1073 | 1073-872F | Tier-2 | Tier-2---20 | 3--2 | 49 | 100% | 7.9014 | 70.78% | 23.83% | 5.396% | 0.27682 | 0 | 0 | 0.27682 | 0 | 0.26407 | 16.1237 | 0.016377 | 0.26407 | 16.1237 | 0.016377 | 0.27817 | 16.9852 | 0.016377 | 3.503% | 0.018584 | 0.017664 | 425.1621 | 49.479 | 114.8811 | 260.802 | 431.6327 | 0 | 0 | 431.6327 | 5.81e-05%
2026 | 1073 | 1073-886F | Tier-2 | Tier-2---20 | 3--2 | 18 | 100% | 24.1814 | 4.506% | 95.04% | 0.4562% | 0.053933 | 0 | 0 | 0.053933 | 0 | 0.051448 | 5.923 | 0.0086862 | 0.051448 | 5.923 | 0.0086862 | 0.054197 | 6.2395 | 0.0086862 | 0.223% | 0.016776 | 0.015946 | 1441.409 | 12.0618 | 1249.7892 | 179.558 | 1513.0923 | 0 | 0 | 1513.0923 | 1.132e-05%
2026 | 1073 | 1073-887F | Tier-2 | Tier-2---21 | 3--1 | 2 | 100% | 4.8278 | 14.92% | 83.66% | 1.424% | 0.035654 | 0 | 0 | 0.035654 | 0 | 0.034012 | 0.65811 | 0.051681 | 0.034012 | 0.65811 | 0.051681 | 0.035829 | 0.69327 | 0.051681 | 0.7385% | 0.016639 | 0.015815 | 290.1481 | 7.5827 | 212.0226 | 70.5428 | 303.004 | 0 | 0 | 303.004 | 7.484e-06%
2026 | 1090 | 1090-1734 | Tier-3 | Tier-3---16 | 2--5 | 5 | 100% | 102.6812 | 94.73% | 4.077% | 1.193% | 4.8148 | 0 | 0 | 4.8148 | 0 | 4.593 | 1.6453 | 2.7916 | 4.593 | 1.6453 | 2.7916 | 4.8384 | 1.7332 | 2.7916 | 4.689% | 0.01345 | 0.012784 | 7634.5181 | 1203.6871 | 422.3196 | 6008.5114 | 7655.4733 | 0 | 0 | 7655.4733 | 0.001011%
2026 | 1090 | 1090-636R | Tier-3 | Tier-3---15 | 5--3 | 72 | 100% | 202.402 | 73% | 25.01% | 1.988% | 7.3141 | 0 | 0 | 7.3141 | 0 | 6.9771 | 23.692 | 0.29449 | 6.9771 | 23.692 | 0.29449 | 7.3499 | 24.9579 | 0.29449 | 3.614% | 0.38465 | 0.36561 | 526.2047 | 57.0359 | 118.3494 | 350.8194 | 533.603 | 0 | 0 | 533.603 | 0.001535%
2026 | 1090 | 1090-70F | Tier-2 | Tier-2---15 | 2--5 | 2 | 100% | 35.1863 | 53.14% | 45.71% | 1.154% | 0.92556 | 0 | 0 | 0.92556 | 0 | 0.88292 | 0.65811 | 1.3416 | 0.88292 | 0.65811 | 1.3416 | 0.93009 | 0.69327 | 1.3416 | 2.63% | 0.0083 | 0.0078891 | 4239.3083 | 364.6844 | 1853.0615 | 2021.5624 | 4342.7622 | 0 | 0 | 4342.7622 | 0.0001943%
2026 | 1090 | 1090-73F | Tier-3 | Tier-3---10 | 4--5 | 252 | 100% | 724.1417 | 96.98% | 2.008% | 1.013% | 34.7621 | 0 | 0 | 34.7621 | 0 | 33.1607 | 82.9219 | 0.3999 | 33.1607 | 82.9219 | 0.3999 | 34.9325 | 87.3525 | 0.3999 | 4.8% | 0.046754 | 0.044439 | 15488.4699 | 2874.558 | 442.3847 | 12171.5272 | 15512.8378 | 0 | 0 | 15512.8378 | 0.007297%
2026 | 1090 | 1090-74F | Tier-3 | Tier-3---10 | 4--5 | 260 | 100% | 595.9278 | 96.92% | 1.794% | 1.287% | 28.5897 | 0 | 0 | 28.5897 | 0 | 27.2726 | 85.5543 | 0.31878 | 27.2726 | 85.5543 | 0.31878 | 28.7298 | 90.1256 | 0.31878 | 4.798% | 0.045737 | 0.043473 | 13029.5603 | 2451.0895 | 420.5295 | 10157.9412 | 13050.4642 | 0 | 0 | 13050.4642 | 0.006001%
2026 | 1094 | 1094-35F | Tier-2 | Tier-2---7 | 3--5 | 214 | 100% | 314.0502 | 98.71% | 0% | 1.287% | 15.3455 | 0 | 0 | 15.3455 | 0 | 14.6385 | 70.4178 | 0.20788 | 14.6385 | 70.4178 | 0.20788 | 15.4207 | 74.1803 | 0.20788 | 4.886% | 0.020398 | 0.019388 | 15396.4279 | 2493.2081 | 249.741 | 12653.4788 | 15406.7451 | 0 | 0 | 15406.7451 | 0.003221%
2026 | 1094 | 1094-7 | Tier-2 | Tier-2---17 | 2--4 | 47 | 100% | 23.6343 | 95.14% | 0% | 4.857% | 1.1131 | 0 | 0 | 1.1131 | 0 | 1.0618 | 15.4656 | 0.068656 | 1.0618 | 15.4656 | 0.068656 | 1.1185 | 16.2919 | 0.068656 | 4.71% | 0.0065074 | 0.0061853 | 3631.9148 | 548.3695 | 294.63 | 2788.9153 | 3641.1014 | 0 | 0 | 3641.1014 | 0.0002336%
2026 | 1100 | 1100-1172R | Tier-2 | Tier-2---7 | 4--5 | 4 | 100% | 224.6699 | 96.97% | 2.526% | 0.5062% | 10.7839 | 0 | 0 | 10.7839 | 0 | 10.2871 | 1.3162 | 7.8156 | 10.2871 | 1.3162 | 7.8156 | 10.8368 | 1.3865 | 7.8156 | 4.8% | 0.080798 | 0.076798 | 2780.644 | 645.5698 | 68.3515 | 2066.7227 | 2785.0355 | 0 | 0 | 2785.0355 | 0.002264%
2026 | 1105 | 1105-1479 | Tier-2 | Tier-2---4 | 5--5 | 24 | 100% | 388.9465 | 99.2% | 0.3457% | 0.4512% | 19.0994 | 0 | 0 | 19.0994 | 0 | 18.2196 | 7.8973 | 2.3071 | 18.2196 | 7.8973 | 2.3071 | 19.1931 | 8.3193 | 2.3071 | 4.911% | 0.10556 | 0.10034 | 3684.559 | 828.8019 | 25.956 | 2829.8012 | 3686.0881 | 0 | 0 | 3686.0881 | 0.004009%
2026 | 1105 | 1105-1483 | Tier-2 | Tier-2---11 | 4--4 | 17 | 100% | 59.1581 | 61.98% | 37.43% | 0.5957% | 1.8149 | 0 | 0 | 1.8149 | 0 | 1.7313 | 5.5939 | 0.30949 | 1.7313 | 5.5939 | 0.30949 | 1.8238 | 5.8928 | 0.30949 | 3.068% | 0.063819 | 0.06066 | 926.9702 | 95.1212 | 282.7416 | 549.1075 | 945.3255 | 0 | 0 | 945.3255 | 0.0003809%
2026 | 1118 | 1118-1718F | Tier-2 | Tier-2---10 | 5--4 | 60 | 100% | 86.4712 | 94.68% | 4.653% | 0.67% | 4.0525 | 0 | 0 | 4.0525 | 0 | 3.8658 | 19.7433 | 0.1958 | 3.8658 | 19.7433 | 0.1958 | 4.0723 | 20.7982 | 0.1958 | 4.686% | 0.10781 | 0.10247 | 802.0788 | 148.072 | 34.1971 | 619.8097 | 804.3024 | 0 | 0 | 804.3024 | 0.0008506%
2026 | 1138 | 1138-6R | Tier-2 | Tier-2---5 | 5--5 | 840 | 100% | 1117.3657 | 63.79% | 34.95% | 1.264% | 35.2809 | 0 | 0 | 35.2809 | 0 | 33.6556 | 276.4063 | 0.12176 | 33.6556 | 276.4063 | 0.12176 | 35.4539 | 291.1751 | 0.12176 | 3.158% | 0.17153 | 0.16304 | 6514.2797 | 790.3405 | 2180.8634 | 3543.0757 | 6637.1286 | 0 | 0 | 6637.1286 | 0.007405%
2026 | 1162 | 1162-329R | Tier-2 | Tier-2---13 | 4--3 | 10 | 100% | 43.5602 | 84.31% | 12.05% | 3.642% | 1.8179 | 0 | 0 | 1.8179 | 0 | 1.7341 | 3.2906 | 0.527 | 1.7341 | 3.2906 | 0.527 | 1.8268 | 3.4664 | 0.527 | 4.173% | 0.070019 | 0.066553 | 622.1156 | 81.8972 | 81.6762 | 458.5422 | 627.1997 | 0 | 0 | 627.1997 | 0.0003816%
2026 | 1162 | 1162-363 | Tier-2 | Tier-2---13 | 4--3 | 2 | 100% | 41.7736 | 86.9% | 10.44% | 2.668% | 1.7968 | 0 | 0 | 1.7968 | 0 | 1.7141 | 0.65811 | 2.6045 | 1.7141 | 0.65811 | 2.6045 | 1.8056 | 0.69327 | 2.6045 | 4.301% | 0.064829 | 0.06162 | 644.3653 | 89.5043 | 68.646 | 486.215 | 648.7625 | 0 | 0 | 648.7625 | 0.0003772%
2026 | 1166 | 1166-15R | Tier-3 | Tier-3---11 | 5--5 | 45 | 100% | 528.031 | 87.26% | 12.17% | 0.5736% | 22.8075 | 0 | 0 | 22.8075 | 0 | 21.7568 | 14.8075 | 1.4693 | 21.7568 | 14.8075 | 1.4693 | 22.9193 | 15.5987 | 1.4693 | 4.319% | 0.19397 | 0.18436 | 2722.2863 | 390.5327 | 317.9476 | 2013.8061 | 2740.3485 | 0 | 0 | 2740.3485 | 0.004787%
2026 | 1166 | 1166-18R | Tier-3 | Tier-3---5 | 5--5 | 53 | 100% | 1129.6851 | 97.99% | 1.718% | 0.2919% | 54.7956 | 0 | 0 | 54.7956 | 0 | 52.2713 | 17.4399 | 2.9972 | 52.2713 | 17.4399 | 2.9972 | 55.0642 | 18.3718 | 2.9972 | 4.851% | 0.21365 | 0.20307 | 5287.5602 | 933.108 | 102.1782 | 4252.2741 | 5293.094 | 0 | 0 | 5293.094 | 0.0115%
2026 | 1166 | 1166-342R | Tier-3 | Tier-3---5 | 5--5 | 215 | 100% | 1306.4494 | 92.9% | 6.658% | 0.4418% | 60.0776 | 0 | 0 | 60.0776 | 0 | 57.3099 | 70.7469 | 0.81007 | 57.3099 | 70.7469 | 0.81007 | 60.3721 | 74.527 | 0.81007 | 4.599% | 0.21878 | 0.20795 | 5971.6251 | 888.1999 | 386.1133 | 4697.3119 | 5993.7061 | 0 | 0 | 5993.7061 | 0.01261%
2026 | 1215 | 1215-12R | Tier-3 | Tier-3---9 | 5--4 | 28 | 100% | 1149.8777 | 88.93% | 10.69% | 0.3802% | 50.6191 | 0 | 0 | 50.6191 | 0 | 48.2871 | 9.2135 | 5.2409 | 48.2871 | 9.2135 | 5.2409 | 50.8672 | 9.7058 | 5.2409 | 4.402% | 0.69907 | 0.66447 | 1644.8687 | 214.1134 | 166.723 | 1264.0324 | 1654.3499 | 0 | 0 | 1654.3499 | 0.01062%
2026 | 1215 | 1215-28R | Tier-3 | Tier-3---14 | 5--3 | 21 | 100% | 466.2657 | 75.31% | 24.3% | 0.3892% | 17.3819 | 0 | 0 | 17.3819 | 0 | 16.5811 | 6.9102 | 2.3995 | 16.5811 | 6.9102 | 2.3995 | 17.4671 | 7.2794 | 2.3995 | 3.728% | 0.66756 | 0.63451 | 698.4647 | 77.4157 | 150.4059 | 470.6431 | 707.4453 | 0 | 0 | 707.4453 | 0.003648%
2026 | 1215 | 1215-32R | Tier-3 | Tier-3---7 | 5--4 | 186 | 100% | 1677.0531 | 82.12% | 17.49% | 0.3917% | 68.1738 | 0 | 0 | 68.1738 | 0 | 65.0332 | 61.2043 | 1.0626 | 65.0332 | 61.2043 | 1.0626 | 68.508 | 64.4745 | 1.0626 | 4.065% | 0.68132 | 0.6476 | 2461.4685 | 295.8109 | 389.7657 | 1775.8918 | 2484.3845 | 0 | 0 | 2484.3845 | 0.01431%
2026 | 1233 | 1233-259R | Tier-3 | Tier-3---16 | 5--4 | 75 | 100% | 252.1704 | 91.31% | 7.348% | 1.341% | 11.3978 | 0 | 0 | 11.3978 | 0 | 10.8727 | 24.6791 | 0.44056 | 10.8727 | 24.6791 | 0.44056 | 11.4536 | 25.9978 | 0.44056 | 4.52% | 0.12749 | 0.12118 | 1978.0181 | 293.7888 | 180.7034 | 1503.5259 | 1986.9694 | 0 | 0 | 1986.9694 | 0.002392%
2026 | 1233 | 1233-585R | Tier-3 | Tier-3---12 | 5--5 | 117 | 100% | 496.1989 | 88.91% | 10.23% | 0.8642% | 21.8376 | 0 | 0 | 21.8376 | 0 | 20.8316 | 38.4995 | 0.54109 | 20.8316 | 38.4995 | 0.54109 | 21.9446 | 40.5565 | 0.54109 | 4.401% | 0.12988 | 0.12345 | 3820.3589 | 569.6038 | 386.1666 | 2864.5885 | 3842.4262 | 0 | 0 | 3842.4262 | 0.004584%
2026 | 1233 | 1233-587R | Tier-3 | Tier-3---13 | 5--5 | 246 | 100% | 468.3326 | 86.93% | 12.01% | 1.054% | 20.1536 | 0 | 0 | 20.1536 | 0 | 19.2252 | 80.9476 | 0.2375 | 19.2252 | 80.9476 | 0.2375 | 20.2524 | 85.2727 | 0.2375 | 4.303% | 0.13489 | 0.12821 | 3472.0209 | 495.7254 | 420.8281 | 2555.4674 | 3495.6448 | 0 | 0 | 3495.6448 | 0.00423%
2026 | 1233 | 1233-589R | Tier-3 | Tier-3---16 | 5--4 | 35 | 100% | 204.2414 | 92.81% | 6.245% | 0.9483% | 9.3828 | 0 | 0 | 9.3828 | 0 | 8.9505 | 11.5169 | 0.77716 | 8.9505 | 11.5169 | 0.77716 | 9.4288 | 12.1323 | 0.77716 | 4.594% | 0.11751 | 0.11169 | 1738.0856 | 257.6679 | 107.3811 | 1373.0366 | 1744.5963 | 0 | 0 | 1744.5963 | 0.001969%
2026 | 1233 | 1233-591R | Tier-3 | Tier-3---12 | 5--5 | 94 | 100% | 575.4654 | 90.21% | 8.957% | 0.8354% | 25.6963 | 0 | 0 | 25.6963 | 0 | 24.5125 | 30.9312 | 0.79248 | 24.5125 | 30.9312 | 0.79248 | 25.8222 | 32.5839 | 0.79248 | 4.465% | 0.13142 | 0.12491 | 4378.9662 | 686.8056 | 385.5684 | 3306.5923 | 4401.2964 | 0 | 0 | 4401.2964 | 0.005394%
2026 | 1242 | 1242-1079R | Tier-2 | Tier-2---12 | 2--5 | 2 | 100% | 62.7006 | 97.78% | 0% | 2.22% | 3.0348 | 0 | 0 | 3.0348 | 0 | 2.895 | 0.65811 | 4.3989 | 2.895 | 0.65811 | 4.3989 | 3.0497 | 0.69327 | 4.3989 | 4.84% | 0.0067316 | 0.0063984 | 9314.3707 | 3724.1415 | 317.0899 | 5273.1393 | 9325.1374 | 0 | 0 | 9325.1374 | 0.000637%
2026 | 1242 | 1242-1084 | Tier-2 | Tier-2---12 | 2--5 | 17 | 100% | 67.671 | 98.5% | 0% | 1.502% | 3.2994 | 0 | 0 | 3.2994 | 0 | 3.1474 | 5.5939 | 0.56264 | 3.1474 | 5.5939 | 0.56264 | 3.3156 | 5.8928 | 0.56264 | 4.876% | 0.005996 | 0.0056992 | 11286.0292 | 3154.1305 | 158.2746 | 7973.6241 | 11294.8588 | 0 | 0 | 11294.8588 | 0.0006925%
2026 | 1243 | 1243-319R | Tier-2 | Tier-2---9 | 4--4 | 55 | 100% | 157.976 | 95.24% | 3.794% | 0.9624% | 7.4479 | 0 | 0 | 7.4479 | 0 | 7.1048 | 18.098 | 0.39257 | 7.1048 | 18.098 | 0.39257 | 7.4844 | 19.065 | 0.39257 | 4.715% | 0.081051 | 0.077039 | 1949.0936 | 286.756 | 79.621 | 1582.7166 | 1953.9216 | 0 | 0 | 1953.9216 | 0.001563%
2026 | 1243 | 1243-38R | Tier-2 | Tier-2---16 | 4--3 | 9 | 100% | 20.6467 | 96.08% | 2.766% | 1.159% | 0.9819 | 0 | 0 | 0.9819 | 0 | 0.93666 | 2.9615 | 0.31628 | 0.93666 | 2.9615 | 0.31628 | 0.98671 | 3.1197 | 0.31628 | 4.756% | 0.072591 | 0.068997 | 284.4264 | 43.4839 | 9.2234 | 231.7191 | 285.0078 | 0 | 0 | 285.0078 | 0.0002061%
2026 | 1243 | 1243-45R | Tier-2 | Tier-2---7 | 4--5 | 33 | 100% | 254.5086 | 93.11% | 5.994% | 0.8952% | 11.7303 | 0 | 0 | 11.7303 | 0 | 11.1899 | 10.8588 | 1.0305 | 11.1899 | 10.8588 | 1.0305 | 11.7878 | 11.439 | 1.0305 | 4.609% | 0.087615 | 0.083278 | 2904.8382 | 427.4889 | 168.1582 | 2309.191 | 2915.2597 | 0 | 0 | 2915.2597 | 0.002462%
2026 | 1250 | 1250-27R | Tier-2 | Tier-2---6 | 5--5 | 63 | 100% | 986.6118 | 55.72% | 43.98% | 0.301% | 27.2133 | 0 | 0 | 27.2133 | 0 | 25.9596 | 20.7305 | 1.2522 | 25.9596 | 20.7305 | 1.2522 | 27.3467 | 21.8381 | 1.2522 | 2.758% | 0.097369 | 0.09255 | 10132.6684 | 1217.1368 | 4251.8401 | 4663.6915 | 10366.316 | 0 | 0 | 10366.316 | 0.005712%
2026 | 1250 | 1250-671R | Tier-2 | Tier-2---6 | 4--5 | 25 | 100% | 929.0776 | 60.83% | 39% | 0.1645% | 27.9762 | 0 | 0 | 27.9762 | 0 | 26.6874 | 8.2264 | 3.2441 | 26.6874 | 8.2264 | 3.2441 | 28.1134 | 8.6659 | 3.2441 | 3.011% | 0.09205 | 0.087494 | 10093.1841 | 1136.9369 | 3676.6867 | 5279.5604 | 10299.0635 | 0 | 0 | 10299.0635 | 0.005872%
2026 | 1250 | 1250-677R | Tier-2 | Tier-2---3 | 5--5 | 335 | 100% | 1140.8126 | 92.57% | 6.885% | 0.545% | 52.2747 | 0 | 0 | 52.2747 | 0 | 49.8666 | 110.2335 | 0.45237 | 49.8666 | 110.2335 | 0.45237 | 52.531 | 116.1234 | 0.45237 | 4.582% | 0.11659 | 0.11081 | 9785.2264 | 1563.6458 | 667.8739 | 7553.7067 | 9823.0868 | 0 | 0 | 9823.0868 | 0.01097%
2026 | 1250 | 1250-8R | Tier-2 | Tier-2---4 | 4--5 | 91 | 100% | 384.7428 | 82.72% | 16.59% | 0.6903% | 15.7538 | 0 | 0 | 15.7538 | 0 | 15.0281 | 29.944 | 0.50187 | 15.0281 | 29.944 | 0.50187 | 15.831 | 31.544 | 0.50187 | 4.095% | 0.092289 | 0.08772 | 4168.9089 | 570.5627 | 668.7462 | 2929.6001 | 4206.4253 | 0 | 0 | 4206.4253 | 0.003307%
2026 | 1458 | 1458-1056 | Tier-2 | Tier-2---11 | 5--3 | 35 | 100% | 79.604 | 49.93% | 49.51% | 0.5563% | 1.9674 | 0 | 0 | 1.9674 | 0 | 1.8768 | 11.5169 | 0.16296 | 1.8768 | 11.5169 | 0.16296 | 1.9771 | 12.1323 | 0.16296 | 2.472% | 0.13508 | 0.12839 | 589.3284 | 48.7394 | 264.1575 | 276.4315 | 604.6953 | 0 | 0 | 604.6953 | 0.000413%
2026 | 1458 | 1458-1058F | Tier-3 | Tier-3---13 | 5--5 | 8 | 100% | 533.9366 | 37.36% | 62.45% | 0.1834% | 9.8751 | 0 | 0 | 9.8751 | 0 | 9.4201 | 2.6324 | 3.5785 | 9.4201 | 2.6324 | 3.5785 | 9.9235 | 2.7731 | 3.5785 | 1.849% | 0.13833 | 0.13149 | 3859.7922 | 265.8584 | 2184.7015 | 1409.2323 | 3985.6981 | 0 | 0 | 3985.6981 | 0.002073%
2026 | 1458 | 1458-1061 | Tier-2 | Tier-2---5 | 5--5 | 101 | 100% | 412.6338 | 86.27% | 13.38% | 0.3514% | 17.621 | 0 | 0 | 17.621 | 0 | 16.8092 | 33.2346 | 0.50577 | 16.8092 | 33.2346 | 0.50577 | 17.7074 | 35.0103 | 0.50577 | 4.27% | 0.14228 | 0.13523 | 2900.2061 | 586.2064 | 364.6762 | 1949.3235 | 2920.9434 | 0 | 0 | 2920.9434 | 0.003699%
2026 | 1458 | 1458-1075F | Tier-3 | Tier-3---20 | 1--5 | 4 | 100% | 5.049 | 99.29% | 0% | 0.71% | 0.24815 | 0 | 0 | 0.24815 | 0 | 0.23672 | 1.3162 | 0.17985 | 0.23672 | 1.3162 | 0.17985 | 0.24937 | 1.3865 | 0.17985 | 4.915% | 0.00013 | 0.00012356 | 38838.3667 | 6319.0217 | 320.6643 | 32198.6807 | 38852.7263 | 0 | 0 | 38852.7263 | 5.209e-05%
2026 | 1458 | 1458-1115F | Tier-2 | Tier-2---18 | 4--2 | 14 | 100% | 65.1969 | 0% | 100% | 0% | 0 | 0 | 0 | 0 | 0 | 0 | 4.6068 | 0 | 0 | 4.6068 | 0 | 0 | 4.8529 | 0 | 0% | 0.091242 | 0.086726 | 714.5495 | 1.4118 | 564.5507 | 148.587 | 751.7617 | 0 | 0 | 751.7617 | 0%
2026 | 1458 | 1458-1117F | Tier-2 | Tier-2---16 | 4--2 | 8 | 100% | 136.3317 | 0% | 100% | 0% | 0 | 0 | 0 | 0 | 0 | 0 | 2.6324 | 0 | 0 | 2.6324 | 0 | 0 | 2.7731 | 0 | 0% | 0.091116 | 0.086606 | 1496.247 | 1.9882 | 1350.0391 | 144.2196 | 1574.1683 | 0 | 0 | 1574.1683 | 0%
2026 | 1458 | 1458-1131R | Tier-3 | Tier-3---4 | 5--5 | 58 | 100% | 1406.6624 | 89.91% | 9.875% | 0.2137% | 62.6052 | 0 | 0 | 62.6052 | 0 | 59.7211 | 19.0852 | 3.1292 | 59.7211 | 19.0852 | 3.1292 | 62.9121 | 20.1049 | 3.1292 | 4.451% | 0.15941 | 0.15152 | 8824.2343 | 1339.2018 | 802.9411 | 6682.0914 | 8870.5956 | 0 | 0 | 8870.5956 | 0.01314%
2026 | 1458 | 1458-456F | Tier-2 | Tier-2---16 | 4--3 | 7 | 100% | 120.5031 | 4.551% | 95.42% | 0.02562% | 0.27144 | 0 | 0 | 0.27144 | 0 | 0.25894 | 2.3034 | 0.11242 | 0.25894 | 2.3034 | 0.11242 | 0.27277 | 2.4265 | 0.11242 | 0.2253% | 0.091761 | 0.087218 | 1313.2339 | 11.3935 | 1113.5701 | 188.2703 | 1378.5121 | 0 | 0 | 1378.5121 | 5.698e-05%
2026 | 1458 | 1458-519 | Tier-2 | Tier-2---17 | 1--5 | 1 | 100% | 7.6147 | 99.51% | 0% | 0.4892% | 0.37508 | 0 | 0 | 0.37508 | 0 | 0.3578 | 0.32906 | 1.0874 | 0.3578 | 0.32906 | 1.0874 | 0.37692 | 0.34664 | 1.0874 | 4.926% | 0.000217 | 0.00020626 | 35090.7714 | 5636.6246 | 740.6939 | 28713.4529 | 35099.7115 | 0 | 0 | 35099.7115 | 7.873e-05%
2026 | 1458 | 1458-565R | Tier-3 | Tier-3---6 | 5--5 | 151 | 100% | 865.4889 | 93.04% | 6.555% | 0.3997% | 39.862 | 0 | 0 | 39.862 | 0 | 38.0257 | 49.6873 | 0.7653 | 38.0257 | 49.6873 | 0.7653 | 40.0574 | 52.3422 | 0.7653 | 4.606% | 0.15819 | 0.15036 | 5471.15 | 831.2842 | 343.7471 | 4296.1187 | 5490.9667 | 0 | 0 | 5490.9667 | 0.008367%
2026 | 1458 | 1458-601R | Tier-3 | Tier-3---2 | 5--5 | 444 | 100% | 3446.9071 | 93.23% | 6.468% | 0.3015% | 159.0724 | 0 | 0 | 159.0724 | 0 | 151.7442 | 146.1005 | 1.0386 | 151.7442 | 146.1005 | 1.0386 | 159.8521 | 153.9068 | 1.0386 | 4.615% | 0.20421 | 0.1941 | 16878.9798 | 3452.9233 | 1062.0214 | 12364.0351 | 16938.4814 | 0 | 0 | 16938.4814 | 0.03339%
2026 | 1525 | 1525-23R | Tier-2 | Tier-2---20 | 4--1 | 4 | 100% | 2.2492 | 62.24% | 25.04% | 12.72% | 0.069291 | 0 | 0 | 0.069291 | 0 | 0.066099 | 1.3162 | 0.050219 | 0.066099 | 1.3162 | 0.050219 | 0.069631 | 1.3865 | 0.050219 | 3.081% | 0.032823 | 0.031198 | 68.526 | 7.5628 | 21.4776 | 39.4855 | 69.8736 | 0 | 0 | 69.8736 | 1.454e-05%
2026 | 157 | 157-165R | Tier-3 | Tier-3---18 | 5--2 | 42 | 100% | 161.4875 | 68.83% | 29.58% | 1.593% | 5.5019 | 0 | 0 | 5.5019 | 0 | 5.2485 | 13.8203 | 0.37977 | 5.2485 | 13.8203 | 0.37977 | 5.5289 | 14.5588 | 0.37977 | 3.407% | 0.28262 | 0.26863 | 571.4006 | 45.3664 | 164.9781 | 361.0561 | 580.6762 | 0 | 0 | 580.6762 | 0.001155%
2026 | 157 | 157-189R | Tier-3 | Tier-3---9 | 5--4 | 319 | 100% | 1466.7959 | 72.32% | 26.57% | 1.114% | 52.5064 | 0 | 0 | 52.5064 | 0 | 50.0876 | 104.9686 | 0.47717 | 50.0876 | 104.9686 | 0.47717 | 52.7638 | 110.5772 | 0.47717 | 3.58% | 0.3705 | 0.35216 | 3959.0061 | 404.1268 | 974.6501 | 2580.2292 | 4016.0828 | 0 | 0 | 4016.0828 | 0.01102%
2026 | 157 | 157-1928R | Tier-3 | Tier-3---11 | 5--4 | 26 | 100% | 379.4778 | 92.67% | 6.848% | 0.4867% | 17.4064 | 0 | 0 | 17.4064 | 0 | 16.6045 | 8.5554 | 1.9408 | 16.6045 | 8.5554 | 1.9408 | 17.4917 | 9.0126 | 1.9408 | 4.587% | 0.2812 | 0.26728 | 1349.4751 | 199.7127 | 87.7056 | 1062.0567 | 1354.6297 | 0 | 0 | 1354.6297 | 0.003654%
2026 | 157 | 157-204R | Tier-3 | Tier-3---11 | 5--4 | 61 | 100% | 728.9999 | 94.73% | 4.338% | 0.9356% | 34.1826 | 0 | 0 | 34.1826 | 0 | 32.6079 | 20.0724 | 1.6245 | 32.6079 | 20.0724 | 1.6245 | 34.3502 | 21.1449 | 1.6245 | 4.689% | 0.32777 | 0.31154 | 2224.1461 | 315.248 | 151.9679 | 1756.9302 | 2230.254 | 0 | 0 | 2230.254 | 0.007175%
2026 | 157 | 157-232R | Tier-3 | Tier-3---11 | 5--4 | 124 | 100% | 737.6356 | 80.19% | 18.85% | 0.9654% | 29.2782 | 0 | 0 | 29.2782 | 0 | 27.9294 | 40.8028 | 0.6845 | 27.9294 | 40.8028 | 0.6845 | 29.4217 | 42.983 | 0.6845 | 3.969% | 0.32167 | 0.30575 | 2293.1426 | 264.1373 | 427.4504 | 1601.5549 | 2316.8052 | 0 | 0 | 2316.8052 | 0.006146%
2026 | 157 | 157-257R | Tier-3 | Tier-3---14 | 5--4 | 208 | 100% | 854.144 | 56.45% | 41.98% | 1.572% | 23.8658 | 0 | 0 | 23.8658 | 0 | 22.7664 | 68.4435 | 0.33263 | 22.7664 | 68.4435 | 0.33263 | 23.9828 | 72.1005 | 0.33263 | 2.794% | 0.36686 | 0.3487 | 2328.2535 | 169.8306 | 913.7375 | 1244.6854 | 2381.0619 | 0 | 0 | 2381.0619 | 0.005009%
2026 | 157 | 157-273R | Tier-3 | Tier-3---14 | 5--4 | 114 | 100% | 480.7998 | 81.05% | 17.89% | 1.052% | 19.2905 | 0 | 0 | 19.2905 | 0 | 18.4019 | 37.5123 | 0.49056 | 18.4019 | 37.5123 | 0.49056 | 19.3851 | 39.5166 | 0.49056 | 4.012% | 0.32295 | 0.30696 | 1488.7712 | 174.3464 | 278.1483 | 1036.2764 | 1503.4603 | 0 | 0 | 1503.4603 | 0.004049%
2026 | 157 | 157-81R | Tier-3 | Tier-3---3 | 5--5 | 323 | 100% | 2882.5826 | 80.96% | 18.44% | 0.5996% | 115.514 | 0 | 0 | 115.514 | 0 | 110.1925 | 106.2848 | 1.0368 | 110.1925 | 106.2848 | 1.0368 | 116.0803 | 111.9638 | 1.0368 | 4.007% | 0.38414 | 0.36512 | 7504.0834 | 990.345 | 1294.8297 | 5218.9087 | 7578.5076 | 0 | 0 | 7578.5076 | 0.02425%
2026 | 175 | 175-2024R | Tier-2 | Tier-2---5 | 5--5 | 419 | 100% | 563.0882 | 93.71% | 5.71% | 0.5784% | 26.1201 | 0 | 0 | 26.1201 | 0 | 24.9168 | 137.8741 | 0.18072 | 24.9168 | 137.8741 | 0.18072 | 26.2481 | 145.2409 | 0.18072 | 4.639% | 0.19114 | 0.18168 | 2945.925 | 621.2029 | 162.2415 | 2162.4806 | 2955.5726 | 0 | 0 | 2955.5726 | 0.005483%
2026 | 175 | 175-24R | Tier-2 | Tier-2---8 | 5--4 | 53 | 100% | 1055.746 | 27.96% | 71.78% | 0.2605% | 14.6103 | 0 | 0 | 14.6103 | 0 | 13.9373 | 17.4399 | 0.79916 | 13.9373 | 17.4399 | 0.79916 | 14.6819 | 18.3718 | 0.79916 | 1.384% | 0.17491 | 0.16625 | 6035.8973 | 385.7406 | 3993.7328 | 1656.4239 | 6262.3539 | 0 | 0 | 6262.3539 | 0.003067%
2026 | 175 | 175-64R | Tier-3 | Tier-3---11 | 5--5 | 166 | 100% | 731.7191 | 85.48% | 13.53% | 0.984% | 30.9619 | 0 | 0 | 30.9619 | 0 | 29.5356 | 54.6232 | 0.54072 | 29.5356 | 54.6232 | 0.54072 | 31.1137 | 57.5417 | 0.54072 | 4.231% | 0.20232 | 0.19231 | 3616.5854 | 555.855 | 463.329 | 2597.4013 | 3643.9277 | 0 | 0 | 3643.9277 | 0.006499%
2026 | 175 | 175-90R | Tier-3 | Tier-3---9 | 5--5 | 248 | 100% | 894.6693 | 80.29% | 18.79% | 0.921% | 35.5586 | 0 | 0 | 35.5586 | 0 | 33.9204 | 81.6057 | 0.41566 | 33.9204 | 81.6057 | 0.41566 | 35.7329 | 85.966 | 0.41566 | 3.974% | 0.20491 | 0.19477 | 4366.1148 | 584.0624 | 757.6208 | 3024.4316 | 4410.9247 | 0 | 0 | 4410.9247 | 0.007464%
2026 | 175 | 175-94R | Tier-2 | Tier-2---10 | 5--4 | 143 | 100% | 275.6722 | 39.95% | 59.59% | 0.4576% | 5.4519 | 0 | 0 | 5.4519 | 0 | 5.2007 | 47.0549 | 0.11052 | 5.2007 | 47.0549 | 0.11052 | 5.4786 | 49.5691 | 0.11052 | 1.978% | 0.16555 | 0.15736 | 1665.1861 | 117.2564 | 895.8047 | 652.125 | 1717.2587 | 0 | 0 | 1717.2587 | 0.001144%
2026 | 176 | 176-161R | Tier-3 | Tier-3---5 | 5--5 | 96 | 100% | 1442.7596 | 90.39% | 9.157% | 0.4576% | 64.5504 | 0 | 0 | 64.5504 | 0 | 61.5767 | 31.5893 | 1.9493 | 61.5767 | 31.5893 | 1.9493 | 64.8669 | 33.2772 | 1.9493 | 4.474% | 0.22417 | 0.21307 | 6436.0353 | 957.8537 | 605.899 | 4872.2826 | 6468.2597 | 0 | 0 | 6468.2597 | 0.01355%
2026 | 176 | 176-164R | Tier-3 | Tier-3---11 | 5--5 | 63 | 100% | 613.402 | 87.29% | 12.01% | 0.6968% | 26.5055 | 0 | 0 | 26.5055 | 0 | 25.2844 | 20.7305 | 1.2197 | 25.2844 | 20.7305 | 1.2197 | 26.6354 | 21.8381 | 1.2197 | 4.321% | 0.20727 | 0.19701 | 2959.4233 | 422.7131 | 329.6607 | 2207.0495 | 2979.0056 | 0 | 0 | 2979.0056 | 0.005564%
2026 | 176 | 176-1834R | Tier-3 | Tier-3---5 | 5--5 | 234 | 100% | 1527.634 | 81.51% | 17.94% | 0.5573% | 61.6342 | 0 | 0 | 61.6342 | 0 | 58.7948 | 76.9989 | 0.76358 | 58.7948 | 76.9989 | 0.76358 | 61.9363 | 81.1131 | 0.76358 | 4.035% | 0.23205 | 0.22056 | 6583.3295 | 1087.0711 | 1168.7765 | 4327.4819 | 6646.7304 | 0 | 0 | 6646.7304 | 0.01294%
2026 | 176 | 176-1836R | Tier-2 | Tier-2---11 | 5--3 | 19 | 100% | 176.1999 | 27.39% | 72.07% | 0.5367% | 2.389 | 0 | 0 | 2.389 | 0 | 2.2789 | 6.252 | 0.36451 | 2.2789 | 6.252 | 0.36451 | 2.4007 | 6.5861 | 0.36451 | 1.356% | 0.10638 | 0.10111 | 1656.3379 | 87.619 | 1121.6433 | 447.0755 | 1718.9695 | 0 | 0 | 1718.9695 | 0.0005015%
2026 | 176 | 176-1845R | Tier-3 | Tier-3---11 | 5--5 | 62 | 100% | 550.3123 | 86.34% | 12.77% | 0.8885% | 23.5203 | 0 | 0 | 23.5203 | 0 | 22.4368 | 20.4014 | 1.0998 | 22.4368 | 20.4014 | 1.0998 | 23.6356 | 21.4915 | 1.0998 | 4.274% | 0.20978 | 0.19939 | 2623.3078 | 370.7068 | 320.9781 | 1931.6229 | 2641.9652 | 0 | 0 | 2641.9652 | 0.004937%
2026 | 176 | 176-194R | Tier-3 | Tier-3---9 | 5--5 | 95 | 100% | 677.779 | 83.64% | 15.51% | 0.8494% | 28.061 | 0 | 0 | 28.061 | 0 | 26.7683 | 31.2602 | 0.85631 | 26.7683 | 31.2602 | 0.85631 | 28.1986 | 32.9305 | 0.85631 | 4.14% | 0.21542 | 0.20476 | 3146.314 | 445.8846 | 458.0112 | 2242.4182 | 3173.1215 | 0 | 0 | 3173.1215 | 0.00589%
2026 | 176 | 176-197F | Tier-3 | Tier-3---5 | 5--5 | 299 | 100% | 1901.6652 | 78.35% | 21.16% | 0.4918% | 73.7557 | 0 | 0 | 73.7557 | 0 | 70.358 | 98.3875 | 0.71511 | 70.358 | 98.3875 | 0.71511 | 74.1173 | 103.6445 | 0.71511 | 3.878% | 0.23242 | 0.22091 | 8182.1472 | 1427.4932 | 1620.6818 | 5133.9723 | 8274.3863 | 0 | 0 | 8274.3863 | 0.01548%
2026 | 176 | 176-200F | Tier-3 | Tier-3---15 | 5--4 | 5 | 100% | 342.7574 | 49.83% | 49.91% | 0.2576% | 8.4543 | 0 | 0 | 8.4543 | 0 | 8.0648 | 1.6453 | 4.9018 | 8.0648 | 1.6453 | 4.9018 | 8.4958 | 1.7332 | 4.9018 | 2.467% | 0.18529 | 0.17612 | 1849.8169 | 153.4619 | 845.5193 | 850.8357 | 1898.1484 | 0 | 0 | 1898.1484 | 0.001775%
2026 | 177 | 177-955 | Tier-2 | Tier-2---5 | 5--5 | 11 | 100% | 950.0511 | 33.62% | 66.04% | 0.3363% | 15.8108 | 0 | 0 | 15.8108 | 0 | 15.0824 | 3.6196 | 4.1669 | 15.0824 | 3.6196 | 4.1669 | 15.8883 | 3.813 | 4.1669 | 1.664% | 0.11726 | 0.11145 | 8102.2285 | 665.4806 | 4864.4056 | 2572.3423 | 8382.3153 | 0 | 0 | 8382.3153 | 0.003319%
2026 | 178 | 178-968AE | Tier-2 | Tier-2---18 | 3--3 | 1 | 100% | 15.4322 | 73.56% | 0% | 26.44% | 0.56191 | 0 | 0 | 0.56191 | 0 | 0.53603 | 0.32906 | 1.629 | 0.53603 | 0.32906 | 1.629 | 0.56467 | 0.34664 | 1.629 | 3.641% | 0.018466 | 0.017552 | 835.6994 | 94.2014 | 379.7988 | 361.6992 | 847.2069 | 0 | 0 | 847.2069 | 0.0001179%
2026 | 182 | 182-2240F | Tier-2 | Tier-2---2 | 5--5 | 357 | 100% | 1849.4802 | 64.04% | 35.59% | 0.3658% | 58.6279 | 0 | 0 | 58.6279 | 0 | 55.9271 | 117.4727 | 0.47609 | 55.9271 | 117.4727 | 0.47609 | 58.9153 | 123.7494 | 0.47609 | 3.17% | 0.1455 | 0.1383 | 12710.8197 | 2473.4049 | 4337.8066 | 5899.6082 | 12948.8593 | 0 | 0 | 12948.8593 | 0.01231%
2026 | 182 | 182-2250 | Tier-2 | Tier-2---8 | 5--5 | 5 | 100% | 188.3209 | 97.39% | 2.141% | 0.4657% | 9.0789 | 0 | 0 | 9.0789 | 0 | 8.6607 | 1.6453 | 5.264 | 8.6607 | 1.6453 | 5.264 | 9.1234 | 1.7332 | 5.264 | 4.821% | 0.10496 | 0.099761 | 1794.2707 | 286.1267 | 42.0773 | 1466.0666 | 1796.7063 | 0 | 0 | 1796.7063 | 0.001906%
2026 | 182 | 182-2252R | Tier-2 | Tier-2---5 | 5--5 | 208 | 100% | 437.4034 | 92.58% | 6.861% | 0.5557% | 20.0457 | 0 | 0 | 20.0457 | 0 | 19.1223 | 68.4435 | 0.27939 | 19.1223 | 68.4435 | 0.27939 | 20.144 | 72.1005 | 0.27939 | 4.583% | 0.11307 | 0.10747 | 3868.3889 | 593.9237 | 259.5961 | 3014.8691 | 3883.3295 | 0 | 0 | 3883.3295 | 0.004208%
2026 | 182 | 182-2254R | Tier-2 | Tier-2---11 | 5--4 | 4 | 100% | 74.8792 | 92.6% | 6.527% | 0.8705% | 3.4323 | 0 | 0 | 3.4323 | 0 | 3.2742 | 1.3162 | 2.4876 | 3.2742 | 1.3162 | 2.4876 | 3.4492 | 1.3865 | 2.4876 | 4.584% | 0.10223 | 0.097167 | 732.4796 | 113.3566 | 46.859 | 572.264 | 735.3014 | 0 | 0 | 735.3014 | 0.0007205%
2026 | 183 | 183-439 | Tier-2 | Tier-2---14 | 3--5 | 26 | 100% | 138.4322 | 24.55% | 74.86% | 0.5956% | 1.6821 | 0 | 0 | 1.6821 | 0 | 1.6046 | 8.5554 | 0.18756 | 1.6046 | 8.5554 | 0.18756 | 1.6904 | 9.0126 | 0.18756 | 1.215% | 0.018422 | 0.01751 | 7514.4213 | 312.7649 | 5165.0291 | 2036.6274 | 7809.6923 | 0 | 0 | 7809.6923 | 0.0003531%
2026 | 183 | 183-440 | Tier-2 | Tier-2---12 | 3--5 | 87 | 100% | 173.9797 | 32.16% | 66.62% | 1.222% | 2.7698 | 0 | 0 | 2.7698 | 0 | 2.6422 | 28.6278 | 0.092296 | 2.6422 | 28.6278 | 0.092296 | 2.7834 | 30.1574 | 0.092296 | 1.592% | 0.025335 | 0.024081 | 6867.059 | 365.5871 | 4285.7066 | 2215.7653 | 7109.6613 | 0 | 0 | 7109.6613 | 0.0005814%
2026 | 185 | 185-51F | Tier-2 | Tier-2---7 | 4--5 | 254 | 100% | 390.6047 | 65.18% | 33.32% | 1.503% | 12.602 | 0 | 0 | 12.602 | 0 | 12.0214 | 83.58 | 0.14383 | 12.0214 | 83.58 | 0.14383 | 12.6637 | 88.0458 | 0.14383 | 3.226% | 0.048222 | 0.045835 | 8100.2023 | 1032.7815 | 2609.1587 | 4458.2621 | 8247.0995 | 0 | 0 | 8247.0995 | 0.002645%
2026 | 197 | 197-1155F | Tier-2 | Tier-2---21 | 1--4 | 14 | 100% | 2.6346 | 91.13% | 0% | 8.87% | 0.11884 | 0 | 0 | 0.11884 | 0 | 0.11337 | 4.6068 | 0.024609 | 0.11337 | 4.6068 | 0.024609 | 0.11943 | 4.8529 | 0.024609 | 4.511% | 0.0010316 | 0.00098054 | 2553.8632 | 379.4847 | 234.4628 | 1939.9157 | 2565.6607 | 0 | 0 | 2565.6607 | 2.495e-05%
2026 | 198 | 198-37R | Tier-2 | Tier-2---9 | 4--5 | 21 | 100% | 225.7204 | 81.18% | 16.94% | 1.877% | 9.0709 | 0 | 0 | 9.0709 | 0 | 8.653 | 6.9102 | 1.2522 | 8.653 | 6.9102 | 1.2522 | 9.1153 | 7.2794 | 1.2522 | 4.019% | 0.030671 | 0.029153 | 7359.4074 | 2410.2174 | 1700.5946 | 3248.5954 | 7431.5203 | 0 | 0 | 7431.5203 | 0.001904%
2026 | 204 | 204-32R | Tier-2 | Tier-2---11 | 4--4 | 38 | 100% | 174.7993 | 90.03% | 3.465% | 6.507% | 7.7897 | 0 | 0 | 7.7897 | 0 | 7.4309 | 12.5041 | 0.59427 | 7.4309 | 12.5041 | 0.59427 | 7.8279 | 13.1722 | 0.59427 | 4.456% | 0.087106 | 0.082794 | 2006.7428 | 246.9421 | 179.8959 | 1579.9048 | 2017.1643 | 0 | 0 | 2017.1643 | 0.001635%
2026 | 206 | 206-1105 | Tier-2 | Tier-2---9 | 3--5 | 35 | 100% | 189.805 | 98.58% | 0% | 1.419% | 9.2621 | 0 | 0 | 9.2621 | 0 | 8.8354 | 11.5169 | 0.76717 | 8.8354 | 11.5169 | 0.76717 | 9.3075 | 12.1323 | 0.76717 | 4.88% | 0.014019 | 0.013325 | 13539.1253 | 2187.5417 | 263.1851 | 11088.3985 | 13549.1271 | 0 | 0 | 13549.1271 | 0.001944%
2026 | 206 | 206-1817 | Tier-2 | Tier-2---4 | 4--5 | 180 | 100% | 414.414 | 98.25% | 0% | 1.752% | 20.154 | 0 | 0 | 20.154 | 0 | 19.2256 | 59.2299 | 0.32459 | 19.2256 | 59.2299 | 0.32459 | 20.2528 | 62.3947 | 0.32459 | 4.863% | 0.038208 | 0.036317 | 10846.319 | 1742.1104 | 241.9911 | 8862.2175 | 10856.2171 | 0 | 0 | 10856.2171 | 0.00423%
2026 | 209 | 209-1769F | Tier-2 | Tier-2---6 | 5--5 | 515 | 100% | 1246.6839 | 98.28% | 0% | 1.716% | 60.6517 | 0 | 0 | 60.6517 | 0 | 57.8576 | 169.4634 | 0.34142 | 57.8576 | 169.4634 | 0.34142 | 60.9491 | 178.5181 | 0.34142 | 4.865% | 0.11169 | 0.10616 | 11161.7212 | 1795.9566 | 261.2581 | 9104.5065 | 11171.6974 | 0 | 0 | 11171.6974 | 0.01273%
2026 | 210 | 210-172R | Tier-2 | Tier-2---11 | 5--2 | 55 | 100% | 187.8449 | 74.26% | 23.89% | 1.85% | 6.9052 | 0 | 0 | 6.9052 | 0 | 6.5871 | 18.098 | 0.36397 | 6.5871 | 18.098 | 0.36397 | 6.939 | 19.065 | 0.36397 | 3.676% | 0.32588 | 0.30975 | 576.4292 | 39.7856 | 130.795 | 405.8486 | 584.1554 | 0 | 0 | 584.1554 | 0.001449%
2026 | 210 | 210-392R | Tier-2 | Tier-2---10 | 5--3 | 44 | 100% | 420.3387 | 65.56% | 32.94% | 1.504% | 13.641 | 0 | 0 | 13.641 | 0 | 13.0126 | 14.4784 | 0.89876 | 13.0126 | 14.4784 | 0.89876 | 13.7079 | 15.252 | 0.89876 | 3.245% | 0.34771 | 0.33049 | 1208.8925 | 89.1732 | 378.0363 | 741.683 | 1230.5744 | 0 | 0 | 1230.5744 | 0.002863%
2026 | 210 | 210-394R | Tier-2 | Tier-2---16 | 5--2 | 67 | 100% | 90.8214 | 45.65% | 51.72% | 2.624% | 2.0524 | 0 | 0 | 2.0524 | 0 | 1.9579 | 22.0467 | 0.088805 | 1.9579 | 22.0467 | 0.088805 | 2.0625 | 23.2247 | 0.088805 | 2.26% | 0.31841 | 0.30265 | 285.2308 | 14.2948 | 124.8192 | 146.1168 | 293.3036 | 0 | 0 | 293.3036 | 0.0004308%
2026 | 210 | 210-9R | Tier-2 | Tier-2---13 | 5--2 | 15 | 100% | 204.3186 | 25.26% | 73.76% | 0.9801% | 2.5548 | 0 | 0 | 2.5548 | 0 | 2.4371 | 4.9358 | 0.49376 | 2.4371 | 4.9358 | 0.49376 | 2.5673 | 5.1996 | 0.49376 | 1.25% | 0.31397 | 0.29843 | 650.7604 | 21.6073 | 447.6112 | 181.5419 | 676.0897 | 0 | 0 | 676.0897 | 0.0005363%
2026 | 211 | 211-279R | Tier-2 | Tier-2---10 | 5--3 | 70 | 100% | 472.6727 | 73.92% | 24.32% | 1.766% | 17.295 | 0 | 0 | 17.295 | 0 | 16.4983 | 23.0339 | 0.71626 | 16.4983 | 23.0339 | 0.71626 | 17.3798 | 24.2646 | 0.71626 | 3.659% | 0.37314 | 0.35467 | 1266.7597 | 81.8701 | 334.8802 | 850.0094 | 1283.9654 | 0 | 0 | 1283.9654 | 0.00363%
2026 | 211 | 211-312R | Tier-2 | Tier-2---8 | 5--3 | 129 | 100% | 754.0624 | 63.09% | 35.39% | 1.526% | 23.5477 | 0 | 0 | 23.5477 | 0 | 22.4629 | 42.4481 | 0.52919 | 22.4629 | 42.4481 | 0.52919 | 23.6632 | 44.7162 | 0.52919 | 3.123% | 0.39031 | 0.37099 | 1931.9795 | 162.2508 | 643.7527 | 1125.9761 | 1969.1194 | 0 | 0 | 1969.1194 | 0.004943%
2026 | 211 | 211-771R | Tier-3 | Tier-3---14 | 5--4 | 264 | 100% | 617.3051 | 73.22% | 25.44% | 1.334% | 22.3748 | 0 | 0 | 22.3748 | 0 | 21.344 | 86.8706 | 0.2457 | 21.344 | 86.8706 | 0.2457 | 22.4845 | 91.5122 | 0.2457 | 3.625% | 0.3743 | 0.35578 | 1649.207 | 127.1804 | 388.1922 | 1133.8343 | 1672.204 | 0 | 0 | 1672.204 | 0.004696%
2026 | 212 | 212-1177R | Tier-2 | Tier-2---8 | 5--4 | 63 | 100% | 484.9484 | 83.96% | 14.37% | 1.67% | 20.155 | 0 | 0 | 20.155 | 0 | 19.2265 | 20.7305 | 0.92745 | 19.2265 | 20.7305 | 0.92745 | 20.2538 | 21.8381 | 0.92745 | 4.156% | 0.15054 | 0.14309 | 3221.4606 | 348.4219 | 528.8758 | 2344.1629 | 3248.3676 | 0 | 0 | 3248.3676 | 0.004231%
2026 | 212 | 212-1204R | Tier-2 | Tier-2---8 | 5--4 | 51 | 100% | 431.7599 | 82.12% | 16.51% | 1.365% | 17.5508 | 0 | 0 | 17.5508 | 0 | 16.7423 | 16.7818 | 0.99765 | 16.7423 | 16.7818 | 0.99765 | 17.6369 | 17.6785 | 0.99765 | 4.065% | 0.19221 | 0.18269 | 2246.3396 | 244.3912 | 383.4547 | 1618.4937 | 2267.2561 | 0 | 0 | 2267.2561 | 0.003684%
2026 | 212 | 212-638R | Tier-2 | Tier-2---11 | 5--4 | 5 | 100% | 157.455 | 96.47% | 1.863% | 1.664% | 7.5191 | 0 | 0 | 7.5191 | 0 | 7.1727 | 1.6453 | 4.3596 | 7.1727 | 1.6453 | 4.3596 | 7.556 | 1.7332 | 4.3596 | 4.775% | 0.10708 | 0.10177 | 1470.5114 | 155.1186 | 63.8116 | 1251.5811 | 1473.2126 | 0 | 0 | 1473.2126 | 0.001578%
2026 | 212 | 212-725R | Tier-3 | Tier-3---10 | 5--5 | 291 | 100% | 749.6423 | 94.58% | 4.636% | 0.779% | 35.0978 | 0 | 0 | 35.0978 | 0 | 33.4809 | 95.7551 | 0.34965 | 33.4809 | 95.7551 | 0.34965 | 35.2698 | 100.8714 | 0.34965 | 4.682% | 0.13941 | 0.13251 | 5377.288 | 738.7725 | 258.1994 | 4380.3161 | 5392.4534 | 0 | 0 | 5392.4534 | 0.007367%
2026 | 212 | 212-734R | Tier-2 | Tier-2---10 | 5--4 | 1 | 100% | 405.6391 | 93.64% | 4.241% | 2.118% | 18.8023 | 0 | 0 | 18.8023 | 0 | 17.9361 | 0.32906 | 54.5079 | 17.9361 | 0.32906 | 54.5079 | 18.8944 | 0.34664 | 54.5079 | 4.635% | 0.17753 | 0.16875 | 2284.84 | 188.9421 | 239.3419 | 1856.5561 | 2292.4067 | 0 | 0 | 2292.4067 | 0.003947%
2026 | 212 | 212-739R | Tier-3 | Tier-3---15 | 5--4 | 68 | 100% | 301.7157 | 89.07% | 9.028% | 1.906% | 13.302 | 0 | 0 | 13.302 | 0 | 12.6892 | 22.3758 | 0.5671 | 12.6892 | 22.3758 | 0.5671 | 13.3672 | 23.5713 | 0.5671 | 4.409% | 0.13097 | 0.12449 | 2303.7005 | 251.0522 | 237.9772 | 1814.6711 | 2316.8178 | 0 | 0 | 2316.8178 | 0.002792%
2026 | 212 | 212-743R | Tier-2 | Tier-2---13 | 5--3 | 10 | 100% | 81.923 | 90.82% | 6.613% | 2.567% | 3.6829 | 0 | 0 | 3.6829 | 0 | 3.5132 | 3.2906 | 1.0677 | 3.5132 | 3.2906 | 1.0677 | 3.701 | 3.4664 | 1.0677 | 4.496% | 0.11654 | 0.11078 | 702.9342 | 71.3752 | 58.8304 | 572.7286 | 706.2949 | 0 | 0 | 706.2949 | 0.000773%
2026 | 212 | 212-758R | Tier-2 | Tier-2---8 | 5--4 | 50 | 100% | 381.3507 | 89.63% | 8.808% | 1.561% | 16.9197 | 0 | 0 | 16.9197 | 0 | 16.1402 | 16.4528 | 0.981 | 16.1402 | 16.4528 | 0.981 | 17.0026 | 17.3319 | 0.981 | 4.437% | 0.1427 | 0.13564 | 2672.3387 | 313.5648 | 256.9237 | 2101.8502 | 2686.7681 | 0 | 0 | 2686.7681 | 0.003551%
2026 | 212 | 212-773R | Tier-2 | Tier-2---5 | 5--4 | 81 | 100% | 677.1103 | 83.18% | 15.77% | 1.046% | 27.8801 | 0 | 0 | 27.8801 | 0 | 26.5957 | 26.6535 | 0.99783 | 26.5957 | 26.6535 | 0.99783 | 28.0168 | 28.0776 | 0.99783 | 4.118% | 0.19881 | 0.18897 | 3405.7885 | 402.585 | 522.8709 | 2480.3327 | 3435.6179 | 0 | 0 | 3435.6179 | 0.005852%
2026 | 212 | 212-799R | Tier-2 | Tier-2---10 | 5--4 | 19 | 100% | 254.923 | 88.52% | 10.12% | 1.358% | 11.1702 | 0 | 0 | 11.1702 | 0 | 10.6557 | 6.252 | 1.7043 | 10.6557 | 6.252 | 1.7043 | 11.225 | 6.5861 | 1.7043 | 4.382% | 0.12493 | 0.11875 | 2040.5268 | 236.751 | 211.9535 | 1591.8223 | 2052.7246 | 0 | 0 | 2052.7246 | 0.002345%
2026 | 212 | 212-880R | Tier-2 | Tier-2---16 | 5--2 | 7 | 100% | 30.3116 | 92.5% | 4.382% | 3.114% | 1.3879 | 0 | 0 | 1.3879 | 0 | 1.324 | 2.3034 | 0.57481 | 1.324 | 2.3034 | 0.57481 | 1.3948 | 2.4265 | 0.57481 | 4.579% | 0.10736 | 0.10205 | 282.3367 | 28.4993 | 19.5005 | 234.337 | 283.4389 | 0 | 0 | 283.4389 | 0.0002913%
2026 | 212 | 212-886R | Tier-2 | Tier-2---8 | 5--4 | 42 | 100% | 472.8052 | 94.27% | 4.633% | 1.099% | 22.0624 | 0 | 0 | 22.0624 | 0 | 21.0461 | 13.8203 | 1.5228 | 21.0461 | 13.8203 | 1.5228 | 22.1706 | 14.5588 | 1.5228 | 4.666% | 0.18767 | 0.17838 | 2519.3545 | 323.5371 | 126.2126 | 2069.6048 | 2526.8745 | 0 | 0 | 2526.8745 | 0.004631%
2026 | 212 | 212-888R | Tier-2 | Tier-2---8 | 5--4 | 59 | 100% | 346.5382 | 90.95% | 7.817% | 1.237% | 15.6005 | 0 | 0 | 15.6005 | 0 | 14.8818 | 19.4143 | 0.76654 | 14.8818 | 19.4143 | 0.76654 | 15.677 | 20.4516 | 0.76654 | 4.502% | 0.13116 | 0.12466 | 2642.179 | 334.1686 | 213.131 | 2094.8795 | 2654.6375 | 0 | 0 | 2654.6375 | 0.003275%
2026 | 214 | 214-1122R | Tier-3 | Tier-3---3 | 5--5 | 270 | 100% | 2893.3725 | 90.28% | 9.311% | 0.4067% | 129.3045 | 0 | 0 | 129.3045 | 0 | 123.3477 | 88.8449 | 1.3883 | 123.3477 | 88.8449 | 1.3883 | 129.9384 | 93.592 | 1.3883 | 4.469% | 0.26918 | 0.25585 | 10749.0069 | 1574.7708 | 951.5348 | 8222.7013 | 10803.4034 | 0 | 0 | 10803.4034 | 0.02714%
2026 | 214 | 214-1135R | Tier-3 | Tier-3---6 | 4--5 | 487 | 100% | 805.3146 | 95.2% | 3.81% | 0.9931% | 37.9484 | 0 | 0 | 37.9484 | 0 | 36.2002 | 160.2499 | 0.2259 | 36.2002 | 160.2499 | 0.2259 | 38.1344 | 168.8122 | 0.2259 | 4.712% | 0.090777 | 0.086284 | 8871.3507 | 1468.4713 | 438.4999 | 6964.3795 | 8893.5417 | 0 | 0 | 8893.5417 | 0.007965%
2026 | 214 | 214-17AE | Tier-3 | Tier-3---17 | 4--4 | 158 | 100% | 127.491 | 90.35% | 5.503% | 4.145% | 5.7019 | 0 | 0 | 5.7019 | 0 | 5.4392 | 51.9907 | 0.10462 | 5.4392 | 51.9907 | 0.10462 | 5.7299 | 54.7687 | 0.10462 | 4.472% | 0.071957 | 0.068395 | 1771.7769 | 216.0551 | 150.3479 | 1405.374 | 1780.6795 | 0 | 0 | 1780.6795 | 0.001197%
2026 | 214 | 214-4R | Tier-3 | Tier-3---17 | 4--4 | 69 | 100% | 89.6399 | 90.66% | 5.945% | 3.4% | 4.0225 | 0 | 0 | 4.0225 | 0 | 3.8372 | 22.7048 | 0.16901 | 3.8372 | 22.7048 | 0.16901 | 4.0423 | 23.918 | 0.16901 | 4.487% | 0.059676 | 0.056722 | 1502.1196 | 200.0517 | 124.6473 | 1177.4206 | 1509.4294 | 0 | 0 | 1509.4294 | 0.0008443%
2026 | 214 | 214-536R | Tier-3 | Tier-3---17 | 4--4 | 105 | 100% | 96.9267 | 93.35% | 4.585% | 2.069% | 4.4786 | 0 | 0 | 4.4786 | 0 | 4.2723 | 34.5508 | 0.12365 | 4.2723 | 34.5508 | 0.12365 | 4.5006 | 36.3969 | 0.12365 | 4.621% | 0.053744 | 0.051083 | 1803.5024 | 246.1785 | 178.6516 | 1378.6723 | 1809.7517 | 0 | 0 | 1809.7517 | 0.0009401%
2026 | 214 | 214-583R | Tier-3 | Tier-3---13 | 4--5 | 154 | 100% | 328.9866 | 94.06% | 4.474% | 1.469% | 15.3171 | 0 | 0 | 15.3171 | 0 | 14.6115 | 50.6745 | 0.28834 | 14.6115 | 50.6745 | 0.28834 | 15.3922 | 53.3821 | 0.28834 | 4.656% | 0.070413 | 0.066928 | 4672.2426 | 712.2083 | 352.9213 | 3607.1129 | 4686.7021 | 0 | 0 | 4686.7021 | 0.003215%
2026 | 214 | 214-613R | Tier-3 | Tier-3---14 | 5--3 | 534 | 100% | 480.8617 | 49.89% | 49.25% | 0.8586% | 11.8746 | 0 | 0 | 11.8746 | 0 | 11.3276 | 175.7155 | 0.064465 | 11.3276 | 175.7155 | 0.064465 | 11.9328 | 185.1042 | 0.064465 | 2.469% | 0.43289 | 0.41146 | 1110.8228 | 86.441 | 501.4412 | 522.9406 | 1139.8124 | 0 | 0 | 1139.8124 | 0.002492%
2026 | 214 | 214-647R | Tier-3 | Tier-3---8 | 5--5 | 96 | 100% | 2287.3818 | 92.77% | 6.976% | 0.2574% | 105.0353 | 0 | 0 | 105.0353 | 0 | 100.1965 | 31.5893 | 3.1719 | 100.1965 | 31.5893 | 3.1719 | 105.5502 | 33.2772 | 3.1719 | 4.592% | 0.23844 | 0.22663 | 9593.2735 | 1427.6996 | 628.6999 | 7536.874 | 9629.4117 | 0 | 0 | 9629.4117 | 0.02205%
2026 | 215 | 215-1531R | Tier-2 | Tier-2---2 | 5--5 | 169 | 100% | 1398.9852 | 84.15% | 15.42% | 0.4283% | 58.2745 | 0 | 0 | 58.2745 | 0 | 55.5899 | 55.6103 | 0.99963 | 55.5899 | 55.6103 | 0.99963 | 58.5601 | 58.5817 | 0.99963 | 4.165% | 0.20291 | 0.19287 | 6894.5825 | 1039.1679 | 1002.2008 | 4853.2138 | 6951.4886 | 0 | 0 | 6951.4886 | 0.01223%
2026 | 215 | 215-1534R | Tier-2 | Tier-2---1 | 5--5 | 153 | 100% | 1734.1452 | 88.98% | 10.7% | 0.3246% | 76.3804 | 0 | 0 | 76.3804 | 0 | 72.8617 | 50.3454 | 1.4472 | 72.8617 | 50.3454 | 1.4472 | 76.7548 | 53.0355 | 1.4472 | 4.404% | 0.1982 | 0.18839 | 8749.2684 | 1441.1188 | 882.1072 | 6426.0424 | 8799.4812 | 0 | 0 | 8799.4812 | 0.01603%
2026 | 215 | 215-1544R | Tier-2 | Tier-2---8 | 5--4 | 46 | 100% | 205.9069 | 87.21% | 11.98% | 0.8132% | 8.8888 | 0 | 0 | 8.8888 | 0 | 8.4793 | 15.1365 | 0.56019 | 8.4793 | 15.1365 | 0.56019 | 8.9324 | 15.9453 | 0.56019 | 4.317% | 0.10891 | 0.10352 | 1890.6466 | 333.0962 | 217.1495 | 1340.4009 | 1903.2393 | 0 | 0 | 1903.2393 | 0.001866%
2026 | 215 | 215-38R | Tier-3 | Tier-3---10 | 5--5 | 150 | 100% | 650.1784 | 91.15% | 8.25% | 0.6037% | 29.3345 | 0 | 0 | 29.3345 | 0 | 27.9831 | 49.3583 | 0.56694 | 27.9831 | 49.3583 | 0.56694 | 29.4783 | 51.9956 | 0.56694 | 4.512% | 0.12528 | 0.11908 | 5189.8024 | 828.3476 | 472.2938 | 3889.161 | 5213.7305 | 0 | 0 | 5213.7305 | 0.006157%
2026 | 216 | 216-1859F | Tier-3 | Tier-3---4 | 5--5 | 111 | 100% | 1336.0946 | 91.63% | 7.965% | 0.4046% | 60.6013 | 0 | 0 | 60.6013 | 0 | 57.8095 | 36.5251 | 1.5827 | 57.8095 | 36.5251 | 1.5827 | 60.8984 | 38.4767 | 1.5827 | 4.536% | 0.15704 | 0.14927 | 8507.7615 | 1421.0211 | 648.1937 | 6438.5467 | 8544.8444 | 0 | 0 | 8544.8444 | 0.01272%
2026 | 216 | 216-220R | Tier-3 | Tier-3---20 | 1--5 | 6 | 100% | 7.0463 | 99.01% | 0% | 0.9852% | 0.34535 | 0 | 0 | 0.34535 | 0 | 0.32944 | 1.9743 | 0.16686 | 0.32944 | 1.9743 | 0.16686 | 0.34705 | 2.0798 | 0.16686 | 4.901% | 0.000285 | 0.00027089 | 24723.7218 | 3992.0434 | 221.2684 | 20510.41 | 24736.4072 | 0 | 0 | 24736.4072 | 7.249e-05%
2026 | 217 | 217-41AE | Tier-2 | Tier-2---8 | 5--4 | 502 | 100% | 548.1248 | 61.28% | 37.04% | 1.683% | 16.6264 | 0 | 0 | 16.6264 | 0 | 15.8605 | 165.1857 | 0.096016 | 15.8605 | 165.1857 | 0.096016 | 16.7079 | 174.0118 | 0.096016 | 3.033% | 0.19664 | 0.1869 | 2787.4845 | 272.106 | 973.6181 | 1541.7603 | 2843.6939 | 0 | 0 | 2843.6939 | 0.00349%
2026 | 217 | 217-48AE | Tier-2 | Tier-2---8 | 5--4 | 383 | 100% | 701.5771 | 53.79% | 44.81% | 1.4% | 18.6798 | 0 | 0 | 18.6798 | 0 | 17.8193 | 126.0281 | 0.14139 | 17.8193 | 126.0281 | 0.14139 | 18.7714 | 132.762 | 0.14139 | 2.663% | 0.20236 | 0.19234 | 3466.9889 | 313.4539 | 1406.954 | 1746.581 | 3550.4247 | 0 | 0 | 3550.4247 | 0.003921%
2026 | 217 | 217-835R | Tier-3 | Tier-3---5 | 5--5 | 367 | 100% | 1459.42 | 90.56% | 8.764% | 0.6769% | 65.4212 | 0 | 0 | 65.4212 | 0 | 62.4073 | 120.7632 | 0.51677 | 62.4073 | 120.7632 | 0.51677 | 65.7419 | 127.2158 | 0.51677 | 4.483% | 0.28412 | 0.27006 | 5136.5819 | 779.5394 | 417.5644 | 3939.4781 | 5161.8362 | 0 | 0 | 5161.8362 | 0.01373%
2026 | 217 | 217-837R | Tier-3 | Tier-3---12 | 5--5 | 406 | 100% | 680.508 | 71.93% | 26.93% | 1.134% | 24.231 | 0 | 0 | 24.231 | 0 | 23.1147 | 133.5964 | 0.17302 | 23.1147 | 133.5964 | 0.17302 | 24.3498 | 140.7346 | 0.17302 | 3.561% | 0.14269 | 0.13563 | 4769.0891 | 589.9072 | 1292.048 | 2887.1339 | 4838.7956 | 0 | 0 | 4838.7956 | 0.005086%
2026 | 217 | 217-972R | Tier-2 | Tier-2---8 | 5--4 | 493 | 100% | 360.9866 | 64.42% | 33.78% | 1.803% | 11.5112 | 0 | 0 | 11.5112 | 0 | 10.9809 | 162.2242 | 0.067689 | 10.9809 | 162.2242 | 0.067689 | 11.5676 | 170.8921 | 0.067689 | 3.189% | 0.18227 | 0.17325 | 1980.496 | 214.776 | 614.2082 | 1151.5119 | 2017.1929 | 0 | 0 | 2017.1929 | 0.002416%
2026 | 217 | 217-983R | Tier-3 | Tier-3---5 | 5--5 | 69 | 100% | 1187.4841 | 92.09% | 7.578% | 0.3365% | 54.1281 | 0 | 0 | 54.1281 | 0 | 51.6345 | 22.7048 | 2.2742 | 51.6345 | 22.7048 | 2.2742 | 54.3934 | 23.918 | 2.2742 | 4.558% | 0.2438 | 0.23173 | 4870.8263 | 716.2537 | 353.1181 | 3801.4544 | 4890.9032 | 0 | 0 | 4890.9032 | 0.01136%
2026 | 220 | 220-288R | Tier-3 | Tier-3---14 | 5--4 | 57 | 100% | 437.6752 | 81.99% | 17.08% | 0.9315% | 17.7636 | 0 | 0 | 17.7636 | 0 | 16.9452 | 18.7561 | 0.90345 | 16.9452 | 18.7561 | 0.90345 | 17.8506 | 19.7583 | 0.90345 | 4.059% | 0.37523 | 0.35666 | 1166.4109 | 131.8052 | 200.8528 | 833.7529 | 1177.3495 | 0 | 0 | 1177.3495 | 0.003729%
2026 | 220 | 220-294R | Tier-3 | Tier-3---14 | 5--3 | 218 | 100% | 720.9399 | 58.97% | 39.92% | 1.12% | 21.0426 | 0 | 0 | 21.0426 | 0 | 20.0732 | 71.734 | 0.27983 | 20.0732 | 71.734 | 0.27983 | 21.1458 | 75.5669 | 0.27983 | 2.919% | 0.44397 | 0.422 | 1623.8364 | 124.0259 | 599.3861 | 900.4244 | 1658.5379 | 0 | 0 | 1658.5379 | 0.004417%
2026 | 220 | 220-298R | Tier-3 | Tier-3---11 | 5--4 | 620 | 100% | 1053.2838 | 64.6% | 33.51% | 1.887% | 33.6832 | 0 | 0 | 33.6832 | 0 | 32.1315 | 204.0142 | 0.1575 | 32.1315 | 204.0142 | 0.1575 | 33.8483 | 214.915 | 0.1575 | 3.198% | 0.50177 | 0.47693 | 2099.1459 | 164.9638 | 658.2461 | 1275.9359 | 2137.8399 | 0 | 0 | 2137.8399 | 0.00707%
2026 | 221 | 221-1230F | Tier-3 | Tier-3---12 | 4--5 | 17 | 100% | 637.2245 | 99.48% | 0% | 0.5187% | 31.379 | 0 | 0 | 31.379 | 0 | 29.9334 | 5.5939 | 5.351 | 29.9334 | 5.5939 | 5.351 | 31.5328 | 5.8928 | 5.351 | 4.924% | 0.035843 | 0.034069 | 17778.1145 | 2647.4462 | 83.7682 | 15046.9001 | 17782.9169 | 0 | 0 | 17782.9169 | 0.006586%
2026 | 221 | 221-23R | Tier-3 | Tier-3---11 | 5--5 | 227 | 100% | 764.9858 | 67.26% | 31.99% | 0.7569% | 25.4678 | 0 | 0 | 25.4678 | 0 | 24.2946 | 74.6955 | 0.32525 | 24.2946 | 74.6955 | 0.32525 | 25.5926 | 78.6866 | 0.32525 | 3.329% | 0.19945 | 0.18957 | 3835.5267 | 452.4998 | 1178.7605 | 2204.2664 | 3900.9309 | 0 | 0 | 3900.9309 | 0.005346%
2026 | 221 | 221-344R | Tier-3 | Tier-3---13 | 5--4 | 357 | 100% | 642.3372 | 83.79% | 15.02% | 1.193% | 26.6423 | 0 | 0 | 26.6423 | 0 | 25.415 | 117.4727 | 0.21635 | 25.415 | 117.4727 | 0.21635 | 26.7729 | 123.7494 | 0.21635 | 4.148% | 0.2115 | 0.20103 | 3037.0437 | 366.2743 | 441.4951 | 2229.2742 | 3062.6782 | 0 | 0 | 3062.6782 | 0.005592%
2026 | 221 | 221-35 | Tier-2 | Tier-2---10 | 5--3 | 3 | 100% | 111.3988 | 96.62% | 2.989% | 0.3886% | 5.328 | 0 | 0 | 5.328 | 0 | 5.0825 | 0.98717 | 5.1486 | 5.0825 | 0.98717 | 5.1486 | 5.3541 | 1.0399 | 5.1486 | 4.783% | 0.17281 | 0.16425 | 644.6479 | 94.7644 | 26.1294 | 523.7541 | 645.7818 | 0 | 0 | 645.7818 | 0.001118%
2026 | 221 | 221-37AE | Tier-3 | Tier-3---11 | 5--5 | 384 | 100% | 769.7343 | 85.13% | 14.19% | 0.6769% | 32.4379 | 0 | 0 | 32.4379 | 0 | 30.9435 | 126.3572 | 0.24489 | 30.9435 | 126.3572 | 0.24489 | 32.5969 | 133.1086 | 0.24489 | 4.214% | 0.19925 | 0.18939 | 3863.0999 | 511.5521 | 574.4994 | 2777.0485 | 3893.0064 | 0 | 0 | 3893.0064 | 0.006809%
2026 | 221 | 221-38AE | Tier-3 | Tier-3---17 | 5--3 | 29 | 100% | 225.9712 | 8.218% | 91.4% | 0.3782% | 0.91919 | 0 | 0 | 0.91919 | 0 | 0.87684 | 9.5426 | 0.091887 | 0.87684 | 9.5426 | 0.091887 | 0.92369 | 10.0525 | 0.091887 | 0.4068% | 0.16917 | 0.1608 | 1335.7574 | 19.3633 | 1034.9942 | 281.3999 | 1399.6044 | 0 | 0 | 1399.6044 | 0.0001929%
2026 | 221 | 221-675R | Tier-2 | Tier-2---8 | 5--4 | 30 | 100% | 383.5958 | 97.43% | 1.747% | 0.8215% | 18.5004 | 0 | 0 | 18.5004 | 0 | 17.6481 | 9.8717 | 1.7878 | 17.6481 | 9.8717 | 1.7878 | 18.5911 | 10.3991 | 1.7878 | 4.823% | 0.22072 | 0.20979 | 1737.9263 | 228.1325 | 87.6764 | 1422.1174 | 1740.2506 | 0 | 0 | 1740.2506 | 0.003883%
2026 | 221 | 221-782R | Tier-3 | Tier-3---17 | 5--3 | 27 | 100% | 156.081 | 94.9% | 3.083% | 2.022% | 7.3316 | 0 | 0 | 7.3316 | 0 | 6.9939 | 8.8845 | 0.7872 | 6.9939 | 8.8845 | 0.7872 | 7.3675 | 9.3592 | 0.7872 | 4.697% | 0.2472 | 0.23496 | 631.3929 | 85.1107 | 27.1817 | 519.1005 | 633.0714 | 0 | 0 | 633.0714 | 0.001539%
2026 | 221 | 221-788 | Tier-3 | Tier-3---12 | 5--5 | 56 | 100% | 677.5152 | 96.42% | 3.298% | 0.2798% | 32.3372 | 0 | 0 | 32.3372 | 0 | 30.8475 | 18.4271 | 1.674 | 30.8475 | 18.4271 | 1.674 | 32.4957 | 19.4117 | 1.674 | 4.773% | 0.18975 | 0.18036 | 3570.5978 | 586.4326 | 168.8515 | 2815.3137 | 3577.2505 | 0 | 0 | 3577.2505 | 0.006788%
2026 | 221 | 221-824 | Tier-3 | Tier-3---13 | 5--4 | 34 | 100% | 431.5232 | 83.48% | 15.96% | 0.5616% | 17.831 | 0 | 0 | 17.831 | 0 | 17.0095 | 11.1879 | 1.5204 | 17.0095 | 11.1879 | 1.5204 | 17.9184 | 11.7857 | 1.5204 | 4.132% | 0.18396 | 0.17486 | 2345.6862 | 321.7207 | 355.7349 | 1668.2306 | 2365.8706 | 0 | 0 | 2365.8706 | 0.003743%
2026 | 222 | 222-1433R | Tier-3 | Tier-3---5 | 5--5 | 17 | 100% | 1073.7524 | 96.43% | 3.224% | 0.3472% | 51.2525 | 0 | 0 | 51.2525 | 0 | 48.8914 | 5.5939 | 8.7401 | 48.8914 | 5.5939 | 8.7401 | 51.5038 | 5.8928 | 8.7401 | 4.773% | 0.37266 | 0.35421 | 2881.3332 | 440.8984 | 92.1003 | 2348.3345 | 2886.6922 | 0 | 0 | 2886.6922 | 0.01076%
2026 | 222 | 222-1503R | Tier-3 | Tier-3---15 | 5--4 | 120 | 100% | 289.1141 | 77.72% | 21.59% | 0.6888% | 11.1231 | 0 | 0 | 11.1231 | 0 | 10.6107 | 39.4866 | 0.26872 | 10.6107 | 39.4866 | 0.26872 | 11.1776 | 41.5964 | 0.26872 | 3.847% | 0.23465 | 0.22303 | 1232.1205 | 140.7183 | 258.7997 | 832.6024 | 1246.4147 | 0 | 0 | 1246.4147 | 0.002335%
2026 | 222 | 222-1523R | Tier-3 | Tier-3---7 | 5--5 | 822 | 100% | 1341.7279 | 81.78% | 17.54% | 0.6801% | 54.3129 | 0 | 0 | 54.3129 | 0 | 51.8108 | 270.4834 | 0.19155 | 51.8108 | 270.4834 | 0.19155 | 54.5792 | 284.9357 | 0.19155 | 4.048% | 0.26901 | 0.25569 | 4987.6805 | 618.9983 | 835.0785 | 3533.6036 | 5035.0131 | 0 | 0 | 5035.0131 | 0.0114%
2026 | 222 | 222-1986R | Tier-3 | Tier-3---1 | 5--5 | 245 | 100% | 6887.3845 | 91.59% | 8.216% | 0.1933% | 312.256 | 0 | 0 | 312.256 | 0 | 297.871 | 80.6185 | 3.6948 | 297.871 | 80.6185 | 3.6948 | 313.7866 | 84.9261 | 3.6948 | 4.534% | 0.41507 | 0.39452 | 16593.3004 | 2725.7619 | 1237.4149 | 12630.1236 | 16665.9691 | 0 | 0 | 16665.9691 | 0.06554%
2026 | 222 | 222-1988R | Tier-3 | Tier-3---11 | 5--4 | 9 | 100% | 316.0275 | 91.8% | 8.01% | 0.1868% | 14.3611 | 0 | 0 | 14.3611 | 0 | 13.6995 | 2.9615 | 4.6259 | 13.6995 | 2.9615 | 4.6259 | 14.4315 | 3.1197 | 4.6259 | 4.544% | 0.34461 | 0.32755 | 917.0546 | 137.1058 | 68.1895 | 711.7593 | 920.9692 | 0 | 0 | 920.9692 | 0.003014%
2026 | 222 | 222-1990R | Tier-3 | Tier-3---1 | 5--5 | 107 | 100% | 4318.7821 | 96.21% | 3.588% | 0.2018% | 205.6787 | 0 | 0 | 205.6787 | 0 | 196.2035 | 35.2089 | 5.5726 | 196.2035 | 35.2089 | 5.5726 | 206.687 | 37.0902 | 5.5726 | 4.762% | 0.41211 | 0.39171 | 10479.6421 | 1615.523 | 393.9401 | 8470.179 | 10500.323 | 0 | 0 | 10500.323 | 0.04317%
2026 | 222 | 222-1992R | Tier-3 | Tier-3---18 | 5--2 | 2 | 100% | 77.8798 | 51.19% | 47.85% | 0.9609% | 1.9735 | 0 | 0 | 1.9735 | 0 | 1.8826 | 0.65811 | 2.8606 | 1.8826 | 0.65811 | 2.8606 | 1.9832 | 0.69327 | 2.8606 | 2.534% | 0.22115 | 0.2102 | 352.1575 | 26.3738 | 147.8812 | 177.9024 | 361.1086 | 0 | 0 | 361.1086 | 0.0004142%
2026 | 222 | 222-2013R | Tier-3 | Tier-3---7 | 5--5 | 511 | 100% | 1434.8215 | 80% | 19.3% | 0.6983% | 56.8219 | 0 | 0 | 56.8219 | 0 | 54.2042 | 168.1472 | 0.32236 | 54.2042 | 168.1472 | 0.32236 | 57.1005 | 177.1315 | 0.32236 | 3.96% | 0.27927 | 0.26545 | 5137.7317 | 647.5611 | 923.7481 | 3566.4225 | 5191.2329 | 0 | 0 | 5191.2329 | 0.01193%
2026 | 222 | 222-2063 | Tier-3 | Tier-3---9 | 5--5 | 14 | 100% | 621.1772 | 98.86% | 0.7243% | 0.4185% | 30.3969 | 0 | 0 | 30.3969 | 0 | 28.9966 | 4.6068 | 6.2943 | 28.9966 | 4.6068 | 6.2943 | 30.5459 | 4.8529 | 6.2943 | 4.893% | 0.23776 | 0.22599 | 2612.6138 | 401.8596 | 25.7342 | 2185.02 | 2614.1686 | 0 | 0 | 2614.1686 | 0.00638%
2026 | 222 | 222-2085 | Tier-3 | Tier-3---3 | 5--5 | 600 | 100% | 3261.4227 | 83.38% | 16% | 0.6198% | 134.6122 | 0 | 0 | 134.6122 | 0 | 128.4109 | 197.4331 | 0.6504 | 128.4109 | 197.4331 | 0.6504 | 135.2721 | 207.9822 | 0.6504 | 4.127% | 0.35117 | 0.33379 | 9287.3202 | 1207.9834 | 1459.1451 | 6620.1916 | 9367.6954 | 0 | 0 | 9367.6954 | 0.02826%
2026 | 223 | 223-536R | Tier-2 | Tier-2---19 | 1--4 | 3 | 100% | 4.8357 | 94.16% | 0% | 5.835% | 0.2254 | 0 | 0 | 0.2254 | 0 | 0.21501 | 0.98717 | 0.21781 | 0.21501 | 0.98717 | 0.21781 | 0.2265 | 1.0399 | 0.21781 | 4.661% | 0.0018852 | 0.0017919 | 2565.0639 | 388.8234 | 137.2862 | 2038.9544 | 2572.8591 | 0 | 0 | 2572.8591 | 4.731e-05%
2026 | 230 | 230-127AE | Tier-2 | Tier-2---7 | 5--5 | 349 | 100% | 422.4651 | 76.79% | 21.48% | 1.73% | 16.0577 | 0 | 0 | 16.0577 | 0 | 15.318 | 114.8403 | 0.13338 | 15.318 | 114.8403 | 0.13338 | 16.1364 | 120.9763 | 0.13338 | 3.801% | 0.093988 | 0.089336 | 4494.8739 | 563.2432 | 960.6446 | 2970.9861 | 4549.2118 | 0 | 0 | 4549.2118 | 0.003371%
2026 | 230 | 230-133AE | Tier-2 | Tier-2---6 | 5--5 | 470 | 100% | 947.6516 | 88.55% | 10.64% | 0.8078% | 41.5386 | 0 | 0 | 41.5386 | 0 | 39.625 | 154.6559 | 0.25621 | 39.625 | 154.6559 | 0.25621 | 41.7422 | 162.9194 | 0.25621 | 4.383% | 0.095565 | 0.090834 | 9916.3461 | 1445.4329 | 1050.4793 | 7420.4339 | 9975.4668 | 0 | 0 | 9975.4668 | 0.008719%
2026 | 230 | 230-1586R | Tier-2 | Tier-2---7 | 4--5 | 585 | 100% | 476.4865 | 62.01% | 36.72% | 1.273% | 14.6255 | 0 | 0 | 14.6255 | 0 | 13.9518 | 192.4973 | 0.072478 | 13.9518 | 192.4973 | 0.072478 | 14.6972 | 202.7827 | 0.072478 | 3.069% | 0.084625 | 0.080436 | 5630.5637 | 561.1393 | 2038.0856 | 3031.3388 | 5741.9633 | 0 | 0 | 5741.9633 | 0.00307%
2026 | 230 | 230-1606R | Tier-2 | Tier-2---11 | 4--4 | 226 | 100% | 185.0767 | 40.42% | 58.67% | 0.9045% | 3.7033 | 0 | 0 | 3.7033 | 0 | 3.5327 | 74.3665 | 0.047504 | 3.5327 | 74.3665 | 0.047504 | 3.7214 | 78.34 | 0.047504 | 2.001% | 0.062818 | 0.059709 | 2946.2367 | 194.5466 | 1610.7155 | 1140.9746 | 3037.6479 | 0 | 0 | 3037.6479 | 0.0007773%
2026 | 230 | 230-181 | Tier-2 | Tier-2---9 | 4--4 | 70 | 100% | 148.8171 | 90.62% | 8.321% | 1.055% | 6.6758 | 0 | 0 | 6.6758 | 0 | 6.3682 | 23.0339 | 0.27647 | 6.3682 | 23.0339 | 0.27647 | 6.7085 | 24.2646 | 0.27647 | 4.486% | 0.063241 | 0.060111 | 2353.1666 | 304.6061 | 482.4063 | 1566.1542 | 2364.6565 | 0 | 0 | 2364.6565 | 0.001401%
2026 | 230 | 230-2060R | Tier-2 | Tier-2---4 | 4--5 | 328 | 100% | 578.2503 | 86.36% | 12.53% | 1.105% | 24.7195 | 0 | 0 | 24.7195 | 0 | 23.5808 | 107.9301 | 0.21848 | 23.5808 | 107.9301 | 0.21848 | 24.8407 | 113.697 | 0.21848 | 4.275% | 0.088414 | 0.084038 | 6540.2273 | 927.2098 | 823.7907 | 4789.2268 | 6586.6807 | 0 | 0 | 6586.6807 | 0.005189%
2026 | 230 | 230-2067 | Tier-2 | Tier-2---16 | 4--3 | 3 | 100% | 24.6544 | 66.14% | 33% | 0.8592% | 0.8072 | 0 | 0 | 0.8072 | 0 | 0.77001 | 0.98717 | 0.78003 | 0.77001 | 0.98717 | 0.78003 | 0.81116 | 1.0399 | 0.78003 | 3.274% | 0.054619 | 0.051915 | 451.389 | 49.4904 | 139.1284 | 262.7702 | 459.348 | 0 | 0 | 459.348 | 0.0001694%
2026 | 230 | 230-371AE | Tier-2 | Tier-2---13 | 4--3 | 32 | 100% | 66.0989 | 47.04% | 51.57% | 1.387% | 1.5392 | 0 | 0 | 1.5392 | 0 | 1.4683 | 10.5298 | 0.13944 | 1.4683 | 10.5298 | 0.13944 | 1.5468 | 11.0924 | 0.13944 | 2.329% | 0.059006 | 0.056085 | 1120.2069 | 86.6285 | 524.1056 | 509.4728 | 1151.1006 | 0 | 0 | 1151.1006 | 0.0003231%
2026 | 231 | 231-1136R | Tier-2 | Tier-2---7 | 4--5 | 364 | 100% | 532.5953 | 91.49% | 6.883% | 1.625% | 24.1206 | 0 | 0 | 24.1206 | 0 | 23.0094 | 119.7761 | 0.1921 | 23.0094 | 119.7761 | 0.1921 | 24.2388 | 126.1759 | 0.1921 | 4.529% | 0.054655 | 0.051949 | 9744.7482 | 1528.1869 | 1244.2736 | 6972.2877 | 9787.9229 | 0 | 0 | 9787.9229 | 0.005063%
2026 | 231 | 231-1635R | Tier-2 | Tier-2---4 | 5--5 | 1452 | 100% | 1024.1696 | 93.53% | 4.422% | 2.048% | 47.4165 | 0 | 0 | 47.4165 | 0 | 45.2321 | 477.7881 | 0.09467 | 45.2321 | 477.7881 | 0.09467 | 47.649 | 503.317 | 0.09467 | 4.63% | 0.11648 | 0.11071 | 8792.8912 | 1469.9696 | 598.2137 | 6724.7079 | 8822.5165 | 0 | 0 | 8822.5165 | 0.009953%
2026 | 232 | 232-40AE | Tier-2 | Tier-2---19 | 2--3 | 4 | 100% | 11.1503 | 0.2712% | 98.76% | 0.9657% | 0.001497 | 0 | 0 | 0.001497 | 0 | 0.001428 | 1.3162 | 0.0010849 | 0.001428 | 1.3162 | 0.0010849 | 0.0015043 | 1.3865 | 0.0010849 | 0.01343% | 0.0059544 | 0.0056597 | 1872.6196 | 2.8979 | 1701.602 | 168.1196 | 1969.8771 | 0 | 0 | 1969.8771 | 3.142e-07%
2026 | 233 | 233-123R | Tier-2 | Tier-2---4 | 4--5 | 743 | 100% | 528.7545 | 93.49% | 4.613% | 1.898% | 24.4691 | 0 | 0 | 24.4691 | 0 | 23.3419 | 244.488 | 0.095473 | 23.3419 | 244.488 | 0.095473 | 24.5891 | 257.5513 | 0.095473 | 4.628% | 0.06125 | 0.058219 | 8632.6707 | 1309.838 | 600.1971 | 6722.6355 | 8661.9434 | 0 | 0 | 8661.9434 | 0.005136%
2026 | 233 | 233-41R | Tier-2 | Tier-2---9 | 4--5 | 182 | 100% | 183.353 | 90.69% | 5.205% | 4.101% | 8.2314 | 0 | 0 | 8.2314 | 0 | 7.8522 | 59.888 | 0.13111 | 7.8522 | 59.888 | 0.13111 | 8.2717 | 63.0879 | 0.13111 | 4.489% | 0.044487 | 0.042285 | 4121.4954 | 626.0879 | 496.8097 | 2998.5978 | 4141.4696 | 0 | 0 | 4141.4696 | 0.001728%
2026 | 233 | 233-81F | Tier-2 | Tier-2---12 | 3--5 | 279 | 100% | 110.7293 | 80.07% | 17.19% | 2.737% | 4.3887 | 0 | 0 | 4.3887 | 0 | 4.1866 | 91.8064 | 0.045602 | 4.1866 | 91.8064 | 0.045602 | 4.4103 | 96.7117 | 0.045602 | 3.963% | 0.02204 | 0.020949 | 5024.0598 | 647.7753 | 960.0108 | 3416.2738 | 5076.2039 | 0 | 0 | 5076.2039 | 0.0009212%
2026 | 233 | 233-86F | Tier-2 | Tier-2---8 | 5--5 | 309 | 100% | 706.2331 | 54.32% | 44.07% | 1.616% | 18.9878 | 0 | 0 | 18.9878 | 0 | 18.1131 | 101.678 | 0.17814 | 18.1131 | 101.678 | 0.17814 | 19.0809 | 107.1108 | 0.17814 | 2.689% | 0.1204 | 0.11444 | 5865.9084 | 518.326 | 2449.0121 | 2898.5703 | 6005.4678 | 0 | 0 | 6005.4678 | 0.003986%
2026 | 234 | 234-48R | Tier-2 | Tier-2---4 | 4--5 | 875 | 100% | 716.3442 | 96.34% | 2.639% | 1.021% | 34.1612 | 0 | 0 | 34.1612 | 0 | 32.5875 | 287.9233 | 0.11318 | 32.5875 | 287.9233 | 0.11318 | 34.3287 | 303.3074 | 0.11318 | 4.769% | 0.047931 | 0.045559 | 14945.1963 | 2921.5226 | 549.3325 | 11474.3413 | 14973.6824 | 0 | 0 | 14973.6824 | 0.00717%
2026 | 235 | 235-897R | Tier-2 | Tier-2---5 | 5--5 | 106 | 100% | 866.8246 | 43.88% | 55.6% | 0.5206% | 18.8293 | 0 | 0 | 18.8293 | 0 | 17.9618 | 34.8798 | 0.51496 | 17.9618 | 34.8798 | 0.51496 | 18.9216 | 36.7435 | 0.51496 | 2.172% | 0.1179 | 0.11206 | 7352.2019 | 570.5761 | 3790.2833 | 2991.3426 | 7567.0664 | 0 | 0 | 7567.0664 | 0.003952%
2026 | 235 | 235-899R | Tier-2 | Tier-2---1 | 5--5 | 399 | 100% | 2436.3247 | 84.48% | 15.14% | 0.3828% | 101.8834 | 0 | 0 | 101.8834 | 0 | 97.1899 | 131.293 | 0.74025 | 97.1899 | 131.293 | 0.74025 | 102.3828 | 138.3082 | 0.74025 | 4.182% | 0.15496 | 0.14729 | 15721.7941 | 2441.7508 | 2344.0438 | 10935.9995 | 15848.8506 | 0 | 0 | 15848.8506 | 0.02139%
2026 | 236 | 236-1535R | Tier-3 | Tier-3---4 | 5--5 | 390 | 100% | 1123.8498 | 89.29% | 10.22% | 0.4922% | 49.6715 | 0 | 0 | 49.6715 | 0 | 47.3832 | 128.3315 | 0.36923 | 47.3832 | 128.3315 | 0.36923 | 49.915 | 135.1884 | 0.36923 | 4.42% | 0.12847 | 0.12211 | 8747.8328 | 1479.3496 | 871.8453 | 6396.6378 | 8796.6325 | 0 | 0 | 8796.6325 | 0.01043%
2026 | 236 | 236-1561R | Tier-3 | Tier-3---13 | 5--4 | 104 | 100% | 444.4117 | 83% | 16.25% | 0.7514% | 18.2577 | 0 | 0 | 18.2577 | 0 | 17.4166 | 34.2217 | 0.50893 | 17.4166 | 34.2217 | 0.50893 | 18.3472 | 36.0503 | 0.50893 | 4.108% | 0.17766 | 0.16886 | 2501.5323 | 344.8298 | 385.247 | 1771.4555 | 2523.6848 | 0 | 0 | 2523.6848 | 0.003832%
2026 | 236 | 236-1563R | Tier-3 | Tier-3---13 | 5--4 | 19 | 100% | 322.2295 | 90.43% | 8.853% | 0.72% | 14.4235 | 0 | 0 | 14.4235 | 0 | 13.759 | 6.252 | 2.2007 | 13.759 | 6.252 | 2.2007 | 14.4942 | 6.5861 | 2.2007 | 4.476% | 0.17215 | 0.16363 | 1871.7647 | 281.6479 | 145.5683 | 1444.5485 | 1881.0961 | 0 | 0 | 1881.0961 | 0.003027%
2026 | 236 | 236-1567R | Tier-3 | Tier-3---10 | 5--5 | 249 | 100% | 728.3381 | 86.22% | 13.17% | 0.6054% | 31.0853 | 0 | 0 | 31.0853 | 0 | 29.6532 | 81.9347 | 0.36191 | 29.6532 | 81.9347 | 0.36191 | 31.2376 | 86.3126 | 0.36191 | 4.268% | 0.18129 | 0.17232 | 4017.5481 | 642.8423 | 507.3315 | 2867.3744 | 4046.3759 | 0 | 0 | 4046.3759 | 0.006525%
2026 | 236 | 236-1569R | Tier-3 | Tier-3---8 | 5--5 | 365 | 100% | 2598.3213 | 86.94% | 12.66% | 0.4079% | 111.8136 | 0 | 0 | 111.8136 | 0 | 106.6626 | 120.1051 | 0.88808 | 106.6626 | 120.1051 | 0.88808 | 112.3617 | 126.5225 | 0.88808 | 4.303% | 0.21435 | 0.20374 | 12122.1344 | 1764.7125 | 1443.2517 | 8914.1702 | 12204.6105 | 0 | 0 | 12204.6105 | 0.02347%
2026 | 236 | 236-1573R | Tier-3 | Tier-3---7 | 5--5 | 129 | 100% | 969.4749 | 84.94% | 14.59% | 0.4654% | 40.7624 | 0 | 0 | 40.7624 | 0 | 38.8846 | 42.4481 | 0.91605 | 38.8846 | 42.4481 | 0.91605 | 40.9622 | 44.7162 | 0.91605 | 4.205% | 0.18488 | 0.17572 | 5243.9365 | 792.3542 | 712.8146 | 3738.7677 | 5285.0612 | 0 | 0 | 5285.0612 | 0.008556%
2026 | 237 | 237-1761R | Tier-3 | Tier-3---12 | 5--5 | 48 | 100% | 522.7762 | 95.9% | 3.361% | 0.7442% | 24.8152 | 0 | 0 | 24.8152 | 0 | 23.672 | 15.7946 | 1.4987 | 23.672 | 15.7946 | 1.4987 | 24.9369 | 16.6386 | 1.4987 | 4.747% | 0.14935 | 0.14196 | 3500.2866 | 538.7804 | 128.5026 | 2833.0037 | 3507.7692 | 0 | 0 | 3507.7692 | 0.005209%
2026 | 237 | 237-1765R | Tier-3 | Tier-3---1 | 5--5 | 135 | 100% | 2444.4351 | 92.59% | 7.183% | 0.2234% | 112.0377 | 0 | 0 | 112.0377 | 0 | 106.8763 | 44.4224 | 2.4059 | 106.8763 | 44.4224 | 2.4059 | 112.5869 | 46.796 | 2.4059 | 4.583% | 0.25909 | 0.24626 | 9434.877 | 1790.0282 | 634.4518 | 7010.397 | 9471.2689 | 0 | 0 | 9471.2689 | 0.02352%
2026 | 237 | 237-17R | Tier-2 | Tier-2---1 | 5--5 | 345 | 100% | 2654.2774 | 88.95% | 10.68% | 0.3671% | 116.8717 | 0 | 0 | 116.8717 | 0 | 111.4876 | 113.524 | 0.98206 | 111.4876 | 113.524 | 0.98206 | 117.4446 | 119.5898 | 0.98206 | 4.403% | 0.15539 | 0.1477 | 17081.2815 | 2840.7254 | 1819.0583 | 12421.4979 | 17179.5559 | 0 | 0 | 17179.5559 | 0.02453%
2026 | 237 | 237-26F | Tier-2 | Tier-2---10 | 5--4 | 37 | 100% | 243.3269 | 22.41% | 76.53% | 1.061% | 2.6994 | 0 | 0 | 2.6994 | 0 | 2.575 | 12.175 | 0.2115 | 2.575 | 12.175 | 0.2115 | 2.7126 | 12.8256 | 0.2115 | 1.109% | 0.10897 | 0.10358 | 2232.9014 | 83.0982 | 1551.1406 | 598.6626 | 2323.1249 | 0 | 0 | 2323.1249 | 0.0005666%
2026 | 237 | 237-28F | Tier-2 | Tier-2---7 | 5--5 | 23 | 100% | 276.8464 | 89.51% | 9.983% | 0.5111% | 12.2658 | 0 | 0 | 12.2658 | 0 | 11.7007 | 7.5683 | 1.546 | 11.7007 | 7.5683 | 1.546 | 12.3259 | 7.9727 | 1.546 | 4.431% | 0.10804 | 0.1027 | 2562.3441 | 370.7553 | 259.1168 | 1932.4719 | 2576.3477 | 0 | 0 | 2576.3477 | 0.002575%
2026 | 237 | 237-2R | Tier-3 | Tier-3---2 | 5--5 | 479 | 100% | 3287.5739 | 91.84% | 7.803% | 0.3572% | 149.4548 | 0 | 0 | 149.4548 | 0 | 142.5697 | 157.6174 | 0.90453 | 142.5697 | 157.6174 | 0.90453 | 150.1874 | 166.0391 | 0.90453 | 4.546% | 0.18156 | 0.17257 | 18107.5885 | 3632.5791 | 1358.7984 | 13116.211 | 18184.543 | 0 | 0 | 18184.543 | 0.03137%
2026 | 237 | 237-30R | Tier-3 | Tier-3---1 | 5--5 | 422 | 100% | 6959.5787 | 90.17% | 9.556% | 0.2771% | 310.6253 | 0 | 0 | 310.6253 | 0 | 296.3154 | 138.8613 | 2.1339 | 296.3154 | 138.8613 | 2.1339 | 312.1479 | 146.2808 | 2.1339 | 4.463% | 0.49249 | 0.46811 | 14131.5489 | 2201.6928 | 1248.2128 | 10681.6433 | 14203.9124 | 0 | 0 | 14203.9124 | 0.0652%
2026 | 239 | 239-2207R | Tier-3 | Tier-3---16 | 4--4 | 399 | 100% | 165.8683 | 90.26% | 7.593% | 2.142% | 7.4112 | 0 | 0 | 7.4112 | 0 | 7.0698 | 131.293 | 0.053847 | 7.0698 | 131.293 | 0.053847 | 7.4475 | 138.3082 | 0.053847 | 4.468% | 0.078224 | 0.074352 | 2120.4383 | 333.2176 | 179.7389 | 1607.4818 | 2131.1885 | 0 | 0 | 2131.1885 | 0.001556%
2026 | 239 | 239-2211R | Tier-3 | Tier-3---16 | 5--4 | 55 | 100% | 226.1764 | 90.88% | 8.368% | 0.7485% | 10.1751 | 0 | 0 | 10.1751 | 0 | 9.7063 | 18.098 | 0.53632 | 9.7063 | 18.098 | 0.53632 | 10.2249 | 19.065 | 0.53632 | 4.499% | 0.11902 | 0.11313 | 1900.3448 | 281.2109 | 151.0924 | 1468.0415 | 1909.367 | 0 | 0 | 1909.367 | 0.002136%
2026 | 239 | 239-2213R | Tier-3 | Tier-3---15 | 5--4 | 233 | 100% | 215.3295 | 82.04% | 16.39% | 1.578% | 8.744 | 0 | 0 | 8.744 | 0 | 8.3412 | 76.6699 | 0.10879 | 8.3412 | 76.6699 | 0.10879 | 8.7869 | 80.7664 | 0.10879 | 4.061% | 0.1294 | 0.123 | 1664.0021 | 212.2821 | 299.3019 | 1152.4181 | 1679.5697 | 0 | 0 | 1679.5697 | 0.001835%
2026 | 239 | 239-2215R | Tier-3 | Tier-3---10 | 5--5 | 327 | 100% | 915.8385 | 88.22% | 10.91% | 0.8692% | 39.9934 | 0 | 0 | 39.9934 | 0 | 38.151 | 107.601 | 0.35456 | 38.151 | 107.601 | 0.35456 | 40.1895 | 113.3503 | 0.35456 | 4.367% | 0.15408 | 0.14645 | 5944.0776 | 898.9932 | 660.8714 | 4384.2129 | 5980.5448 | 0 | 0 | 5980.5448 | 0.008395%
2026 | 239 | 239-2217R | Tier-3 | Tier-3---16 | 4--4 | 303 | 100% | 444.3449 | 30.41% | 68.9% | 0.6851% | 6.6893 | 0 | 0 | 6.6893 | 0 | 6.3811 | 99.7037 | 0.064001 | 6.3811 | 99.7037 | 0.064001 | 6.7221 | 105.031 | 0.064001 | 1.505% | 0.073205 | 0.069582 | 6069.8378 | 288.4259 | 3924.7521 | 1856.6598 | 6289.8062 | 0 | 0 | 6289.8062 | 0.001404%
2026 | 239 | 239-89R | Tier-3 | Tier-3---17 | 4--4 | 31 | 100% | 82.0466 | 94.42% | 3.771% | 1.81% | 3.8346 | 0 | 0 | 3.8346 | 0 | 3.658 | 10.2007 | 0.3586 | 3.658 | 10.2007 | 0.3586 | 3.8534 | 10.7457 | 0.3586 | 4.674% | 0.064786 | 0.061579 | 1266.4282 | 154.9054 | 278.3508 | 833.172 | 1270.1091 | 0 | 0 | 1270.1091 | 0.0008049%
2026 | 240 | 240-1028R | Tier-2 | Tier-2---9 | 4--5 | 123 | 100% | 195.1953 | 90.44% | 7.788% | 1.769% | 8.7387 | 0 | 0 | 8.7387 | 0 | 8.3361 | 40.4738 | 0.20596 | 8.3361 | 40.4738 | 0.20596 | 8.7815 | 42.6364 | 0.20596 | 4.477% | 0.045174 | 0.042938 | 4320.9466 | 718.78 | 412.5342 | 3189.6324 | 4342.4545 | 0 | 0 | 4342.4545 | 0.001834%
2026 | 240 | 240-1044 | Tier-3 | Tier-3---16 | 4--4 | 24 | 100% | 119.2796 | 91.6% | 7.213% | 1.188% | 5.4083 | 0 | 0 | 5.4083 | 0 | 5.1592 | 7.8973 | 0.65328 | 5.1592 | 7.8973 | 0.65328 | 5.4348 | 8.3193 | 0.65328 | 4.534% | 0.076308 | 0.072531 | 1563.1261 | 243.3751 | 155.5211 | 1164.2298 | 1569.9649 | 0 | 0 | 1569.9649 | 0.001135%
2026 | 240 | 240-1148 | Tier-3 | Tier-3---17 | 4--4 | 21 | 100% | 81.4187 | 85.86% | 11.44% | 2.706% | 3.4602 | 0 | 0 | 3.4602 | 0 | 3.3008 | 6.9102 | 0.47767 | 3.3008 | 6.9102 | 0.47767 | 3.4771 | 7.2794 | 0.47767 | 4.25% | 0.037482 | 0.035627 | 2172.1964 | 294.7676 | 257.633 | 1619.7958 | 2188.1967 | 0 | 0 | 2188.1967 | 0.0007263%
2026 | 240 | 240-2004R | Tier-3 | Tier-3---12 | 5--5 | 485 | 100% | 772.9985 | 88.27% | 9.933% | 1.797% | 33.7751 | 0 | 0 | 33.7751 | 0 | 32.2191 | 159.5918 | 0.20188 | 32.2191 | 159.5918 | 0.20188 | 33.9406 | 168.119 | 0.20188 | 4.369% | 0.095775 | 0.091035 | 8070.9504 | 1314.8813 | 873.0539 | 5883.0151 | 8120.2544 | 0 | 0 | 8120.2544 | 0.007089%
2026 | 240 | 240-2006R | Tier-3 | Tier-3---12 | 4--5 | 263 | 100% | 539.6343 | 93.67% | 5.127% | 1.207% | 25.02 | 0 | 0 | 25.02 | 0 | 23.8674 | 86.5415 | 0.27579 | 23.8674 | 86.5415 | 0.27579 | 25.1427 | 91.1655 | 0.27579 | 4.636% | 0.06999 | 0.066526 | 7710.1411 | 1171.5655 | 451.3222 | 6087.2534 | 7735.573 | 0 | 0 | 7735.573 | 0.005252%
2026 | 240 | 240-2032R | Tier-3 | Tier-3---12 | 5--5 | 164 | 100% | 650.049 | 82.45% | 16.15% | 1.395% | 26.5314 | 0 | 0 | 26.5314 | 0 | 25.3092 | 53.965 | 0.46899 | 25.3092 | 53.965 | 0.46899 | 26.6615 | 56.8485 | 0.46899 | 4.081% | 0.12278 | 0.1167 | 5294.5591 | 720.5691 | 843.0129 | 3730.977 | 5342.9398 | 0 | 0 | 5342.9398 | 0.005569%
2026 | 242 | 242-1426F | Tier-2 | Tier-2---10 | 5--4 | 101 | 100% | 427.3794 | 25.24% | 74.25% | 0.5092% | 5.3405 | 0 | 0 | 5.3405 | 0 | 5.0944 | 33.2346 | 0.15329 | 5.0944 | 33.2346 | 0.15329 | 5.3666 | 35.0103 | 0.15329 | 1.25% | 0.10724 | 0.10194 | 3985.1049 | 204.0417 | 2738.8493 | 1042.2139 | 4140.2501 | 0 | 0 | 4140.2501 | 0.001121%
2026 | 246 | 246-34R | Tier-3 | Tier-3---12 | 4--5 | 389 | 100% | 673.2377 | 73.17% | 25.57% | 1.264% | 24.3835 | 0 | 0 | 24.3835 | 0 | 23.2602 | 128.0025 | 0.18172 | 23.2602 | 128.0025 | 0.18172 | 24.5031 | 134.8418 | 0.18172 | 3.622% | 0.070488 | 0.066999 | 9551.097 | 1283.5559 | 2416.0529 | 5851.4883 | 9684.5582 | 0 | 0 | 9684.5582 | 0.005118%
2026 | 247 | 247-46 | Tier-3 | Tier-3---16 | 4--5 | 74 | 100% | 297.9922 | 66.6% | 32.06% | 1.34% | 9.8236 | 0 | 0 | 9.8236 | 0 | 9.371 | 24.3501 | 0.38485 | 9.371 | 24.3501 | 0.38485 | 9.8717 | 25.6511 | 0.38485 | 3.297% | 0.045228 | 0.04299 | 6588.6081 | 720.5327 | 2027.5414 | 3840.534 | 6703.2179 | 0 | 0 | 6703.2179 | 0.002062%
2026 | 247 | 247-48 | Tier-2 | Tier-2---16 | 3--3 | 6 | 100% | 19.6012 | 90.45% | 8.053% | 1.494% | 0.87763 | 0 | 0 | 0.87763 | 0 | 0.8372 | 1.9743 | 0.42404 | 0.8372 | 1.9743 | 0.42404 | 0.88193 | 2.0798 | 0.42404 | 4.477% | 0.026216 | 0.024918 | 747.6923 | 111.2463 | 59.7602 | 576.6859 | 751.4096 | 0 | 0 | 751.4096 | 0.0001842%
2026 | 249 | 249-24R | Tier-3 | Tier-3---12 | 5--5 | 299 | 100% | 678.7483 | 77.57% | 20.95% | 1.472% | 26.063 | 0 | 0 | 26.063 | 0 | 24.8623 | 98.3875 | 0.2527 | 24.8623 | 98.3875 | 0.2527 | 26.1908 | 103.6445 | 0.2527 | 3.84% | 0.10094 | 0.09594 | 6724.4875 | 983.1026 | 1380.1319 | 4361.253 | 6803.0261 | 0 | 0 | 6803.0261 | 0.005471%
2026 | 283 | 283-55R | Tier-3 | Tier-3---9 | 5--5 | 47 | 100% | 691.0798 | 89.15% | 10.28% | 0.5685% | 30.4985 | 0 | 0 | 30.4985 | 0 | 29.0935 | 15.4656 | 1.8812 | 29.0935 | 15.4656 | 1.8812 | 30.648 | 16.2919 | 1.8812 | 4.413% | 0.20157 | 0.19159 | 3428.458 | 524.1491 | 347.4063 | 2556.9026 | 3447.8217 | 0 | 0 | 3447.8217 | 0.006402%
2026 | 283 | 283-71F | Tier-3 | Tier-3---13 | 5--4 | 101 | 100% | 488.2766 | 50.8% | 48.52% | 0.6792% | 12.2794 | 0 | 0 | 12.2794 | 0 | 11.7137 | 33.2346 | 0.35246 | 11.7137 | 33.2346 | 0.35246 | 12.3396 | 35.0103 | 0.35246 | 2.515% | 0.19011 | 0.1807 | 2568.3277 | 217.0861 | 1132.2268 | 1219.0148 | 2634.1276 | 0 | 0 | 2634.1276 | 0.002577%
2026 | 288 | 288-149R | Tier-2 | Tier-2---12 | 3--5 | 1 | 100% | 110.4011 | 75.76% | 21.09% | 3.152% | 4.1401 | 0 | 0 | 4.1401 | 0 | 3.9493 | 0.32906 | 12.0021 | 3.9493 | 0.32906 | 12.0021 | 4.1604 | 0.34664 | 12.0021 | 3.75% | 0.02124 | 0.020188 | 5197.889 | 630.048 | 1286.7386 | 3281.1025 | 5263.511 | 0 | 0 | 5263.511 | 0.000869%
2026 | 288 | 288-2375R | Tier-2 | Tier-2---19 | 2--4 | 2 | 100% | 8.0662 | 91.05% | 6.346% | 2.603% | 0.36354 | 0 | 0 | 0.36354 | 0 | 0.34679 | 0.65811 | 0.52695 | 0.34679 | 0.65811 | 0.52695 | 0.36532 | 0.69327 | 0.52695 | 4.507% | 0.0067116 | 0.0063794 | 1201.8253 | 174.6812 | 136.8966 | 890.2475 | 1207.4267 | 0 | 0 | 1207.4267 | 7.631e-05%
2026 | 288 | 288-2380F | Tier-2 | Tier-2---12 | 4--5 | 215 | 100% | 114.0664 | 66.42% | 32.7% | 0.8812% | 3.7504 | 0 | 0 | 3.7504 | 0 | 3.5776 | 70.7469 | 0.050569 | 3.5776 | 70.7469 | 0.050569 | 3.7688 | 74.527 | 0.050569 | 3.288% | 0.030344 | 0.028842 | 3759.1098 | 411.8777 | 1165.9601 | 2181.2719 | 3824.8446 | 0 | 0 | 3824.8446 | 0.0007872%
2026 | 296 | 296-68F | Tier-2 | Tier-2---21 | 1--2 | 22 | 100% | 1.8827 | 64.81% | 0% | 35.19% | 0.060402 | 0 | 0 | 0.060402 | 0 | 0.05762 | 7.2392 | 0.0079594 | 0.05762 | 7.2392 | 0.0079594 | 0.060698 | 7.626 | 0.0079594 | 3.208% | 0.0027146 | 0.0025802 | 693.5578 | 98.2554 | 297.2044 | 298.098 | 706.2671 | 0 | 0 | 706.2671 | 1.268e-05%
2026 | 300 | 300-483F | Tier-2 | Tier-2---12 | 3--5 | 2 | 100% | 101.1563 | 97.7% | 0% | 2.297% | 4.8922 | 0 | 0 | 4.8922 | 0 | 4.6668 | 0.65811 | 7.0913 | 4.6668 | 0.65811 | 7.0913 | 4.9162 | 0.69327 | 7.0913 | 4.836% | 0.018397 | 0.017486 | 5498.5218 | 994.0131 | 114.7317 | 4389.777 | 5505.0994 | 0 | 0 | 5505.0994 | 0.001027%
2026 | 300 | 300-484F | Tier-2 | Tier-2---9 | 4--5 | 169 | 100% | 230.1484 | 75.7% | 22.04% | 2.261% | 8.6234 | 0 | 0 | 8.6234 | 0 | 8.2262 | 55.6103 | 0.14793 | 8.2262 | 55.6103 | 0.14793 | 8.6657 | 58.5817 | 0.14793 | 3.747% | 0.039922 | 0.037946 | 5764.9522 | 606.5801 | 1692.4173 | 3465.9548 | 5837.922 | 0 | 0 | 5837.922 | 0.00181%
2026 | 307 | 307-1538F | Tier-2 | Tier-2---7 | 5--5 | 110 | 100% | 433.4142 | 51.51% | 48.13% | 0.3587% | 11.0514 | 0 | 0 | 11.0514 | 0 | 10.5423 | 36.1961 | 0.29126 | 10.5423 | 36.1961 | 0.29126 | 11.1056 | 38.1301 | 0.29126 | 2.55% | 0.10098 | 0.09598 | 4292.1557 | 366.942 | 1865.6861 | 2059.5276 | 4400.5386 | 0 | 0 | 4400.5386 | 0.00232%
2026 | 307 | 307-234R | Tier-2 | Tier-2---4 | 5--5 | 294 | 100% | 684.1346 | 69.69% | 29.83% | 0.4763% | 23.6004 | 0 | 0 | 23.6004 | 0 | 22.5131 | 96.7422 | 0.23271 | 22.5131 | 96.7422 | 0.23271 | 23.716 | 101.9113 | 0.23271 | 3.45% | 0.11001 | 0.10456 | 6219.0213 | 711.7212 | 1737.152 | 3770.148 | 6317.1866 | 0 | 0 | 6317.1866 | 0.004954%
2026 | 308 | 308-563AE | Tier-2 | Tier-2---18 | 4--3 | 5 | 100% | 81.5523 | 7.703% | 91.46% | 0.8327% | 0.31095 | 0 | 0 | 0.31095 | 0 | 0.29663 | 1.6453 | 0.18029 | 0.29663 | 1.6453 | 0.18029 | 0.31248 | 1.7332 | 0.18029 | 0.3813% | 0.03316 | 0.031518 | 2459.3887 | 44.7352 | 2075.3977 | 339.2558 | 2577.6026 | 0 | 0 | 2577.6026 | 6.527e-05%
2026 | 311 | 311-1199 | Tier-2 | Tier-2---20 | 3--2 | 13 | 100% | 10.8001 | 28.53% | 67.91% | 3.563% | 0.1525 | 0 | 0 | 0.1525 | 0 | 0.14547 | 4.2777 | 0.034007 | 0.14547 | 4.2777 | 0.034007 | 0.15325 | 4.5063 | 0.034007 | 1.412% | 0.018336 | 0.017428 | 589.0165 | 20.3604 | 431.6923 | 136.9639 | 610.9411 | 0 | 0 | 610.9411 | 3.201e-05%
2026 | 311 | 311-43 | Tier-2 | Tier-2---15 | 3--4 | 201 | 100% | 155.2668 | 1.703% | 96.44% | 1.86% | 0.13091 | 0 | 0 | 0.13091 | 0 | 0.12488 | 66.1401 | 0.0018881 | 0.12488 | 66.1401 | 0.0018881 | 0.13155 | 69.674 | 0.0018881 | 0.08431% | 0.027937 | 0.026554 | 5557.7075 | 11.1328 | 4976.695 | 569.8797 | 5842.211 | 0 | 0 | 5842.211 | 2.748e-05%
2026 | 312 | 312-14F | Tier-2 | Tier-2---14 | 3--4 | 10 | 100% | 197.5178 | 0.1105% | 99.63% | 0.2595% | 0.0108 | 0 | 0 | 0.0108 | 0 | 0.010303 | 3.2906 | 0.003131 | 0.010303 | 3.2906 | 0.003131 | 0.010853 | 3.4664 | 0.003131 | 0.005468% | 0.018868 | 0.017934 | 10468.4008 | 14.5481 | 9413.1367 | 1040.7161 | 11012.9704 | 0 | 0 | 11012.9704 | 2.267e-06%
2026 | 315 | 315-485AE | Tier-2 | Tier-2---14 | 2--5 | 149 | 100% | 44.4978 | 97.71% | 0% | 2.29% | 2.1522 | 0 | 0 | 2.1522 | 0 | 2.053 | 49.0292 | 0.041874 | 2.053 | 49.0292 | 0.041874 | 2.1627 | 51.6489 | 0.041874 | 4.837% | 0.00637 | 0.0060547 | 6985.5251 | 2468.7203 | 170.1118 | 4346.6929 | 6993.857 | 0 | 0 | 6993.857 | 0.0004517%
2026 | 350 | 350-2182R | Tier-2 | Tier-2---13 | 4--3 | 2 | 100% | 36.1393 | 94.02% | 5.411% | 0.5649% | 1.682 | 0 | 0 | 1.682 | 0 | 1.6045 | 0.65811 | 2.438 | 1.6045 | 0.65811 | 2.438 | 1.6902 | 0.69327 | 2.438 | 4.654% | 0.068991 | 0.065576 | 523.8262 | 80.2912 | 27.7458 | 415.7892 | 525.4565 | 0 | 0 | 525.4565 | 0.000353%
2026 | 350 | 350-2188R | Tier-2 | Tier-2---5 | 5--5 | 975 | 100% | 752.4795 | 78.87% | 19.12% | 2.014% | 29.3759 | 0 | 0 | 29.3759 | 0 | 28.0226 | 320.8288 | 0.087344 | 28.0226 | 320.8288 | 0.087344 | 29.5199 | 337.9711 | 0.087344 | 3.904% | 0.15121 | 0.14373 | 4976.3874 | 631.9786 | 954.5279 | 3389.8809 | 5031.1577 | 0 | 0 | 5031.1577 | 0.006166%
2026 | 350 | 350-2192R | Tier-2 | Tier-2---2 | 5--5 | 827 | 100% | 2025.3012 | 87.53% | 11.37% | 1.097% | 87.7486 | 0 | 0 | 87.7486 | 0 | 83.7062 | 272.1286 | 0.3076 | 83.7062 | 272.1286 | 0.3076 | 88.1788 | 286.6688 | 0.3076 | 4.333% | 0.18928 | 0.17991 | 10700.2197 | 1640.6573 | 1261.0201 | 7798.5423 | 10769.7208 | 0 | 0 | 10769.7208 | 0.01842%
2026 | 350 | 350-2196R | Tier-2 | Tier-2---5 | 5--5 | 961 | 100% | 1111.1446 | 85.23% | 12.69% | 2.072% | 46.8801 | 0 | 0 | 46.8801 | 0 | 44.7204 | 316.222 | 0.14142 | 44.7204 | 316.222 | 0.14142 | 47.1099 | 333.1182 | 0.14142 | 4.219% | 0.19915 | 0.18929 | 5579.5197 | 797.1006 | 755.2806 | 4027.1385 | 5622.4251 | 0 | 0 | 5622.4251 | 0.00984%
2026 | 350 | 350-2201R | Tier-3 | Tier-3---4 | 5--5 | 397 | 100% | 1600.0661 | 94.09% | 5.343% | 0.5699% | 74.5202 | 0 | 0 | 74.5202 | 0 | 71.0872 | 130.6349 | 0.54417 | 71.0872 | 130.6349 | 0.54417 | 74.8855 | 137.6149 | 0.54417 | 4.657% | 0.1241 | 0.11796 | 12893.008 | 2307.4254 | 698.8971 | 9886.6855 | 12932.7085 | 0 | 0 | 12932.7085 | 0.01564%
2026 | 350 | 350-41R | Tier-2 | Tier-2---3 | 5--5 | 538 | 100% | 1428.3995 | 91.38% | 7.839% | 0.7806% | 64.611 | 0 | 0 | 64.611 | 0 | 61.6345 | 177.0317 | 0.34816 | 61.6345 | 177.0317 | 0.34816 | 64.9277 | 186.4907 | 0.34816 | 4.523% | 0.12896 | 0.12258 | 11076.0411 | 1996.9228 | 1010.9834 | 8068.135 | 11125.7625 | 0 | 0 | 11125.7625 | 0.01356%
2026 | 351 | 351-819R | Tier-2 | Tier-2---1 | 5--5 | 546 | 100% | 2090.3176 | 91.75% | 7.875% | 0.3732% | 94.9359 | 0 | 0 | 94.9359 | 0 | 90.5624 | 179.6641 | 0.50406 | 90.5624 | 179.6641 | 0.50406 | 95.4012 | 189.2638 | 0.50406 | 4.542% | 0.14376 | 0.13664 | 14540.4698 | 3135.0555 | 1103.9508 | 10301.4635 | 14602.9309 | 0 | 0 | 14602.9309 | 0.01993%
2026 | 351 | 351-871R | Tier-3 | Tier-3---6 | 5--5 | 92 | 100% | 781.5367 | 96.92% | 2.713% | 0.3715% | 37.493 | 0 | 0 | 37.493 | 0 | 35.7658 | 30.2731 | 1.1814 | 35.7658 | 30.2731 | 1.1814 | 37.6768 | 31.8906 | 1.1814 | 4.797% | 0.11468 | 0.109 | 6814.8869 | 1079.7555 | 189.4866 | 5545.6448 | 6825.8322 | 0 | 0 | 6825.8322 | 0.00787%
2026 | 352 | 352-27R | Tier-3 | Tier-3---2 | 5--5 | 488 | 100% | 1835.8142 | 93.66% | 5.876% | 0.4611% | 85.1138 | 0 | 0 | 85.1138 | 0 | 81.1928 | 160.5789 | 0.50563 | 81.1928 | 160.5789 | 0.50563 | 85.531 | 169.1589 | 0.50563 | 4.636% | 0.11814 | 0.11229 | 15539.9427 | 3024.467 | 902.1857 | 11613.29 | 15591.2308 | 0 | 0 | 15591.2308 | 0.01787%
2026 | 353 | 353-1429R | Tier-2 | Tier-2---6 | 5--5 | 319 | 100% | 1003.2846 | 77.44% | 22.07% | 0.495% | 38.4564 | 0 | 0 | 38.4564 | 0 | 36.6848 | 104.9686 | 0.34948 | 36.6848 | 104.9686 | 0.34948 | 38.6449 | 110.5772 | 0.34948 | 3.833% | 0.12141 | 0.1154 | 8263.4579 | 1440.9039 | 1734.7877 | 5087.7663 | 8360.5633 | 0 | 0 | 8360.5633 | 0.008072%
2026 | 353 | 353-593F | Tier-2 | Tier-2---7 | 5--5 | 106 | 100% | 254.848 | 92.09% | 7.347% | 0.5637% | 11.617 | 0 | 0 | 11.617 | 0 | 11.0819 | 34.8798 | 0.31772 | 11.0819 | 34.8798 | 0.31772 | 11.674 | 36.7435 | 0.31772 | 4.558% | 0.10537 | 0.10016 | 2418.5368 | 364.9212 | 170.4852 | 1883.1304 | 2428.5005 | 0 | 0 | 2428.5005 | 0.002438%
2026 | 353 | 353-594F | Tier-2 | Tier-2---7 | 5--5 | 24 | 100% | 200.2632 | 99.27% | 0.3225% | 0.4078% | 9.8406 | 0 | 0 | 9.8406 | 0 | 9.3873 | 7.8973 | 1.1887 | 9.3873 | 7.8973 | 1.1887 | 9.8889 | 8.3193 | 1.1887 | 4.914% | 0.10216 | 0.097099 | 1960.3623 | 318.7574 | 13.0779 | 1628.5269 | 1961.1078 | 0 | 0 | 1961.1078 | 0.002066%
2026 | 353 | 353-900F | Tier-2 | Tier-2---8 | 5--5 | 55 | 100% | 371.854 | 40.83% | 58.99% | 0.1797% | 7.5153 | 0 | 0 | 7.5153 | 0 | 7.1691 | 18.098 | 0.39613 | 7.1691 | 18.098 | 0.39613 | 7.5522 | 19.065 | 0.39613 | 2.021% | 0.10085 | 0.09586 | 3687.104 | 250.2733 | 1989.9286 | 1446.9021 | 3800.7218 | 0 | 0 | 3800.7218 | 0.001577%
2026 | 353 | 353-901F | Tier-2 | Tier-2---4 | 5--5 | 46 | 100% | 613.1191 | 58.62% | 41.08% | 0.303% | 17.7913 | 0 | 0 | 17.7913 | 0 | 16.9717 | 15.1365 | 1.1212 | 16.9717 | 15.1365 | 1.1212 | 17.8785 | 15.9453 | 1.1212 | 2.902% | 0.10618 | 0.10093 | 5774.1958 | 681.1246 | 2172.7932 | 2920.278 | 5898.6241 | 0 | 0 | 5898.6241 | 0.003734%
2026 | 353 | 353-902F | Tier-2 | Tier-2---11 | 5--3 | 13 | 100% | 194.7859 | 13.28% | 86.55% | 0.1681% | 1.2803 | 0 | 0 | 1.2803 | 0 | 1.2213 | 4.2777 | 0.2855 | 1.2213 | 4.2777 | 0.2855 | 1.2866 | 4.5063 | 0.2855 | 0.6573% | 0.098854 | 0.093961 | 1970.4401 | 45.5501 | 1554.0368 | 370.8532 | 2059.4308 | 0 | 0 | 2059.4308 | 0.0002687%
2026 | 353 | 353-904R | Tier-2 | Tier-2---3 | 5--5 | 139 | 100% | 1250.3913 | 94% | 5.586% | 0.417% | 58.1788 | 0 | 0 | 58.1788 | 0 | 55.4987 | 45.7387 | 1.2134 | 55.4987 | 45.7387 | 1.2134 | 58.464 | 48.1825 | 1.2134 | 4.653% | 0.12577 | 0.11955 | 9941.809 | 1678.6898 | 757.2282 | 7505.891 | 9972.8894 | 0 | 0 | 9972.8894 | 0.01221%
2026 | 354 | 354-1706R | Tier-2 | Tier-2---1 | 5--5 | 465 | 100% | 2161.9809 | 92.27% | 7.167% | 0.5599% | 98.7488 | 0 | 0 | 98.7488 | 0 | 94.1997 | 153.0107 | 0.61564 | 94.1997 | 153.0107 | 0.61564 | 99.2329 | 161.1862 | 0.61564 | 4.568% | 0.13939 | 0.13249 | 15510.3907 | 2900.5229 | 1230.7208 | 11379.147 | 15572.8049 | 0 | 0 | 15572.8049 | 0.02073%
2026 | 354 | 354-24AE | Tier-2 | Tier-2---4 | 4--5 | 102 | 100% | 742.9911 | 44.89% | 54.76% | 0.3554% | 16.5081 | 0 | 0 | 16.5081 | 0 | 15.7476 | 33.5636 | 0.46919 | 15.7476 | 33.5636 | 0.46919 | 16.589 | 35.357 | 0.46919 | 2.222% | 0.080555 | 0.076567 | 9223.4472 | 670.0529 | 4646.9314 | 3906.4629 | 9488.1816 | 0 | 0 | 9488.1816 | 0.003465%
2026 | 355 | 355-41R | Tier-2 | Tier-2---6 | 4--5 | 276 | 100% | 876.3288 | 87.46% | 12.04% | 0.4997% | 37.9373 | 0 | 0 | 37.9373 | 0 | 36.1896 | 90.8192 | 0.39848 | 36.1896 | 90.8192 | 0.39848 | 38.1233 | 95.6718 | 0.39848 | 4.329% | 0.092253 | 0.087687 | 9499.1702 | 1363.9545 | 1082.9983 | 7052.2174 | 9561.2206 | 0 | 0 | 9561.2206 | 0.007963%
2026 | 355 | 355-6R | Tier-2 | Tier-2---7 | 4--5 | 139 | 100% | 466.648 | 28.63% | 71.11% | 0.2566% | 6.6138 | 0 | 0 | 6.6138 | 0 | 6.3091 | 45.7387 | 0.13794 | 6.3091 | 45.7387 | 0.13794 | 6.6462 | 48.1825 | 0.13794 | 1.417% | 0.074333 | 0.070654 | 6277.8037 | 297.3578 | 4112.2061 | 1868.2398 | 6511.1291 | 0 | 0 | 6511.1291 | 0.001388%
2026 | 356 | 356-16R | Tier-2 | Tier-2---4 | 4--5 | 131 | 100% | 692.7279 | 85.74% | 13.66% | 0.5932% | 29.4011 | 0 | 0 | 29.4011 | 0 | 28.0467 | 43.1062 | 0.65064 | 28.0467 | 43.1062 | 0.65064 | 29.5452 | 45.4095 | 0.65064 | 4.244% | 0.090754 | 0.086262 | 7633.0284 | 1263.3568 | 1174.8968 | 5194.7749 | 7689.7037 | 0 | 0 | 7689.7037 | 0.006171%
2026 | 356 | 356-19R | Tier-3 | Tier-3---8 | 5--5 | 704 | 100% | 2142.9106 | 83.66% | 15.67% | 0.6694% | 88.7415 | 0 | 0 | 88.7415 | 0 | 84.6534 | 231.6548 | 0.36543 | 84.6534 | 231.6548 | 0.36543 | 89.1765 | 244.0325 | 0.36543 | 4.141% | 0.16775 | 0.15945 | 12774.1099 | 1993.4622 | 1945.7185 | 8834.9292 | 12882.8117 | 0 | 0 | 12882.8117 | 0.01863%
2026 | 356 | 356-30AE | Tier-3 | Tier-3---6 | 5--5 | 561 | 100% | 1548.5525 | 73.09% | 26.03% | 0.8808% | 56.0222 | 0 | 0 | 56.0222 | 0 | 53.4413 | 184.6 | 0.2895 | 53.4413 | 184.6 | 0.2895 | 56.2968 | 194.4634 | 0.2895 | 3.618% | 0.14106 | 0.13408 | 10978.0949 | 1533.3184 | 2733.1665 | 6711.61 | 11131.9717 | 0 | 0 | 11131.9717 | 0.01176%
2026 | 357 | 357-1147R | Tier-2 | Tier-2---10 | 5--4 | 14 | 100% | 122.889 | 90.67% | 8.71% | 0.6166% | 5.5157 | 0 | 0 | 5.5157 | 0 | 5.2616 | 4.6068 | 1.1421 | 5.2616 | 4.6068 | 1.1421 | 5.5427 | 4.8529 | 1.1421 | 4.488% | 0.14287 | 0.1358 | 860.1588 | 128.3592 | 73.5961 | 658.2035 | 864.3366 | 0 | 0 | 864.3366 | 0.001158%
2026 | 357 | 357-1299R | Tier-3 | Tier-3---9 | 5--5 | 7 | 100% | 500.7555 | 96.82% | 2.879% | 0.2981% | 24 | 0 | 0 | 24 | 0 | 22.8944 | 2.3034 | 9.9394 | 22.8944 | 2.3034 | 9.9394 | 24.1176 | 2.4265 | 9.9394 | 4.793% | 0.2409 | 0.22898 | 2078.6481 | 381.924 | 60.0907 | 1636.6334 | 2082.0868 | 0 | 0 | 2082.0868 | 0.005038%
2026 | 357 | 357-2047F | Tier-2 | Tier-2---10 | 5--4 | 1 | 100% | 117.0163 | 66.86% | 32.9% | 0.2354% | 3.8728 | 0 | 0 | 3.8728 | 0 | 3.6944 | 0.32906 | 11.2273 | 3.6944 | 0.32906 | 11.2273 | 3.8918 | 0.34664 | 11.2273 | 3.31% | 0.14128 | 0.13429 | 828.2369 | 91.3768 | 250.8108 | 486.0494 | 842.5305 | 0 | 0 | 842.5305 | 0.0008129%
2026 | 357 | 357-2049F | Tier-3 | Tier-3---8 | 5--5 | 194 | 100% | 1568.933 | 87.25% | 12.44% | 0.3075% | 67.7587 | 0 | 0 | 67.7587 | 0 | 64.6372 | 63.8367 | 1.0125 | 64.6372 | 63.8367 | 1.0125 | 68.0909 | 67.2476 | 1.0125 | 4.319% | 0.18286 | 0.17381 | 8579.8277 | 1438.1344 | 1001.8193 | 6139.874 | 8636.8059 | 0 | 0 | 8636.8059 | 0.01422%
2026 | 357 | 357-45R | Tier-3 | Tier-3---8 | 5--5 | 329 | 100% | 2182.2622 | 79.98% | 19.64% | 0.3802% | 86.3975 | 0 | 0 | 86.3975 | 0 | 82.4174 | 108.2592 | 0.7613 | 82.4174 | 108.2592 | 0.7613 | 86.821 | 114.0436 | 0.7613 | 3.959% | 0.18538 | 0.1762 | 11771.8449 | 1935.5654 | 2204.1059 | 7632.1736 | 11894.5692 | 0 | 0 | 11894.5692 | 0.01813%
2026 | 357 | 357-50R | Tier-3 | Tier-3---4 | 5--5 | 435 | 100% | 1441.553 | 79.05% | 20.4% | 0.5522% | 56.4096 | 0 | 0 | 56.4096 | 0 | 53.8109 | 143.139 | 0.37593 | 53.8109 | 143.139 | 0.37593 | 56.6861 | 150.7871 | 0.37593 | 3.913% | 0.14913 | 0.14175 | 9666.6259 | 1487.063 | 1867.4945 | 6312.0683 | 9772.0779 | 0 | 0 | 9772.0779 | 0.01184%
2026 | 357 | 357-750R | Tier-2 | Tier-2---2 | 5--5 | 248 | 100% | 1439.7107 | 82.49% | 17.1% | 0.4096% | 58.7853 | 0 | 0 | 58.7853 | 0 | 56.0772 | 81.6057 | 0.68717 | 56.0772 | 81.6057 | 0.68717 | 59.0734 | 85.966 | 0.68717 | 4.083% | 0.171 | 0.16254 | 8419.2134 | 1423.2143 | 1353.8833 | 5642.1158 | 8495.9978 | 0 | 0 | 8495.9978 | 0.01234%
2026 | 358 | 358-1175F | Tier-2 | Tier-2---11 | 5--3 | 11 | 100% | 71.8528 | 77.22% | 22.39% | 0.388% | 2.7465 | 0 | 0 | 2.7465 | 0 | 2.6199 | 3.6196 | 0.72382 | 2.6199 | 3.6196 | 0.72382 | 2.7599 | 3.813 | 0.72382 | 3.822% | 0.14195 | 0.13492 | 506.195 | 64.3327 | 105.8745 | 335.9879 | 512.2005 | 0 | 0 | 512.2005 | 0.0005765%
2026 | 358 | 358-33 | Tier-3 | Tier-3---15 | 5--4 | 36 | 100% | 117.3196 | 96.19% | 3.458% | 0.3548% | 5.5859 | 0 | 0 | 5.5859 | 0 | 5.3286 | 11.846 | 0.44982 | 5.3286 | 11.846 | 0.44982 | 5.6133 | 12.4789 | 0.44982 | 4.761% | 0.14298 | 0.1359 | 820.5581 | 159.8188 | 30.1137 | 630.6255 | 822.1875 | 0 | 0 | 822.1875 | 0.001172%
2026 | 358 | 358-682F | Tier-3 | Tier-3---3 | 5--5 | 252 | 100% | 3753.9781 | 86.22% | 13.57% | 0.2039% | 160.2214 | 0 | 0 | 160.2214 | 0 | 152.8404 | 82.9219 | 1.8432 | 152.8404 | 82.9219 | 1.8432 | 161.0068 | 87.3525 | 1.8432 | 4.268% | 0.54241 | 0.51556 | 6920.8673 | 1067.6333 | 861.2358 | 4991.9981 | 6970.5225 | 0 | 0 | 6970.5225 | 0.03363%
2026 | 387 | 387-15 | Tier-3 | Tier-3---16 | 4--5 | 14 | 100% | 365.4778 | 57.25% | 41.73% | 1.017% | 10.3576 | 0 | 0 | 10.3576 | 0 | 9.8804 | 4.6068 | 2.1448 | 9.8804 | 4.6068 | 2.1448 | 10.4083 | 4.8529 | 2.1448 | 2.834% | 0.072601 | 0.069007 | 5034.0466 | 537.3079 | 1996.9235 | 2499.8151 | 5146.1153 | 0 | 0 | 5146.1153 | 0.002174%
2026 | 393 | 393-14R | Tier-2 | Tier-2---10 | 5--4 | 22 | 100% | 777.0926 | 5.544% | 94.24% | 0.2191% | 2.1327 | 0 | 0 | 2.1327 | 0 | 2.0344 | 7.2392 | 0.28103 | 2.0344 | 7.2392 | 0.28103 | 2.1431 | 7.626 | 0.28103 | 0.2744% | 0.10079 | 0.095804 | 7709.7876 | 115.9827 | 6667.436 | 926.369 | 8089.036 | 0 | 0 | 8089.036 | 0.0004476%
2026 | 396 | 396-699R | Tier-2 | Tier-2---5 | 5--5 | 590 | 100% | 888.3486 | 59.21% | 39.34% | 1.447% | 26.0383 | 0 | 0 | 26.0383 | 0 | 24.8387 | 194.1426 | 0.12794 | 24.8387 | 194.1426 | 0.12794 | 26.1659 | 204.5159 | 0.12794 | 2.931% | 0.15664 | 0.14888 | 5671.3841 | 668.179 | 2146.3409 | 2856.8642 | 5791.8474 | 0 | 0 | 5791.8474 | 0.005465%
2026 | 411 | 411-1873R | Tier-2 | Tier-2---7 | 4--5 | 455 | 100% | 340.3229 | 88.45% | 9.585% | 1.967% | 14.8999 | 0 | 0 | 14.8999 | 0 | 14.2135 | 149.7201 | 0.094934 | 14.2135 | 149.7201 | 0.094934 | 14.973 | 157.7199 | 0.094934 | 4.378% | 0.04682 | 0.044503 | 7268.7189 | 1142.008 | 975.4979 | 5151.213 | 7312.4483 | 0 | 0 | 7312.4483 | 0.003128%
2026 | 411 | 411-30R | Tier-3 | Tier-3---6 | 5--5 | 839 | 100% | 1028.3805 | 90.72% | 7.641% | 1.643% | 46.1788 | 0 | 0 | 46.1788 | 0 | 44.0515 | 276.0773 | 0.15956 | 44.0515 | 276.0773 | 0.15956 | 46.4052 | 290.8285 | 0.15956 | 4.49% | 0.10309 | 0.09799 | 9975.2889 | 1901.318 | 929.458 | 7144.5129 | 10023.5186 | 0 | 0 | 10023.5186 | 0.009693%
2026 | 411 | 411-47R | Tier-2 | Tier-2---9 | 4--5 | 3 | 100% | 334.7019 | 84.13% | 13.18% | 2.693% | 13.9384 | 0 | 0 | 13.9384 | 0 | 13.2963 | 0.98717 | 13.4692 | 13.2963 | 0.98717 | 13.4692 | 14.0068 | 1.0399 | 13.4692 | 4.164% | 0.063274 | 0.060142 | 5289.7062 | 845.5012 | 1035.5091 | 3408.6958 | 5333.4243 | 0 | 0 | 5333.4243 | 0.002926%
2026 | 434 | 434-301 | Tier-2 | Tier-2---17 | 1--5 | 1 | 100% | 17.5402 | 98.17% | 0% | 1.83% | 0.85235 | 0 | 0 | 0.85235 | 0 | 0.81308 | 0.32906 | 2.471 | 0.81308 | 0.32906 | 2.471 | 0.85653 | 0.34664 | 2.471 | 4.859% | 0.003157 | 0.0030007 | 5555.9717 | 867.4345 | 222.2106 | 4466.3265 | 5561.2679 | 0 | 0 | 5561.2679 | 0.0001789%
2026 | 441 | 441-23R | Tier-3 | Tier-3---11 | 5--4 | 91 | 100% | 647.4088 | 86.44% | 13.14% | 0.4218% | 27.7015 | 0 | 0 | 27.7015 | 0 | 26.4253 | 29.944 | 0.88249 | 26.4253 | 29.944 | 0.88249 | 27.8373 | 31.544 | 0.88249 | 4.279% | 0.54783 | 0.52071 | 1181.7687 | 148.5478 | 135.1005 | 898.1204 | 1190.1135 | 0 | 0 | 1190.1135 | 0.005815%
2026 | 441 | 441-279R | Tier-3 | Tier-3---18 | 5--2 | 3 | 100% | 161.5568 | 69.39% | 29.65% | 0.9602% | 5.5494 | 0 | 0 | 5.5494 | 0 | 5.2937 | 0.98717 | 5.3626 | 5.2937 | 0.98717 | 5.3626 | 5.5766 | 1.0399 | 5.3626 | 3.435% | 0.53527 | 0.50877 | 301.8227 | 28.024 | 73.3421 | 200.4565 | 306.6336 | 0 | 0 | 306.6336 | 0.001165%
2026 | 441 | 441-27R | Tier-3 | Tier-3---9 | 5--4 | 68 | 100% | 878.0372 | 89.43% | 10.14% | 0.4287% | 38.8687 | 0 | 0 | 38.8687 | 0 | 37.0781 | 22.3758 | 1.6571 | 37.0781 | 22.3758 | 1.6571 | 39.0593 | 23.5713 | 1.6571 | 4.427% | 0.55752 | 0.52992 | 1574.8947 | 207.3126 | 146.5629 | 1221.0192 | 1583.5641 | 0 | 0 | 1583.5641 | 0.008159%
2026 | 441 | 441-30R | Tier-3 | Tier-3---9 | 5--4 | 20 | 100% | 950.7549 | 92.15% | 7.507% | 0.3471% | 43.3661 | 0 | 0 | 43.3661 | 0 | 41.3683 | 6.5811 | 6.2859 | 41.3683 | 6.5811 | 6.2859 | 43.5786 | 6.9327 | 6.2859 | 4.561% | 0.55519 | 0.52771 | 1712.4757 | 231.3815 | 120.1168 | 1360.9775 | 1719.4801 | 0 | 0 | 1719.4801 | 0.009103%
2026 | 442 | 442-16R | Tier-3 | Tier-3---14 | 5--3 | 358 | 100% | 453.4046 | 84.5% | 14% | 1.497% | 18.9645 | 0 | 0 | 18.9645 | 0 | 18.0908 | 117.8018 | 0.15357 | 18.0908 | 117.8018 | 0.15357 | 19.0574 | 124.0961 | 0.15357 | 4.183% | 0.45792 | 0.43525 | 990.1415 | 105.6368 | 130.7729 | 753.7318 | 998.1347 | 0 | 0 | 998.1347 | 0.003981%
2026 | 442 | 442-46R | Tier-3 | Tier-3---19 | 5--1 | 28 | 100% | 85.0858 | 0.5117% | 99.4% | 0.08534% | 0.021553 | 0 | 0 | 0.021553 | 0 | 0.02056 | 9.2135 | 0.0022315 | 0.02056 | 9.2135 | 0.0022315 | 0.021658 | 9.7058 | 0.0022315 | 0.02533% | 0.35092 | 0.33355 | 242.465 | 0.40496 | 218.5335 | 23.5266 | 255.0274 | 0 | 0 | 255.0274 | 4.524e-06%
2026 | 442 | 442-509R | Tier-3 | Tier-3---15 | 5--3 | 37 | 100% | 278.3023 | 54.83% | 44.11% | 1.062% | 7.5527 | 0 | 0 | 7.5527 | 0 | 7.2048 | 12.175 | 0.59177 | 7.2048 | 12.175 | 0.59177 | 7.5897 | 12.8256 | 0.59177 | 2.714% | 0.36954 | 0.35125 | 753.0994 | 59.1542 | 305.0958 | 388.8494 | 770.8168 | 0 | 0 | 770.8168 | 0.001585%
2026 | 442 | 442-525 | Tier-3 | Tier-3---18 | 5--2 | 17 | 100% | 299.6774 | 27.82% | 71.36% | 0.8189% | 4.1268 | 0 | 0 | 4.1268 | 0 | 3.9367 | 5.5939 | 0.70374 | 3.9367 | 5.5939 | 0.70374 | 4.147 | 5.8928 | 0.70374 | 1.377% | 0.36155 | 0.34365 | 828.8663 | 34.3592 | 535.1133 | 259.3938 | 860.0234 | 0 | 0 | 860.0234 | 0.0008662%
2026 | 442 | 442-728R | Tier-3 | Tier-3---5 | 5--5 | 558 | 100% | 2907.2477 | 55.16% | 44.36% | 0.4825% | 79.3812 | 0 | 0 | 79.3812 | 0 | 75.7243 | 183.6128 | 0.41241 | 75.7243 | 183.6128 | 0.41241 | 79.7703 | 193.4235 | 0.41241 | 2.73% | 0.35802 | 0.3403 | 8120.3954 | 853.7381 | 3313.1015 | 3953.5558 | 8310.0172 | 0 | 0 | 8310.0172 | 0.01666%
2026 | 442 | 442-758F | Tier-3 | Tier-3---18 | 5--2 | 9 | 100% | 96.5341 | 94% | 5.101% | 0.8948% | 4.4919 | 0 | 0 | 4.4919 | 0 | 4.285 | 2.9615 | 1.4469 | 4.285 | 2.9615 | 1.4469 | 4.5139 | 3.1197 | 1.4469 | 4.653% | 0.35119 | 0.3338 | 274.8807 | 37.0629 | 13.3172 | 224.5005 | 275.739 | 0 | 0 | 275.739 | 0.0009429%
2026 | 442 | 442-764R | Tier-3 | Tier-3---18 | 5--2 | 29 | 100% | 133.0317 | 69.69% | 29.04% | 1.271% | 4.5888 | 0 | 0 | 4.5888 | 0 | 4.3774 | 9.5426 | 0.45872 | 4.3774 | 9.5426 | 0.45872 | 4.6113 | 10.0525 | 0.45872 | 3.449% | 0.35448 | 0.33694 | 375.2846 | 31.8241 | 102.8444 | 240.6162 | 381.2093 | 0 | 0 | 381.2093 | 0.0009632%
2026 | 442 | 442-780 | Tier-3 | Tier-3---19 | 5--1 | 7 | 100% | 89.5952 | 24.38% | 74.86% | 0.754% | 1.0813 | 0 | 0 | 1.0813 | 0 | 1.0315 | 2.3034 | 0.44782 | 1.0315 | 2.3034 | 0.44782 | 1.0866 | 2.4265 | 0.44782 | 1.207% | 0.34601 | 0.32888 | 258.9415 | 9.1784 | 175.8129 | 73.9502 | 269.1388 | 0 | 0 | 269.1388 | 0.000227%
2026 | 444 | 444-43R | Tier-2 | Tier-2---5 | 5--5 | 16 | 100% | 962.2981 | 91.92% | 6.922% | 1.16% | 43.7843 | 0 | 0 | 43.7843 | 0 | 41.7673 | 5.2649 | 7.9332 | 41.7673 | 5.2649 | 7.9332 | 43.999 | 5.5462 | 7.9332 | 4.55% | 0.2124 | 0.20189 | 4530.5338 | 537.4714 | 429.3017 | 3563.7607 | 4549.6008 | 0 | 0 | 4549.6008 | 0.00919%
2026 | 444 | 444-9R | Tier-2 | Tier-2---11 | 5--3 | 219 | 100% | 323.6995 | 49.46% | 48.19% | 2.343% | 7.9256 | 0 | 0 | 7.9256 | 0 | 7.5605 | 72.0631 | 0.10491 | 7.5605 | 72.0631 | 0.10491 | 7.9644 | 75.9135 | 0.10491 | 2.448% | 0.1488 | 0.14143 | 2175.4322 | 138.2481 | 1034.3801 | 1002.804 | 2232.6859 | 0 | 0 | 2232.6859 | 0.001664%
2026 | 445 | 445-1311R | Tier-3 | Tier-3---5 | 5--5 | 202 | 100% | 2047.0117 | 76.8% | 22.84% | 0.359% | 77.8189 | 0 | 0 | 77.8189 | 0 | 74.2339 | 66.4691 | 1.1168 | 74.2339 | 66.4691 | 1.1168 | 78.2003 | 70.0207 | 1.1168 | 3.802% | 0.53792 | 0.51129 | 3805.4061 | 462.3517 | 801.0027 | 2542.0517 | 3851.3839 | 0 | 0 | 3851.3839 | 0.01633%
2026 | 445 | 445-1325F | Tier-2 | Tier-2---2 | 5--4 | 55 | 100% | 1447.5424 | 80.92% | 18.64% | 0.4376% | 57.9841 | 0 | 0 | 57.9841 | 0 | 55.3129 | 18.098 | 3.0563 | 55.3129 | 18.098 | 3.0563 | 58.2684 | 19.065 | 3.0563 | 4.006% | 0.57356 | 0.54517 | 2523.7784 | 315.2588 | 429.2208 | 1779.2988 | 2548.8517 | 0 | 0 | 2548.8517 | 0.01217%
2026 | 445 | 445-17R | Tier-2 | Tier-2---8 | 5--3 | 33 | 100% | 440.7591 | 59.87% | 39.69% | 0.4369% | 13.0625 | 0 | 0 | 13.0625 | 0 | 12.4607 | 10.8588 | 1.1475 | 12.4607 | 10.8588 | 1.1475 | 13.1265 | 11.439 | 1.1475 | 2.964% | 0.53426 | 0.50782 | 824.9822 | 74.1046 | 294.4492 | 456.4284 | 842.2227 | 0 | 0 | 842.2227 | 0.002742%
2026 | 445 | 445-18R | Tier-2 | Tier-2---2 | 5--5 | 211 | 100% | 2423.1968 | 81.52% | 17.92% | 0.5628% | 97.7815 | 0 | 0 | 97.7815 | 0 | 93.2769 | 69.4306 | 1.3435 | 93.2769 | 69.4306 | 1.3435 | 98.2608 | 73.1404 | 1.3435 | 4.035% | 0.6048 | 0.57486 | 4006.6402 | 487.3751 | 662.1707 | 2857.0944 | 4045.2006 | 0 | 0 | 4045.2006 | 0.02052%
2026 | 445 | 445-19R | Tier-2 | Tier-2---8 | 5--3 | 16 | 100% | 654.5269 | 59.7% | 39.33% | 0.9775% | 19.3409 | 0 | 0 | 19.3409 | 0 | 18.4499 | 5.2649 | 3.5043 | 18.4499 | 5.2649 | 3.5043 | 19.4357 | 5.5462 | 3.5043 | 2.955% | 0.56527 | 0.53729 | 1157.9013 | 92.6902 | 418.9958 | 646.2153 | 1182.2052 | 0 | 0 | 1182.2052 | 0.00406%
2026 | 445 | 445-39R | Tier-2 | Tier-2---5 | 5--4 | 52 | 100% | 1104.2716 | 59.42% | 40.16% | 0.4235% | 32.4803 | 0 | 0 | 32.4803 | 0 | 30.984 | 17.1109 | 1.8108 | 30.984 | 17.1109 | 1.8108 | 32.6395 | 18.0251 | 1.8108 | 2.941% | 0.48997 | 0.46571 | 2253.7709 | 194.1003 | 866.8973 | 1192.7734 | 2301.3993 | 0 | 0 | 2301.3993 | 0.006818%
2026 | 445 | 445-894R | Tier-2 | Tier-2---5 | 5--4 | 29 | 100% | 1498.1966 | 65.73% | 33.21% | 1.065% | 48.7442 | 0 | 0 | 48.7442 | 0 | 46.4986 | 9.5426 | 4.8727 | 46.4986 | 9.5426 | 4.8727 | 48.9831 | 10.0525 | 4.8727 | 3.254% | 0.63526 | 0.60381 | 2358.411 | 194.1011 | 729.7847 | 1434.5253 | 2400.5046 | 0 | 0 | 2400.5046 | 0.01023%
2026 | 445 | 445-897R | Tier-2 | Tier-2---10 | 5--3 | 2 | 100% | 278.2745 | 86.91% | 12.87% | 0.2201% | 11.9717 | 0 | 0 | 11.9717 | 0 | 11.4202 | 0.65811 | 17.353 | 11.4202 | 0.65811 | 17.353 | 12.0304 | 0.69327 | 17.353 | 4.302% | 0.75637 | 0.71893 | 367.9091 | 46.7882 | 51.285 | 269.8359 | 370.4168 | 0 | 0 | 370.4168 | 0.002513%
2026 | 448 | 448-1234R | Tier-3 | Tier-3---15 | 5--3 | 1 | 100% | 246.005 | 87.44% | 11.91% | 0.6491% | 10.6477 | 0 | 0 | 10.6477 | 0 | 10.1571 | 0.32906 | 30.8676 | 10.1571 | 0.32906 | 30.8676 | 10.6999 | 0.34664 | 30.8676 | 4.328% | 0.62101 | 0.59027 | 396.1396 | 50.2628 | 45.6467 | 300.2301 | 398.731 | 0 | 0 | 398.731 | 0.002235%
2026 | 448 | 448-47R | Tier-3 | Tier-3---14 | 5--3 | 56 | 100% | 687.0853 | 69.92% | 29.31% | 0.7656% | 23.7813 | 0 | 0 | 23.7813 | 0 | 22.6857 | 18.4271 | 1.2311 | 22.6857 | 18.4271 | 1.2311 | 23.8979 | 19.4117 | 1.2311 | 3.461% | 0.62882 | 0.59769 | 1092.6575 | 111.5426 | 295.153 | 685.9619 | 1109.7723 | 0 | 0 | 1109.7723 | 0.004992%
2026 | 448 | 448-714R | Tier-3 | Tier-3---14 | 5--3 | 60 | 100% | 1225.9869 | 25.1% | 74.31% | 0.5831% | 15.2336 | 0 | 0 | 15.2336 | 0 | 14.5318 | 19.7433 | 0.73604 | 14.5318 | 19.7433 | 0.73604 | 15.3083 | 20.7982 | 0.73604 | 1.243% | 0.46343 | 0.44049 | 2645.4709 | 92.606 | 1775.6477 | 777.2172 | 2748.6579 | 0 | 0 | 2748.6579 | 0.003198%
2026 | 448 | 448-724R | Tier-3 | Tier-3---18 | 5--2 | 73 | 100% | 255.0047 | 52.43% | 45.5% | 2.066% | 6.6185 | 0 | 0 | 6.6185 | 0 | 6.3136 | 24.021 | 0.26284 | 6.3136 | 24.021 | 0.26284 | 6.6509 | 25.3045 | 0.26284 | 2.595% | 0.55035 | 0.52311 | 463.3505 | 25.9997 | 195.8184 | 241.5324 | 474.8286 | 0 | 0 | 474.8286 | 0.001389%
2026 | 448 | 448-735R | Tier-3 | Tier-3---18 | 5--2 | 79 | 100% | 276.9497 | 53.49% | 44.76% | 1.748% | 7.3327 | 0 | 0 | 7.3327 | 0 | 6.9949 | 25.9954 | 0.26908 | 6.9949 | 25.9954 | 0.26908 | 7.3686 | 27.3843 | 0.26908 | 2.648% | 0.54202 | 0.51519 | 510.9626 | 35.205 | 210.0136 | 265.744 | 523.3393 | 0 | 0 | 523.3393 | 0.001539%
2026 | 448 | 448-744R | Tier-3 | Tier-3---7 | 5--5 | 243 | 100% | 2370.1609 | 68.76% | 30.51% | 0.7221% | 80.6754 | 0 | 0 | 80.6754 | 0 | 76.9589 | 79.9604 | 0.96246 | 76.9589 | 79.9604 | 0.96246 | 81.0709 | 84.2328 | 0.96246 | 3.404% | 0.49442 | 0.46994 | 4793.8402 | 492.7082 | 1356.6651 | 2944.4669 | 4871.823 | 0 | 0 | 4871.823 | 0.01693%
2026 | 448 | 448-9R | Tier-3 | Tier-3---9 | 5--4 | 119 | 100% | 1381.6742 | 73.74% | 25.5% | 0.7592% | 50.4329 | 0 | 0 | 50.4329 | 0 | 48.1095 | 39.1576 | 1.2286 | 48.1095 | 39.1576 | 1.2286 | 50.6801 | 41.2498 | 1.2286 | 3.65% | 0.54394 | 0.51701 | 2540.1235 | 273.4783 | 621.4078 | 1645.2374 | 2574.8613 | 0 | 0 | 2574.8613 | 0.01059%
2026 | 449 | 449-13R | Tier-3 | Tier-3---7 | 5--5 | 495 | 100% | 1663.2464 | 62.39% | 36.97% | 0.6428% | 51.3669 | 0 | 0 | 51.3669 | 0 | 49.0005 | 162.8823 | 0.30083 | 49.0005 | 162.8823 | 0.30083 | 51.6187 | 171.5853 | 0.30083 | 3.088% | 0.28234 | 0.26837 | 5890.9135 | 610.6402 | 2022.1047 | 3258.1686 | 6006.2928 | 0 | 0 | 6006.2928 | 0.01078%
2026 | 449 | 449-16R | Tier-3 | Tier-3---15 | 5--4 | 14 | 100% | 266.6482 | 83.41% | 16.04% | 0.5501% | 11.0087 | 0 | 0 | 11.0087 | 0 | 10.5016 | 4.6068 | 2.2796 | 10.5016 | 4.6068 | 2.2796 | 11.0627 | 4.8529 | 2.2796 | 4.129% | 0.23738 | 0.22563 | 1123.2928 | 151.839 | 170.3603 | 801.0935 | 1133.0005 | 0 | 0 | 1133.0005 | 0.002311%
2026 | 449 | 449-683 | Tier-3 | Tier-3---18 | 5--3 | 10 | 100% | 130.3299 | 84.46% | 14.85% | 0.6893% | 5.4491 | 0 | 0 | 5.4491 | 0 | 5.198 | 3.2906 | 1.5797 | 5.198 | 3.2906 | 1.5797 | 5.4758 | 3.4664 | 1.5797 | 4.181% | 0.34581 | 0.32869 | 376.8856 | 45.4714 | 46.4516 | 284.9627 | 379.9349 | 0 | 0 | 379.9349 | 0.001144%
2026 | 449 | 449-693R | Tier-3 | Tier-3---9 | 5--5 | 61 | 100% | 869.7515 | 92.74% | 6.815% | 0.4405% | 39.9289 | 0 | 0 | 39.9289 | 0 | 38.0895 | 20.0724 | 1.8976 | 38.0895 | 20.0724 | 1.8976 | 40.1247 | 21.1449 | 1.8976 | 4.591% | 0.26107 | 0.24815 | 3331.4725 | 480.9166 | 218.7859 | 2631.7699 | 3344.0608 | 0 | 0 | 3344.0608 | 0.008381%
2026 | 449 | 449-6R | Tier-3 | Tier-3---14 | 5--4 | 125 | 100% | 487.7509 | 79.3% | 20.07% | 0.6273% | 19.1465 | 0 | 0 | 19.1465 | 0 | 18.2644 | 41.1319 | 0.44405 | 18.2644 | 41.1319 | 0.44405 | 19.2403 | 43.3296 | 0.44405 | 3.925% | 0.24779 | 0.23552 | 1968.4202 | 236.5464 | 397.0448 | 1334.829 | 1989.6378 | 0 | 0 | 1989.6378 | 0.004019%
2026 | 450 | 450-1850 | Tier-2 | Tier-2---13 | 4--3 | 49 | 100% | 42.3233 | 80.24% | 18.63% | 1.138% | 1.681 | 0 | 0 | 1.681 | 0 | 1.6035 | 16.1237 | 0.099451 | 1.6035 | 16.1237 | 0.099451 | 1.6892 | 16.9852 | 0.099451 | 3.972% | 0.073712 | 0.070064 | 574.1677 | 75.9334 | 104.2813 | 393.953 | 580.0772 | 0 | 0 | 580.0772 | 0.0003528%
2026 | 450 | 450-1851F | Tier-2 | Tier-2---3 | 5--5 | 257 | 100% | 915.4961 | 93.2% | 6.334% | 0.4614% | 42.2374 | 0 | 0 | 42.2374 | 0 | 40.2917 | 84.5672 | 0.47645 | 40.2917 | 84.5672 | 0.47645 | 42.4445 | 89.0857 | 0.47645 | 4.614% | 0.099477 | 0.094553 | 9203.0933 | 2582.2914 | 565.9601 | 6054.8418 | 9235.6635 | 0 | 0 | 9235.6635 | 0.008866%
2026 | 450 | 450-1853F | Tier-2 | Tier-2---10 | 4--4 | 62 | 100% | 133.4424 | 58.04% | 41.41% | 0.5447% | 3.8339 | 0 | 0 | 3.8339 | 0 | 3.6573 | 20.4014 | 0.17927 | 3.6573 | 20.4014 | 0.17927 | 3.8527 | 21.4915 | 0.17927 | 2.873% | 0.075291 | 0.071564 | 1772.351 | 169.5911 | 681.6123 | 921.1476 | 1811.0782 | 0 | 0 | 1811.0782 | 0.0008047%
2026 | 450 | 450-1854 | Tier-2 | Tier-2---9 | 4--4 | 61 | 100% | 167.8113 | 68.69% | 30.5% | 0.8174% | 5.7056 | 0 | 0 | 5.7056 | 0 | 5.4428 | 20.0724 | 0.27116 | 5.4428 | 20.0724 | 0.27116 | 5.7336 | 21.1449 | 0.27116 | 3.4% | 0.079085 | 0.07517 | 2121.91 | 277.0369 | 611.709 | 1233.1641 | 2156.5118 | 0 | 0 | 2156.5118 | 0.001198%
2026 | 452 | 452-1403 | Tier-2 | Tier-2---15 | 1--5 | 27 | 100% | 16.9711 | 99.17% | 0% | 0.8269% | 0.83313 | 0 | 0 | 0.83313 | 0 | 0.79474 | 8.8845 | 0.089453 | 0.79474 | 8.8845 | 0.089453 | 0.83721 | 9.3592 | 0.089453 | 4.909% | 0.0007938 | 0.00075451 | 21379.6258 | 3471.6579 | 162.5094 | 17745.4585 | 21388.8328 | 0 | 0 | 21388.8328 | 0.0001749%
2026 | 452 | 452-1405 | Tier-2 | Tier-2---15 | 1--5 | 4 | 100% | 24.9262 | 98.86% | 0% | 1.141% | 1.2198 | 0 | 0 | 1.2198 | 0 | 1.1636 | 1.3162 | 0.88403 | 1.1636 | 1.3162 | 0.88403 | 1.2257 | 1.3865 | 0.88403 | 4.894% | 0.001513 | 0.0014381 | 16474.6859 | 3100.6815 | 174.1987 | 13199.8057 | 16484.4765 | 0 | 0 | 16484.4765 | 0.000256%
2026 | 452 | 452-38AE | Tier-2 | Tier-2---4 | 2--5 | 175 | 100% | 306.0513 | 99.41% | 0% | 0.595% | 15.0594 | 0 | 0 | 15.0594 | 0 | 14.3656 | 57.5847 | 0.24947 | 14.3656 | 57.5847 | 0.24947 | 15.1332 | 60.6615 | 0.24947 | 4.921% | 0.011395 | 0.010831 | 26857.9154 | 5689.4503 | 153.4079 | 21015.0572 | 26866.2375 | 0 | 0 | 26866.2375 | 0.003161%
2026 | 454 | 454-1814 | Tier-2 | Tier-2---20 | 4--2 | 14 | 100% | 7.1232 | 85.18% | 13.84% | 0.9794% | 0.30033 | 0 | 0 | 0.30033 | 0 | 0.28649 | 4.6068 | 0.06219 | 0.28649 | 4.6068 | 0.06219 | 0.3018 | 4.8529 | 0.06219 | 4.216% | 0.072066 | 0.068499 | 98.8421 | 13.8906 | 13.4536 | 71.498 | 99.6051 | 0 | 0 | 99.6051 | 6.304e-05%
2026 | 454 | 454-48F | Tier-2 | Tier-2---4 | 4--5 | 287 | 100% | 395.265 | 97.43% | 2.166% | 0.3994% | 19.0636 | 0 | 0 | 19.0636 | 0 | 18.1854 | 94.4388 | 0.19256 | 18.1854 | 94.4388 | 0.19256 | 19.157 | 99.4848 | 0.19256 | 4.823% | 0.085487 | 0.081255 | 4623.6959 | 1485.502 | 103.1361 | 3035.0579 | 4629.8744 | 0 | 0 | 4629.8744 | 0.004001%
2026 | 463 | 463-1229 | Tier-2 | Tier-2---9 | 5--4 | 15 | 100% | 220.9596 | 94% | 3.511% | 2.487% | 10.2815 | 0 | 0 | 10.2815 | 0 | 9.8079 | 4.9358 | 1.9871 | 9.8079 | 4.9358 | 1.9871 | 10.3319 | 5.1996 | 1.9871 | 4.653% | 0.096723 | 0.091935 | 2284.4628 | 504.7537 | 115.6932 | 1664.0158 | 2291.5979 | 0 | 0 | 2291.5979 | 0.002158%
2026 | 470 | 470-40AE | Tier-2 | Tier-2---4 | 4--5 | 213 | 100% | 675.3424 | 87.26% | 12.19% | 0.553% | 29.1697 | 0 | 0 | 29.1697 | 0 | 27.826 | 70.0888 | 0.39701 | 27.826 | 70.0888 | 0.39701 | 29.3127 | 73.8337 | 0.39701 | 4.319% | 0.091034 | 0.086528 | 7418.573 | 1155.6027 | 850.5498 | 5412.4205 | 7467.8024 | 0 | 0 | 7467.8024 | 0.006123%
2026 | 470 | 470-47R | Tier-3 | Tier-3---2 | 5--5 | 471 | 100% | 2012.6027 | 94.87% | 4.37% | 0.7559% | 94.5174 | 0 | 0 | 94.5174 | 0 | 90.1632 | 154.985 | 0.58175 | 90.1632 | 154.985 | 0.58175 | 94.9808 | 163.266 | 0.58175 | 4.696% | 0.16225 | 0.15422 | 12404.0406 | 2097.9829 | 564.7309 | 9741.3268 | 12437.1512 | 0 | 0 | 12437.1512 | 0.01984%
2026 | 471 | 471-36F | Tier-2 | Tier-2---4 | 4--5 | 15 | 100% | 570.7201 | 63.27% | 36.3% | 0.4365% | 17.8733 | 0 | 0 | 17.8733 | 0 | 17.05 | 4.9358 | 3.4543 | 17.05 | 4.9358 | 3.4543 | 17.961 | 5.1996 | 3.4543 | 3.132% | 0.093079 | 0.088471 | 6131.5794 | 664.7661 | 2054.2802 | 3412.5332 | 6248.875 | 0 | 0 | 6248.875 | 0.003752%
2026 | 501 | 501-786 | Tier-2 | Tier-2---14 | 2--5 | 90 | 100% | 41.2155 | 98.22% | 0% | 1.777% | 2.0039 | 0 | 0 | 2.0039 | 0 | 1.9116 | 29.615 | 0.064548 | 1.9116 | 29.615 | 0.064548 | 2.0137 | 31.1973 | 0.064548 | 4.862% | 0.0050324 | 0.0047833 | 8190.019 | 1322.239 | 139.0981 | 6728.6818 | 8197.5989 | 0 | 0 | 8197.5989 | 0.0004206%
2026 | 504 | 504-2501R | Tier-2 | Tier-2---9 | 3--5 | 31 | 100% | 152.2062 | 97.69% | 0% | 2.311% | 7.3601 | 0 | 0 | 7.3601 | 0 | 7.021 | 10.2007 | 0.68829 | 7.021 | 10.2007 | 0.68829 | 7.3961 | 10.7457 | 0.68829 | 4.836% | 0.021593 | 0.020524 | 7048.9974 | 1058.3908 | 620.2842 | 5370.3225 | 7057.4821 | 0 | 0 | 7057.4821 | 0.001545%
2026 | 520 | 520-1045R | Tier-2 | Tier-2---5 | 5--4 | 779 | 100% | 596.734 | 87.03% | 12.08% | 0.8955% | 25.7068 | 0 | 0 | 25.7068 | 0 | 24.5225 | 256.334 | 0.095666 | 24.5225 | 256.334 | 0.095666 | 25.8328 | 270.0303 | 0.095666 | 4.308% | 0.26824 | 0.25496 | 2224.662 | 286.7109 | 250.5356 | 1687.4154 | 2239.6901 | 0 | 0 | 2239.6901 | 0.005396%
2026 | 520 | 520-10R | Tier-2 | Tier-2---7 | 4--5 | 148 | 100% | 296.4545 | 90.13% | 8.578% | 1.296% | 13.2256 | 0 | 0 | 13.2256 | 0 | 12.6163 | 48.7002 | 0.25906 | 12.6163 | 48.7002 | 0.25906 | 13.2904 | 51.3023 | 0.25906 | 4.461% | 0.046043 | 0.043764 | 6438.5886 | 1240.5174 | 702.7495 | 4495.3216 | 6471.6962 | 0 | 0 | 6471.6962 | 0.002776%
2026 | 520 | 520-1489R | Tier-2 | Tier-2---8 | 5--5 | 400 | 100% | 662.1633 | 87.36% | 10.91% | 1.733% | 28.6339 | 0 | 0 | 28.6339 | 0 | 27.3148 | 131.6221 | 0.20752 | 27.3148 | 131.6221 | 0.20752 | 28.7743 | 138.6548 | 0.20752 | 4.324% | 0.13822 | 0.13138 | 4790.7448 | 574.961 | 546.3603 | 3669.4236 | 4822.2817 | 0 | 0 | 4822.2817 | 0.00601%
2026 | 520 | 520-1509R | Tier-2 | Tier-2---5 | 5--4 | 745 | 100% | 868.9578 | 72.04% | 26.87% | 1.095% | 30.9848 | 0 | 0 | 30.9848 | 0 | 29.5574 | 245.1461 | 0.12057 | 29.5574 | 245.1461 | 0.12057 | 31.1367 | 258.2446 | 0.12057 | 3.566% | 0.28561 | 0.27147 | 3042.4946 | 331.9166 | 761.5633 | 1949.0147 | 3086.8039 | 0 | 0 | 3086.8039 | 0.006504%
2026 | 520 | 520-1525R | Tier-2 | Tier-2---8 | 5--5 | 290 | 100% | 360.0635 | 92.4% | 6.369% | 1.229% | 16.469 | 0 | 0 | 16.469 | 0 | 15.7103 | 95.426 | 0.16463 | 15.7103 | 95.426 | 0.16463 | 16.5498 | 100.5247 | 0.16463 | 4.574% | 0.099044 | 0.094141 | 3635.4035 | 686.7062 | 313.6705 | 2635.0268 | 3649.7874 | 0 | 0 | 3649.7874 | 0.003457%
2026 | 520 | 520-1527R | Tier-3 | Tier-3---7 | 5--5 | 504 | 100% | 1151.6571 | 81.16% | 18.23% | 0.6117% | 46.2645 | 0 | 0 | 46.2645 | 0 | 44.1332 | 165.8438 | 0.26611 | 44.1332 | 165.8438 | 0.26611 | 46.4913 | 174.7051 | 0.26611 | 4.017% | 0.27105 | 0.25763 | 4248.9299 | 642.1047 | 732.0594 | 2874.7658 | 4290.6273 | 0 | 0 | 4290.6273 | 0.009711%
2026 | 520 | 520-1902R | Tier-2 | Tier-2---9 | 4--4 | 258 | 100% | 295.4783 | 43.89% | 53.74% | 2.376% | 6.4191 | 0 | 0 | 6.4191 | 0 | 6.1234 | 84.8962 | 0.072128 | 6.1234 | 84.8962 | 0.072128 | 6.4506 | 89.4324 | 0.072128 | 2.172% | 0.058932 | 0.056015 | 5013.9026 | 463.7784 | 2584.0113 | 1966.1129 | 5160.4189 | 0 | 0 | 5160.4189 | 0.001347%
2026 | 520 | 520-1904 | Tier-3 | Tier-3---13 | 4--5 | 221 | 100% | 381.2363 | 81.21% | 17.45% | 1.344% | 15.3248 | 0 | 0 | 15.3248 | 0 | 14.6188 | 72.7212 | 0.20103 | 14.6188 | 72.7212 | 0.20103 | 15.3999 | 76.6068 | 0.20103 | 4.02% | 0.05278 | 0.050167 | 7223.1755 | 1024.2251 | 1263.1331 | 4935.8173 | 7293.8681 | 0 | 0 | 7293.8681 | 0.003217%
2026 | 520 | 520-22R | Tier-2 | Tier-2---14 | 4--4 | 63 | 100% | 116.9083 | 45.37% | 53.02% | 1.617% | 2.6254 | 0 | 0 | 2.6254 | 0 | 2.5045 | 20.7305 | 0.12081 | 2.5045 | 20.7305 | 0.12081 | 2.6383 | 21.8381 | 0.12081 | 2.246% | 0.036011 | 0.034228 | 3246.4956 | 310.4275 | 1853.8749 | 1082.1932 | 3338.8629 | 0 | 0 | 3338.8629 | 0.0005511%
2026 | 520 | 520-35R | Tier-3 | Tier-3---9 | 5--5 | 657 | 100% | 985.3264 | 82.6% | 16.44% | 0.9544% | 40.2894 | 0 | 0 | 40.2894 | 0 | 38.4334 | 216.1893 | 0.17778 | 38.4334 | 216.1893 | 0.17778 | 40.4869 | 227.7405 | 0.17778 | 4.089% | 0.28544 | 0.27131 | 3451.9467 | 462.7417 | 537.5528 | 2451.6522 | 3483.2179 | 0 | 0 | 3483.2179 | 0.008457%
2026 | 520 | 520-45 | Tier-2 | Tier-2---8 | 5--5 | 231 | 100% | 455.0819 | 89.33% | 9.369% | 1.306% | 20.122 | 0 | 0 | 20.122 | 0 | 19.1951 | 76.0117 | 0.25253 | 19.1951 | 76.0117 | 0.25253 | 20.2207 | 80.0732 | 0.25253 | 4.422% | 0.10446 | 0.099291 | 4356.4514 | 530.4104 | 403.5927 | 3422.4483 | 4380.6683 | 0 | 0 | 4380.6683 | 0.004224%
2026 | 521 | 521-14R | Tier-3 | Tier-3---5 | 5--5 | 427 | 100% | 1719.0003 | 78.65% | 20.86% | 0.4907% | 66.9215 | 0 | 0 | 66.9215 | 0 | 63.8386 | 140.5066 | 0.45435 | 63.8386 | 140.5066 | 0.45435 | 67.2496 | 148.014 | 0.45435 | 3.893% | 0.27097 | 0.25755 | 6343.9843 | 812.9811 | 1238.2176 | 4292.7856 | 6414.5291 | 0 | 0 | 6414.5291 | 0.01405%
2026 | 521 | 521-1819R | Tier-2 | Tier-2---9 | 4--5 | 152 | 100% | 223.8855 | 62.17% | 36.25% | 1.574% | 6.8901 | 0 | 0 | 6.8901 | 0 | 6.5727 | 50.0164 | 0.13141 | 6.5727 | 50.0164 | 0.13141 | 6.9239 | 52.6888 | 0.13141 | 3.078% | 0.043667 | 0.041505 | 5127.1322 | 737.124 | 1856.4943 | 2533.514 | 5228.1367 | 0 | 0 | 5228.1367 | 0.001446%
2026 | 521 | 521-1856R | Tier-3 | Tier-3---6 | 5--5 | 356 | 100% | 1212.5663 | 84.9% | 14.39% | 0.7143% | 50.9587 | 0 | 0 | 50.9587 | 0 | 48.6112 | 117.1436 | 0.41497 | 48.6112 | 117.1436 | 0.41497 | 51.2085 | 123.4028 | 0.41497 | 4.203% | 0.15411 | 0.14648 | 7868.3195 | 1087.4875 | 1070.4078 | 5710.4242 | 7930.1938 | 0 | 0 | 7930.1938 | 0.0107%
2026 | 521 | 521-18R | Tier-3 | Tier-3---6 | 4--5 | 268 | 100% | 1129.9866 | 95.19% | 4.09% | 0.7206% | 53.2437 | 0 | 0 | 53.2437 | 0 | 50.7909 | 88.1868 | 0.57595 | 50.7909 | 88.1868 | 0.57595 | 53.5047 | 92.8987 | 0.57595 | 4.712% | 0.071321 | 0.067791 | 15843.6289 | 2470.7432 | 733.9331 | 12638.9526 | 15883.3193 | 0 | 0 | 15883.3193 | 0.01118%
2026 | 521 | 521-27R | Tier-2 | Tier-2---3 | 4--5 | 378 | 100% | 810.4848 | 91.73% | 7.398% | 0.8745% | 36.8002 | 0 | 0 | 36.8002 | 0 | 35.1049 | 124.3829 | 0.28223 | 35.1049 | 124.3829 | 0.28223 | 36.9806 | 131.0288 | 0.28223 | 4.541% | 0.063668 | 0.060516 | 12729.941 | 2154.4423 | 1058.961 | 9516.5377 | 12784.7821 | 0 | 0 | 12784.7821 | 0.007724%
2026 | 521 | 521-32R | Tier-3 | Tier-3---4 | 5--5 | 262 | 100% | 1448.9015 | 94.87% | 4.661% | 0.4687% | 68.0413 | 0 | 0 | 68.0413 | 0 | 64.9067 | 86.2125 | 0.75287 | 64.9067 | 86.2125 | 0.75287 | 68.3748 | 90.8189 | 0.75287 | 4.696% | 0.14844 | 0.14109 | 9761.0273 | 1631.7912 | 451.6127 | 7677.6235 | 9787.1056 | 0 | 0 | 9787.1056 | 0.01428%
2026 | 521 | 521-700R | Tier-2 | Tier-2---3 | 4--5 | 549 | 100% | 1225.9943 | 93.19% | 6.054% | 0.7541% | 56.5552 | 0 | 0 | 56.5552 | 0 | 53.9498 | 180.6513 | 0.29864 | 53.9498 | 180.6513 | 0.29864 | 56.8324 | 190.3037 | 0.29864 | 4.613% | 0.074421 | 0.070737 | 16473.8564 | 2889.9121 | 1156.3836 | 12427.5607 | 16532.2631 | 0 | 0 | 16532.2631 | 0.01187%
2026 | 522 | 522-34 | Tier-2 | Tier-2---16 | 4--3 | 29 | 100% | 77.0016 | 18.51% | 79.83% | 1.663% | 0.70537 | 0 | 0 | 0.70537 | 0 | 0.67287 | 9.5426 | 0.070513 | 0.67287 | 9.5426 | 0.070513 | 0.70883 | 10.0525 | 0.070513 | 0.916% | 0.030009 | 0.028524 | 2565.9512 | 64.6552 | 2012.714 | 488.582 | 2674.851 | 0 | 0 | 2674.851 | 0.0001481%
2026 | 522 | 522-36 | Tier-2 | Tier-2---16 | 4--3 | 39 | 100% | 95.5847 | 7.342% | 91.11% | 1.546% | 0.34738 | 0 | 0 | 0.34738 | 0 | 0.33137 | 12.8332 | 0.025822 | 0.33137 | 12.8332 | 0.025822 | 0.34908 | 13.5188 | 0.025822 | 0.3634% | 0.031092 | 0.029553 | 3074.2923 | 36.1538 | 2591.8703 | 446.2683 | 3222.6404 | 0 | 0 | 3222.6404 | 7.291e-05%
2026 | 522 | 522-38R | Tier-2 | Tier-2---6 | 4--5 | 897 | 100% | 1016.2869 | 80.7% | 18.11% | 1.19% | 40.5981 | 0 | 0 | 40.5981 | 0 | 38.7279 | 295.1625 | 0.13121 | 38.7279 | 295.1625 | 0.13121 | 40.7971 | 310.9334 | 0.13121 | 3.995% | 0.088602 | 0.084216 | 11470.2225 | 2251.3608 | 2088.2887 | 7130.573 | 11585.4977 | 0 | 0 | 11585.4977 | 0.008522%
2026 | 523 | 523-31AE | Tier-2 | Tier-2---14 | 4--4 | 111 | 100% | 275.1089 | 4.221% | 94.59% | 1.185% | 0.57475 | 0 | 0 | 0.57475 | 0 | 0.54827 | 36.5251 | 0.015011 | 0.54827 | 36.5251 | 0.015011 | 0.57757 | 38.4767 | 0.015011 | 0.2089% | 0.037419 | 0.035567 | 7352.039 | 68.2792 | 6334.1642 | 949.5956 | 7718.7579 | 0 | 0 | 7718.7579 | 0.0001206%
2026 | 524 | 524-1782F | Tier-3 | Tier-3---10 | 4--5 | 119 | 100% | 681.1238 | 98.24% | 0.8976% | 0.8607% | 33.1228 | 0 | 0 | 33.1228 | 0 | 31.5969 | 39.1576 | 0.80692 | 31.5969 | 39.1576 | 0.80692 | 33.2852 | 41.2498 | 0.80692 | 4.863% | 0.040404 | 0.038404 | 16857.9136 | 3235.0894 | 389.5202 | 13233.3041 | 16873.3501 | 0 | 0 | 16873.3501 | 0.006953%
2026 | 524 | 524-27R | Tier-3 | Tier-3---4 | 4--5 | 253 | 100% | 1282.5738 | 98.01% | 1.22% | 0.7702% | 62.2241 | 0 | 0 | 62.2241 | 0 | 59.3576 | 83.251 | 0.713 | 59.3576 | 83.251 | 0.713 | 62.5291 | 87.6992 | 0.713 | 4.852% | 0.060207 | 0.057227 | 21302.6656 | 4149.5256 | 661.6102 | 16491.5299 | 21324.7409 | 0 | 0 | 21324.7409 | 0.01306%
2026 | 524 | 524-46R | Tier-3 | Tier-3---4 | 5--5 | 241 | 100% | 1602.1034 | 91.53% | 7.997% | 0.4775% | 72.5837 | 0 | 0 | 72.5837 | 0 | 69.2399 | 79.3023 | 0.87311 | 69.2399 | 79.3023 | 0.87311 | 72.9395 | 83.5395 | 0.87311 | 4.531% | 0.18916 | 0.17979 | 8469.7554 | 1511.9887 | 676.5843 | 6281.1824 | 8507.1343 | 0 | 0 | 8507.1343 | 0.01524%
2026 | 524 | 524-50R | Tier-3 | Tier-3---7 | 5--5 | 136 | 100% | 1190.6418 | 87% | 12.41% | 0.5904% | 51.273 | 0 | 0 | 51.273 | 0 | 48.911 | 44.7515 | 1.0929 | 48.911 | 44.7515 | 1.0929 | 51.5243 | 47.1426 | 1.0929 | 4.306% | 0.18313 | 0.17407 | 6501.4644 | 979.7439 | 766.6075 | 4755.113 | 6545.4915 | 0 | 0 | 6545.4915 | 0.01076%
2026 | 524 | 524-69R | Tier-3 | Tier-3---1 | 5--5 | 592 | 100% | 4619.0742 | 91.74% | 7.782% | 0.477% | 209.7609 | 0 | 0 | 209.7609 | 0 | 200.0977 | 194.8007 | 1.0272 | 200.0977 | 194.8007 | 1.0272 | 210.7891 | 205.2091 | 1.0272 | 4.541% | 0.27264 | 0.25914 | 16942.2754 | 2594.1012 | 1293.4919 | 13054.6823 | 17015.1442 | 0 | 0 | 17015.1442 | 0.04403%
2026 | 540 | 540-241R | Tier-2 | Tier-2---9 | 4--5 | 30 | 100% | 346.6156 | 24.2% | 75.62% | 0.1791% | 4.1527 | 0 | 0 | 4.1527 | 0 | 3.9614 | 9.8717 | 0.40129 | 3.9614 | 9.8717 | 0.40129 | 4.173 | 10.3991 | 0.40129 | 1.198% | 0.047942 | 0.045568 | 7229.9557 | 274.5689 | 5138.5463 | 1816.8405 | 7515.3456 | 0 | 0 | 7515.3456 | 0.0008717%
2026 | 583 | 583-318F | Tier-1 | Non-HFTD---4 | 2--5 | 1 | 100% | 30.8265 | 97.26% | 0% | 2.742% | 1.4841 | 0 | 0 | 1.4841 | 0 | 1.4157 | 0.32906 | 4.3023 | 1.4157 | 0.32906 | 4.3023 | 1.4913 | 0.34664 | 4.3023 | 4.814% | 0.0076984 | 0.0073173 | 4004.2782 | 928.2214 | 99.7499 | 2976.3069 | 4009.9969 | 0 | 0 | 4009.9969 | 0.0003115%
2026 | 591 | 591-1594R | Tier-2 | Tier-2---12 | 4--4 | 4 | 100% | 96.6888 | 80.68% | 17.2% | 2.123% | 3.8614 | 0 | 0 | 3.8614 | 0 | 3.6835 | 1.3162 | 2.7986 | 3.6835 | 1.3162 | 2.7986 | 3.8803 | 1.3865 | 2.7986 | 3.994% | 0.047196 | 0.04486 | 2048.6739 | 331.857 | 357.6365 | 1359.1804 | 2069.2869 | 0 | 0 | 2069.2869 | 0.0008105%
2026 | 594 | 594-1379F | Tier-2 | Tier-2---17 | 1--5 | 16 | 100% | 10.6264 | 97.33% | 0% | 2.675% | 0.51194 | 0 | 0 | 0.51194 | 0 | 0.48835 | 5.2649 | 0.092756 | 0.48835 | 5.2649 | 0.092756 | 0.51444 | 5.5462 | 0.092756 | 4.818% | 0.0021822 | 0.0020742 | 4869.5729 | 1396.0349 | 121.0441 | 3352.4938 | 4876.3565 | 0 | 0 | 4876.3565 | 0.0001075%
2026 | 597 | 597-595 | Tier-2 | Tier-2---1 | 5--5 | 685 | 100% | 2598.8794 | 68.57% | 30.98% | 0.4453% | 88.2139 | 0 | 0 | 88.2139 | 0 | 84.15 | 225.4028 | 0.37333 | 84.15 | 225.4028 | 0.37333 | 88.6463 | 237.4464 | 0.37333 | 3.394% | 0.15307 | 0.14549 | 16978.8381 | 2723.3618 | 4869.9544 | 9385.5219 | 17256.733 | 0 | 0 | 17256.733 | 0.01852%
2026 | 599 | 599-19R | Tier-2 | Tier-2---1 | 5--5 | 899 | 100% | 2814.0812 | 94.6% | 4.701% | 0.7012% | 131.7718 | 0 | 0 | 131.7718 | 0 | 125.7013 | 295.8206 | 0.42492 | 125.7013 | 295.8206 | 0.42492 | 132.4177 | 311.6267 | 0.42492 | 4.683% | 0.15161 | 0.14411 | 18560.9002 | 2880.2053 | 906.7756 | 14773.9194 | 18613.1195 | 0 | 0 | 18613.1195 | 0.02766%
2026 | 67 | 67-24R | Tier-3 | Tier-3---13 | 5--4 | 188 | 100% | 649.2908 | 74.83% | 23.84% | 1.334% | 24.0487 | 0 | 0 | 24.0487 | 0 | 22.9409 | 61.8624 | 0.37084 | 22.9409 | 61.8624 | 0.37084 | 24.1666 | 65.1678 | 0.37084 | 3.704% | 0.2194 | 0.20854 | 2959.3576 | 336.0702 | 674.1995 | 1949.088 | 2998.1563 | 0 | 0 | 2998.1563 | 0.005048%
2026 | 67 | 67-34R | Tier-3 | Tier-3---11 | 5--5 | 406 | 100% | 1084.2867 | 76.65% | 22.12% | 1.235% | 41.1379 | 0 | 0 | 41.1379 | 0 | 39.2428 | 133.5964 | 0.29374 | 39.2428 | 133.5964 | 0.29374 | 41.3396 | 140.7346 | 0.29374 | 3.794% | 0.24743 | 0.23519 | 4382.1248 | 535.8218 | 956.7681 | 2889.5349 | 4435.4199 | 0 | 0 | 4435.4199 | 0.008635%
2026 | 67 | 67-37R | Tier-3 | Tier-3---17 | 5--3 | 88 | 100% | 226.6286 | 65.58% | 32.17% | 2.242% | 7.3573 | 0 | 0 | 7.3573 | 0 | 7.0184 | 28.9569 | 0.24237 | 7.0184 | 28.9569 | 0.24237 | 7.3934 | 30.5041 | 0.24237 | 3.246% | 0.20095 | 0.191 | 1127.7881 | 99.8375 | 351.0117 | 676.9389 | 1148.0014 | 0 | 0 | 1148.0014 | 0.001544%
2026 | 67 | 67-45R | Tier-3 | Tier-3---15 | 5--4 | 132 | 100% | 468.8847 | 75.51% | 23.11% | 1.372% | 17.5265 | 0 | 0 | 17.5265 | 0 | 16.7191 | 43.4353 | 0.38492 | 16.7191 | 43.4353 | 0.38492 | 17.6124 | 45.7561 | 0.38492 | 3.738% | 0.20887 | 0.19854 | 2244.8167 | 264.9489 | 495.8782 | 1483.9896 | 2273.443 | 0 | 0 | 2273.443 | 0.003679%
2026 | 73 | 73-1130R | Tier-3 | Tier-3---9 | 5--5 | 54 | 100% | 971.12 | 83.08% | 16.23% | 0.6878% | 39.9363 | 0 | 0 | 39.9363 | 0 | 38.0965 | 17.769 | 2.144 | 38.0965 | 17.769 | 2.144 | 40.132 | 18.7184 | 2.144 | 4.112% | 0.2182 | 0.2074 | 4450.6448 | 608.0965 | 688.9858 | 3153.5625 | 4489.8651 | 0 | 0 | 4489.8651 | 0.008383%
2026 | 73 | 73-1163 | Tier-3 | Tier-3---4 | 5--5 | 293 | 100% | 1861.7789 | 88.41% | 11.22% | 0.3692% | 81.4778 | 0 | 0 | 81.4778 | 0 | 77.7242 | 96.4132 | 0.80616 | 77.7242 | 96.4132 | 0.80616 | 81.8772 | 101.5647 | 0.80616 | 4.376% | 0.22506 | 0.21392 | 8272.2274 | 1229.0974 | 921.3142 | 6121.8157 | 8322.1532 | 0 | 0 | 8322.1532 | 0.0171%
2026 | 73 | 73-1164 | Tier-3 | Tier-3---13 | 5--4 | 134 | 100% | 263.7681 | 87.65% | 11.96% | 0.3908% | 11.4441 | 0 | 0 | 11.4441 | 0 | 10.9169 | 44.0934 | 0.24759 | 10.9169 | 44.0934 | 0.24759 | 11.5002 | 46.4494 | 0.24759 | 4.339% | 0.18614 | 0.17693 | 1417.02 | 198.6601 | 156.5468 | 1061.8131 | 1426.1334 | 0 | 0 | 1426.1334 | 0.002402%
2026 | 73 | 73-23R | Tier-3 | Tier-3---9 | 5--5 | 32 | 100% | 841.8786 | 89.4% | 10.02% | 0.5825% | 37.2536 | 0 | 0 | 37.2536 | 0 | 35.5374 | 10.5298 | 3.3749 | 35.5374 | 10.5298 | 3.3749 | 37.4362 | 11.0924 | 3.3749 | 4.425% | 0.21349 | 0.20292 | 3943.3878 | 597.9657 | 380.5291 | 2964.893 | 3965.1665 | 0 | 0 | 3965.1665 | 0.00782%
2026 | 73 | 73-678R | Tier-3 | Tier-3---5 | 5--5 | 150 | 100% | 1587.7071 | 88.98% | 10.47% | 0.5476% | 69.9321 | 0 | 0 | 69.9321 | 0 | 66.7105 | 49.3583 | 1.3516 | 66.7105 | 49.3583 | 1.3516 | 70.2749 | 51.9956 | 1.3516 | 4.405% | 0.23776 | 0.22599 | 6677.7947 | 1003.2668 | 681.1886 | 4993.3394 | 6716.1123 | 0 | 0 | 6716.1123 | 0.01468%
2026 | 73 | 73-683R | Tier-3 | Tier-3---7 | 5--5 | 119 | 100% | 1378.6065 | 89.65% | 9.845% | 0.5099% | 61.1747 | 0 | 0 | 61.1747 | 0 | 58.3565 | 39.1576 | 1.4903 | 58.3565 | 39.1576 | 1.4903 | 61.4746 | 41.2498 | 1.4903 | 4.437% | 0.22716 | 0.21591 | 6068.9321 | 866.1538 | 585.2944 | 4617.4838 | 6101.6595 | 0 | 0 | 6101.6595 | 0.01284%
2026 | 75 | 75-2257F | Tier-3 | Tier-3---20 | 1--5 | 2 | 100% | 2.5742 | 95.54% | 0% | 4.459% | 0.12174 | 0 | 0 | 0.12174 | 0 | 0.11613 | 0.65811 | 0.17646 | 0.11613 | 0.65811 | 0.17646 | 0.12234 | 0.69327 | 0.17646 | 4.729% | 0.0002804 | 0.00026652 | 9180.3996 | 1426.0853 | 371.877 | 7382.4374 | 9201.7195 | 0 | 0 | 9201.7195 | 2.555e-05%
2026 | 75 | 75-2259F | Tier-3 | Tier-3---12 | 3--5 | 157 | 100% | 362.3539 | 98.06% | 1.201% | 0.7355% | 17.5891 | 0 | 0 | 17.5891 | 0 | 16.7788 | 51.6617 | 0.32478 | 16.7788 | 51.6617 | 0.32478 | 17.6753 | 54.422 | 0.32478 | 4.854% | 0.020337 | 0.019331 | 17817.1226 | 3618.9618 | 323.8838 | 13874.277 | 17835.0947 | 0 | 0 | 17835.0947 | 0.003692%
2026 | 75 | 75-32R | Tier-3 | Tier-3---13 | 3--5 | 53 | 100% | 196.1202 | 96.38% | 2.668% | 0.9512% | 9.3566 | 0 | 0 | 9.3566 | 0 | 8.9255 | 17.4399 | 0.51179 | 8.9255 | 17.4399 | 0.51179 | 9.4024 | 18.3718 | 0.51179 | 4.771% | 0.014781 | 0.01405 | 13268.2222 | 2437.4241 | 453.4454 | 10377.3526 | 13293.2324 | 0 | 0 | 13293.2324 | 0.001964%
2026 | 75 | 75-41 | Tier-3 | Tier-3---13 | 3--5 | 25 | 100% | 232.3508 | 98.84% | 0.3675% | 0.788% | 11.3685 | 0 | 0 | 11.3685 | 0 | 10.8447 | 8.2264 | 1.3183 | 10.8447 | 8.2264 | 1.3183 | 11.4242 | 8.6659 | 1.3183 | 4.893% | 0.0163 | 0.015493 | 14254.8272 | 3156.0323 | 229.2614 | 10869.5335 | 14263.4051 | 0 | 0 | 14263.4051 | 0.002386%
2026 | 75 | 75-996R | Tier-2 | Tier-2---7 | 4--5 | 300 | 100% | 357.2986 | 95.33% | 2.61% | 2.061% | 16.8601 | 0 | 0 | 16.8601 | 0 | 16.0834 | 98.7166 | 0.16292 | 16.0834 | 98.7166 | 0.16292 | 16.9427 | 103.9911 | 0.16292 | 4.719% | 0.043997 | 0.041819 | 8120.9384 | 1655.5756 | 489.8744 | 5975.4884 | 8140.6943 | 0 | 0 | 8140.6943 | 0.003539%
2026 | 78 | 78-26R | Tier-3 | Tier-3---5 | 5--5 | 133 | 100% | 1506.352 | 86.4% | 13.31% | 0.287% | 64.4231 | 0 | 0 | 64.4231 | 0 | 61.4553 | 43.7643 | 1.4042 | 61.4553 | 43.7643 | 1.4042 | 64.7389 | 46.1027 | 1.4042 | 4.277% | 0.34567 | 0.32856 | 4357.7168 | 613.0091 | 539.1725 | 3205.5352 | 4388.5824 | 0 | 0 | 4388.5824 | 0.01352%
2026 | 78 | 78-782R | Tier-3 | Tier-3---7 | 5--5 | 9 | 100% | 610.0389 | 94.37% | 5.437% | 0.1919% | 28.4972 | 0 | 0 | 28.4972 | 0 | 27.1844 | 2.9615 | 9.1793 | 27.1844 | 2.9615 | 9.1793 | 28.6369 | 3.1197 | 9.1793 | 4.671% | 0.33808 | 0.32134 | 1804.4347 | 294.1768 | 90.6725 | 1419.5855 | 1809.7241 | 0 | 0 | 1809.7241 | 0.005982%
2026 | 788 | 788-34R | Tier-2 | Tier-2---6 | 5--5 | 236 | 100% | 1602.6496 | 68.44% | 30.89% | 0.6716% | 54.2931 | 0 | 0 | 54.2931 | 0 | 51.7919 | 77.657 | 0.66693 | 51.7919 | 77.657 | 0.66693 | 54.5592 | 81.8063 | 0.66693 | 3.388% | 0.12404 | 0.1179 | 12920.0508 | 2335.3392 | 3828.2096 | 6756.5021 | 13132.4116 | 0 | 0 | 13132.4116 | 0.0114%
2026 | 79 | 79-1215F | Tier-3 | Tier-3---18 | 5--3 | 3 | 100% | 33.4718 | 96.07% | 3.425% | 0.5103% | 1.5917 | 0 | 0 | 1.5917 | 0 | 1.5183 | 0.98717 | 1.5381 | 1.5183 | 0.98717 | 1.5381 | 1.5995 | 1.0399 | 1.5381 | 4.755% | 0.1831 | 0.17404 | 182.8036 | 27.7714 | 8.4859 | 146.5463 | 183.1782 | 0 | 0 | 183.1782 | 0.0003341%
2026 | 791 | 791-419F | Tier-2 | Tier-2---5 | 5--5 | 43 | 100% | 638.6863 | 61.95% | 37.46% | 0.5934% | 19.5851 | 0 | 0 | 19.5851 | 0 | 18.6829 | 14.1494 | 1.3204 | 18.6829 | 14.1494 | 1.3204 | 19.6812 | 14.9054 | 1.3204 | 3.066% | 0.11325 | 0.10765 | 5639.4744 | 649.4436 | 1934.52 | 3055.5108 | 5751.2271 | 0 | 0 | 5751.2271 | 0.004111%
2026 | 79 | 79-658R | Tier-3 | Tier-3---5 | 5--5 | 109 | 100% | 1583.1515 | 94.39% | 5.201% | 0.4074% | 73.9712 | 0 | 0 | 73.9712 | 0 | 70.5635 | 35.867 | 1.9674 | 70.5635 | 35.867 | 1.9674 | 74.3338 | 37.7834 | 1.9674 | 4.672% | 0.46655 | 0.44346 | 3393.3013 | 536.1336 | 179.2959 | 2677.8718 | 3403.2117 | 0 | 0 | 3403.2117 | 0.01553%
2026 | 79 | 79-660R | Tier-3 | Tier-3---14 | 5--3 | 129 | 100% | 410.2866 | 87.38% | 11.28% | 1.342% | 17.7464 | 0 | 0 | 17.7464 | 0 | 16.9288 | 42.4481 | 0.39881 | 16.9288 | 42.4481 | 0.39881 | 17.8334 | 44.7162 | 0.39881 | 4.325% | 0.45747 | 0.43483 | 896.8574 | 100.1714 | 108.3483 | 688.3376 | 902.7512 | 0 | 0 | 902.7512 | 0.003725%
2026 | 79 | 79-668R | Tier-3 | Tier-3---15 | 5--3 | 99 | 100% | 744.6976 | 38.65% | 60.41% | 0.9336% | 14.2487 | 0 | 0 | 14.2487 | 0 | 13.5923 | 32.5765 | 0.41724 | 13.5923 | 32.5765 | 0.41724 | 14.3186 | 34.3171 | 0.41724 | 1.913% | 0.43999 | 0.41821 | 1692.5377 | 90.5162 | 925.3729 | 676.6485 | 1746.6107 | 0 | 0 | 1746.6107 | 0.002991%
2026 | 79 | 79-676R | Tier-3 | Tier-3---5 | 5--5 | 62 | 100% | 1054.6802 | 84.57% | 15.17% | 0.2582% | 44.1504 | 0 | 0 | 44.1504 | 0 | 42.1165 | 20.4014 | 2.0644 | 42.1165 | 20.4014 | 2.0644 | 44.3668 | 21.4915 | 2.0644 | 4.186% | 0.38409 | 0.36508 | 2745.9122 | 408.062 | 399.7376 | 1938.1127 | 2767.9795 | 0 | 0 | 2767.9795 | 0.009267%
2026 | 79 | 79-679R | Tier-3 | Tier-3---3 | 5--5 | 47 | 100% | 1892.052 | 89.49% | 10.28% | 0.2308% | 83.8134 | 0 | 0 | 83.8134 | 0 | 79.9523 | 15.4656 | 5.1697 | 79.9523 | 15.4656 | 5.1697 | 84.2243 | 16.2919 | 5.1697 | 4.43% | 0.3939 | 0.3744 | 4803.3522 | 735.2081 | 460.7879 | 3607.3562 | 4829.6424 | 0 | 0 | 4829.6424 | 0.01759%
2026 | 79 | 79-685R | Tier-3 | Tier-3---14 | 5--4 | 9 | 100% | 400.4276 | 96.08% | 3.359% | 0.5615% | 19.044 | 0 | 0 | 19.044 | 0 | 18.1667 | 2.9615 | 6.1343 | 18.1667 | 2.9615 | 6.1343 | 19.1374 | 3.1197 | 6.1343 | 4.756% | 0.43155 | 0.41019 | 927.8849 | 128.9201 | 31.6542 | 767.3106 | 929.7795 | 0 | 0 | 929.7795 | 0.003997%
2026 | 79 | 79-714R | Tier-3 | Tier-3---9 | 5--4 | 103 | 100% | 903.7514 | 77.92% | 21.67% | 0.4055% | 34.8589 | 0 | 0 | 34.8589 | 0 | 33.2531 | 33.8927 | 0.98113 | 33.2531 | 33.8927 | 0.98113 | 35.0298 | 35.7036 | 0.98113 | 3.857% | 0.37772 | 0.35902 | 2392.6757 | 300.8376 | 478.1412 | 1613.6969 | 2420.1861 | 0 | 0 | 2420.1861 | 0.007317%
2026 | 79 | 79-785 | Tier-3 | Tier-3---3 | 5--5 | 226 | 100% | 2480.4804 | 78.86% | 20.81% | 0.3308% | 96.8251 | 0 | 0 | 96.8251 | 0 | 92.3645 | 74.3665 | 1.242 | 92.3645 | 74.3665 | 1.242 | 97.2997 | 78.34 | 1.242 | 3.903% | 0.38023 | 0.36141 | 6523.6349 | 955.6486 | 1258.2917 | 4309.6946 | 6595.4614 | 0 | 0 | 6595.4614 | 0.02032%
2026 | 79 | 79-799R | Tier-3 | Tier-3---14 | 5--3 | 5 | 100% | 551.8926 | 84.52% | 14.8% | 0.6835% | 23.0887 | 0 | 0 | 23.0887 | 0 | 22.025 | 1.6453 | 13.3868 | 22.025 | 1.6453 | 13.3868 | 23.2019 | 1.7332 | 13.3868 | 4.184% | 0.77068 | 0.73253 | 716.1099 | 80.6305 | 98.909 | 536.5704 | 721.8843 | 0 | 0 | 721.8843 | 0.004846%
2026 | 79 | 79-808R | Tier-3 | Tier-3---3 | 5--5 | 210 | 100% | 2167.6529 | 93.07% | 6.627% | 0.3038% | 99.8623 | 0 | 0 | 99.8623 | 0 | 95.2618 | 69.1016 | 1.3786 | 95.2618 | 69.1016 | 1.3786 | 100.3518 | 72.7938 | 1.3786 | 4.607% | 0.44563 | 0.42357 | 4864.2458 | 733.0646 | 303.7151 | 3827.4661 | 4881.8025 | 0 | 0 | 4881.8025 | 0.02096%
2026 | 799 | 799-504R | Tier-2 | Tier-2---15 | 1--5 | 6 | 100% | 27.7948 | 96.8% | 0% | 3.201% | 1.3318 | 0 | 0 | 1.3318 | 0 | 1.2705 | 1.9743 | 0.64348 | 1.2705 | 1.9743 | 0.64348 | 1.3383 | 2.0798 | 0.64348 | 4.792% | 0.0046964 | 0.0044639 | 5918.3199 | 1511.7003 | 676.4165 | 3730.2032 | 5928.185 | 0 | 0 | 5928.185 | 0.0002795%
2026 | 835 | 835-10F | Tier-2 | Tier-2---19 | 1--4 | 27 | 100% | 3.5155 | 95.99% | 0% | 4.014% | 0.16703 | 0 | 0 | 0.16703 | 0 | 0.15934 | 8.8845 | 0.017934 | 0.15934 | 8.8845 | 0.017934 | 0.16785 | 9.3592 | 0.017934 | 4.751% | 0.0010446 | 0.00099289 | 3365.4208 | 527.6091 | 131.7666 | 2706.0451 | 3372.4555 | 0 | 0 | 3372.4555 | 3.506e-05%
2026 | 835 | 835-11F | Tier-2 | Tier-2---15 | 1--5 | 20 | 100% | 29.5331 | 98.28% | 0% | 1.716% | 1.4368 | 0 | 0 | 1.4368 | 0 | 1.3706 | 6.5811 | 0.20826 | 1.3706 | 6.5811 | 0.20826 | 1.4438 | 6.9327 | 0.20826 | 4.865% | 0.0041866 | 0.0039794 | 7054.2016 | 1691.248 | 112.5867 | 5250.3669 | 7060.5075 | 0 | 0 | 7060.5075 | 0.0003016%
2026 | 835 | 835-35F | Tier-2 | Tier-2---19 | 1--5 | 7 | 100% | 1.702 | 96.24% | 0% | 3.761% | 0.081081 | 0 | 0 | 0.081081 | 0 | 0.077346 | 2.3034 | 0.033579 | 0.077346 | 2.3034 | 0.033579 | 0.081478 | 2.4265 | 0.033579 | 4.764% | 0.0003154 | 0.00029979 | 5396.3575 | 853.3516 | 185.8923 | 4357.1135 | 5406.9276 | 0 | 0 | 5406.9276 | 1.702e-05%
2026 | 840 | 840-308F | Tier-2 | Tier-2---13 | 4--4 | 4 | 100% | 43.5719 | 95.47% | 3.384% | 1.143% | 2.0592 | 0 | 0 | 2.0592 | 0 | 1.9643 | 1.3162 | 1.4924 | 1.9643 | 1.3162 | 1.4924 | 2.0693 | 1.3865 | 1.4924 | 4.726% | 0.063249 | 0.060118 | 688.8919 | 152.3879 | 26.757 | 509.7471 | 690.5159 | 0 | 0 | 690.5159 | 0.0004322%
2026 | 840 | 840-374 | Tier-2 | Tier-2---13 | 4--3 | 95 | 100% | 37.0531 | 79.48% | 17.21% | 3.315% | 1.4577 | 0 | 0 | 1.4577 | 0 | 1.3906 | 31.2602 | 0.044484 | 1.3906 | 31.2602 | 0.044484 | 1.4649 | 32.9305 | 0.044484 | 3.934% | 0.064007 | 0.060838 | 578.893 | 75.1815 | 95.4784 | 408.233 | 585.0798 | 0 | 0 | 585.0798 | 0.000306%
2026 | 859 | 859-42R | Tier-2 | Tier-2---3 | 4--5 | 381 | 100% | 1138.7404 | 98.96% | 0% | 1.04% | 55.7813 | 0 | 0 | 55.7813 | 0 | 53.2116 | 125.37 | 0.42444 | 53.2116 | 125.37 | 0.42444 | 56.0548 | 132.0687 | 0.42444 | 4.899% | 0.067132 | 0.063809 | 16962.7575 | 2757.3465 | 237.2903 | 13968.1207 | 16971.9461 | 0 | 0 | 16971.9461 | 0.01171%
2026 | 907 | 907-1562AE | Tier-3 | Tier-3---6 | 4--5 | 124 | 100% | 858.7853 | 77.1% | 22.57% | 0.3293% | 32.7744 | 0 | 0 | 32.7744 | 0 | 31.2646 | 40.8028 | 0.76624 | 31.2646 | 40.8028 | 0.76624 | 32.9351 | 42.983 | 0.76624 | 3.816% | 0.054867 | 0.052151 | 15652.2427 | 2298.9356 | 3240.4011 | 10112.906 | 15838.9218 | 0 | 0 | 15838.9218 | 0.006879%
2026 | 907 | 907-1602 | Tier-3 | Tier-3---17 | 3--4 | 1 | 100% | 23.6904 | 85.8% | 13.77% | 0.4286% | 1.0061 | 0 | 0 | 1.0061 | 0 | 0.95977 | 0.32906 | 2.9167 | 0.95977 | 0.32906 | 2.9167 | 1.0111 | 0.34664 | 2.9167 | 4.247% | 0.018131 | 0.017233 | 1306.6407 | 183.5641 | 147.0644 | 976.0122 | 1316.3056 | 0 | 0 | 1316.3056 | 0.0002112%
2026 | 907 | 907-1702R | Tier-3 | Tier-3---6 | 4--5 | 115 | 100% | 840.6328 | 97.1% | 2.481% | 0.4145% | 40.4066 | 0 | 0 | 40.4066 | 0 | 38.5452 | 37.8413 | 1.0186 | 38.5452 | 37.8413 | 1.0186 | 40.6047 | 39.8633 | 1.0186 | 4.807% | 0.061079 | 0.058055 | 13763.1312 | 2505.9528 | 366.7943 | 10890.3841 | 13783.8819 | 0 | 0 | 13783.8819 | 0.008481%
2026 | 907 | 907-1716R | Tier-3 | Tier-3---2 | 4--5 | 618 | 100% | 2427.1827 | 91.21% | 8.47% | 0.3199% | 109.585 | 0 | 0 | 109.585 | 0 | 104.5366 | 203.3561 | 0.51406 | 104.5366 | 203.3561 | 0.51406 | 110.1222 | 214.2217 | 0.51406 | 4.515% | 0.088049 | 0.083691 | 27566.2098 | 5467.7784 | 2289.9071 | 19808.5244 | 27692.3953 | 0 | 0 | 27692.3953 | 0.023%
2026 | 907 | 907-2820R | Tier-3 | Tier-3---10 | 4--5 | 53 | 100% | 535.894 | 99.72% | 0.09292% | 0.1857% | 26.4528 | 0 | 0 | 26.4528 | 0 | 25.2342 | 17.4399 | 1.4469 | 25.2342 | 17.4399 | 1.4469 | 26.5825 | 18.3718 | 1.4469 | 4.936% | 0.082479 | 0.078396 | 6497.3542 | 1341.6962 | 16.6169 | 5139.0411 | 6498.2969 | 0 | 0 | 6498.2969 | 0.005552%
2026 | 908 | 908-1172R | Tier-2 | Tier-2---2 | 5--5 | 451 | 100% | 1737.7755 | 85.15% | 14.43% | 0.419% | 73.2487 | 0 | 0 | 73.2487 | 0 | 69.8743 | 148.4039 | 0.47084 | 69.8743 | 148.4039 | 0.47084 | 73.6078 | 156.3333 | 0.47084 | 4.215% | 0.20692 | 0.19668 | 8398.1993 | 1379.7509 | 1146.2529 | 5872.1954 | 8463.133 | 0 | 0 | 8463.133 | 0.01537%
2026 | 908 | 908-1236 | Tier-2 | Tier-2---2 | 5--5 | 350 | 100% | 1117.3056 | 87.67% | 11.99% | 0.3416% | 48.4882 | 0 | 0 | 48.4882 | 0 | 46.2545 | 115.1693 | 0.40162 | 46.2545 | 115.1693 | 0.40162 | 48.7259 | 121.323 | 0.40162 | 4.34% | 0.1877 | 0.17841 | 5952.6009 | 1091.9072 | 667.6574 | 4193.0363 | 5990.8188 | 0 | 0 | 5990.8188 | 0.01018%
2026 | 908 | 908-1368R | Tier-2 | Tier-2---5 | 5--5 | 479 | 100% | 991.2216 | 79.39% | 19.4% | 1.209% | 38.9519 | 0 | 0 | 38.9519 | 0 | 37.1575 | 157.6174 | 0.23574 | 37.1575 | 157.6174 | 0.23574 | 39.1428 | 166.0391 | 0.23574 | 3.93% | 0.23644 | 0.22474 | 4192.2079 | 563.5001 | 776.6437 | 2852.0641 | 4237.2091 | 0 | 0 | 4237.2091 | 0.008176%
2026 | 908 | 908-1370R | Tier-2 | Tier-2---8 | 5--4 | 302 | 100% | 321.5186 | 63.48% | 35.24% | 1.285% | 10.1025 | 0 | 0 | 10.1025 | 0 | 9.6371 | 99.3747 | 0.096977 | 9.6371 | 99.3747 | 0.096977 | 10.152 | 104.6844 | 0.096977 | 3.142% | 0.1878 | 0.17851 | 1711.9863 | 197.0075 | 569.379 | 945.5998 | 1744.5489 | 0 | 0 | 1744.5489 | 0.002121%
2026 | 908 | 908-1372R | Tier-2 | Tier-2---2 | 5--5 | 118 | 100% | 804.0275 | 84.01% | 15.68% | 0.3083% | 33.4346 | 0 | 0 | 33.4346 | 0 | 31.8944 | 38.8285 | 0.82142 | 31.8944 | 38.8285 | 0.82142 | 33.5985 | 40.9032 | 0.82142 | 4.158% | 0.17701 | 0.16825 | 4542.3486 | 816.5914 | 664.0711 | 3061.6861 | 4580.1787 | 0 | 0 | 4580.1787 | 0.007018%
2026 | 908 | 908-2038R | Tier-2 | Tier-2---1 | 5--5 | 313 | 100% | 3761.7346 | 88.11% | 11.56% | 0.3295% | 164.0652 | 0 | 0 | 164.0652 | 0 | 156.5071 | 102.9943 | 1.5196 | 156.5071 | 102.9943 | 1.5196 | 164.8695 | 108.4974 | 1.5196 | 4.361% | 0.23053 | 0.21912 | 16317.5676 | 2905.2613 | 1774.9087 | 11637.3976 | 16418.6104 | 0 | 0 | 16418.6104 | 0.03444%
2026 | 908 | 908-2040 | Tier-2 | Tier-2---5 | 5--5 | 226 | 100% | 697.2725 | 58.64% | 40.83% | 0.5327% | 20.2401 | 0 | 0 | 20.2401 | 0 | 19.3077 | 74.3665 | 0.25963 | 19.3077 | 74.3665 | 0.25963 | 20.3394 | 78.34 | 0.25963 | 2.903% | 0.17929 | 0.17042 | 3888.9985 | 484.676 | 1468.7466 | 1935.576 | 3972.762 | 0 | 0 | 3972.762 | 0.004248%
2026 | 908 | 908-2055F | Tier-3 | Tier-3---2 | 5--5 | 273 | 100% | 2141.2623 | 90.56% | 9.061% | 0.3753% | 95.9903 | 0 | 0 | 95.9903 | 0 | 91.5682 | 89.8321 | 1.0193 | 91.5682 | 89.8321 | 1.0193 | 96.4608 | 94.6319 | 1.0193 | 4.483% | 0.20355 | 0.19347 | 10519.7129 | 1841.0843 | 947.7804 | 7730.8482 | 10571.4113 | 0 | 0 | 10571.4113 | 0.02015%
2026 | 908 | 908-2062F | Tier-2 | Tier-2---16 | 5--2 | 2 | 100% | 16.6415 | 87.19% | 12.22% | 0.5909% | 0.7182 | 0 | 0 | 0.7182 | 0 | 0.68511 | 0.65811 | 1.041 | 0.68511 | 0.65811 | 1.041 | 0.72172 | 0.69327 | 1.041 | 4.316% | 0.16054 | 0.1526 | 103.6572 | 14.5987 | 13.5444 | 75.5142 | 104.3489 | 0 | 0 | 104.3489 | 0.0001508%
2026 | 908 | 908-30 | Tier-2 | Tier-2---10 | 5--4 | 71 | 100% | 139.6838 | 79.37% | 19.74% | 0.8803% | 5.4882 | 0 | 0 | 5.4882 | 0 | 5.2354 | 23.3629 | 0.22409 | 5.2354 | 23.3629 | 0.22409 | 5.5151 | 24.6112 | 0.22409 | 3.929% | 0.16572 | 0.15752 | 842.8699 | 108.2915 | 162.9752 | 571.6032 | 851.9233 | 0 | 0 | 851.9233 | 0.001152%
2026 | 909 | 909-451 | Tier-3 | Tier-3---1 | 5--5 | 434 | 100% | 4745.7108 | 91.73% | 8.003% | 0.272% | 215.4739 | 0 | 0 | 215.4739 | 0 | 205.5474 | 142.8099 | 1.4393 | 205.5474 | 142.8099 | 1.4393 | 216.5301 | 150.4405 | 1.4393 | 4.54% | 0.31112 | 0.29572 | 15253.5364 | 2448.7202 | 1130.6792 | 11674.137 | 15319.2699 | 0 | 0 | 15319.2699 | 0.04523%
2026 | 909 | 909-453R | Tier-2 | Tier-2---3 | 2--5 | 1 | 100% | 476.0233 | 99.61% | 0% | 0.3866% | 23.4721 | 0 | 0 | 23.4721 | 0 | 22.3908 | 0.32906 | 68.0456 | 22.3908 | 0.32906 | 68.0456 | 23.5871 | 0.34664 | 68.0456 | 4.931% | 0.0097928 | 0.0093081 | 48609.517 | 7840.4908 | 672.9123 | 40096.1139 | 48619.3034 | 0 | 0 | 48619.3034 | 0.004927%
2026 | 909 | 909-805R | Tier-2 | Tier-2---1 | 5--5 | 458 | 100% | 2804.3911 | 91.7% | 7.979% | 0.3181% | 127.2991 | 0 | 0 | 127.2991 | 0 | 121.4347 | 150.7073 | 0.80577 | 121.4347 | 150.7073 | 0.80577 | 127.9231 | 158.7598 | 0.80577 | 4.539% | 0.28921 | 0.27489 | 9696.7159 | 1951.0291 | 709.8564 | 7035.8304 | 9738.6166 | 0 | 0 | 9738.6166 | 0.02672%
2026 | 91 | 91-7F | Tier-2 | Tier-2---9 | 4--5 | 136 | 100% | 251.2122 | 79.73% | 18.17% | 2.101% | 9.9145 | 0 | 0 | 9.9145 | 0 | 9.4578 | 44.7515 | 0.21134 | 9.4578 | 44.7515 | 0.21134 | 9.9631 | 47.1426 | 0.21134 | 3.947% | 0.034038 | 0.032353 | 7380.3891 | 1285.4298 | 1444.1692 | 4650.7901 | 7458.2959 | 0 | 0 | 7458.2959 | 0.002081%
2026 | 920 | 920-1342R | Tier-3 | Tier-3---12 | 4--5 | 74 | 100% | 408.8204 | 94.62% | 4.403% | 0.9773% | 19.1478 | 0 | 0 | 19.1478 | 0 | 18.2657 | 24.3501 | 0.75013 | 18.2657 | 24.3501 | 0.75013 | 19.2416 | 25.6511 | 0.75013 | 4.684% | 0.068604 | 0.065208 | 5959.0983 | 1229.6301 | 289.5515 | 4439.9167 | 5975.7964 | 0 | 0 | 5975.7964 | 0.004019%
2026 | 920 | 920-735AE | Tier-2 | Tier-2---7 | 4--5 | 41 | 100% | 627.5827 | 25.02% | 74.11% | 0.8722% | 7.7723 | 0 | 0 | 7.7723 | 0 | 7.4143 | 13.4913 | 0.54956 | 7.4143 | 13.4913 | 0.54956 | 7.8104 | 14.2121 | 0.54956 | 1.238% | 0.068691 | 0.065291 | 9136.3433 | 511.7297 | 6274.1673 | 2350.4463 | 9493.1022 | 0 | 0 | 9493.1022 | 0.001631%
2026 | 921 | 921-800F | Tier-2 | Tier-2---7 | 4--5 | 93 | 100% | 650.3067 | 29.95% | 69.36% | 0.6872% | 9.6425 | 0 | 0 | 9.6425 | 0 | 9.1983 | 30.6021 | 0.30058 | 9.1983 | 30.6021 | 0.30058 | 9.6898 | 32.2372 | 0.30058 | 1.483% | 0.065336 | 0.062102 | 9953.2373 | 702.3415 | 6282.5542 | 2968.3417 | 10316.3119 | 0 | 0 | 10316.3119 | 0.002024%
2026 | 928 | 928-19 | Tier-2 | Tier-2---11 | 4--4 | 2 | 100% | 73.2406 | 96.92% | 1.567% | 1.51% | 3.5139 | 0 | 0 | 3.5139 | 0 | 3.352 | 0.65811 | 5.0933 | 3.352 | 0.65811 | 5.0933 | 3.5311 | 0.69327 | 5.0933 | 4.798% | 0.051756 | 0.049194 | 1415.107 | 294.5529 | 37.2101 | 1083.344 | 1417.3747 | 0 | 0 | 1417.3747 | 0.0007376%
2026 | 970 | 970-1341R | Tier-3 | Tier-3---4 | 5--5 | 34 | 100% | 1130.055 | 96.17% | 3.586% | 0.2481% | 53.7928 | 0 | 0 | 53.7928 | 0 | 51.3146 | 11.1879 | 4.5866 | 51.3146 | 11.1879 | 4.5866 | 54.0565 | 11.7857 | 4.5866 | 4.76% | 0.12497 | 0.11878 | 9042.8131 | 2000.05 | 446.8525 | 6595.9106 | 9060.8711 | 0 | 0 | 9060.8711 | 0.01129%
2026 | 971 | 971-1973R | Tier-3 | Tier-3---4 | 5--5 | 309 | 100% | 1698.739 | 91.74% | 7.818% | 0.44% | 77.1439 | 0 | 0 | 77.1439 | 0 | 73.59 | 101.678 | 0.72375 | 73.59 | 101.678 | 0.72375 | 77.522 | 107.1108 | 0.72375 | 4.541% | 0.14704 | 0.13976 | 11552.8886 | 2071.9815 | 875.2489 | 8605.6581 | 11602.5712 | 0 | 0 | 11602.5712 | 0.01619%
2026 | 971 | 971-2050R | Tier-3 | Tier-3---2 | 5--5 | 657 | 100% | 3108.8974 | 90.26% | 9.266% | 0.4743% | 138.901 | 0 | 0 | 138.901 | 0 | 132.5021 | 216.1893 | 0.6129 | 132.5021 | 216.1893 | 0.6129 | 139.5819 | 227.7405 | 0.6129 | 4.468% | 0.18464 | 0.1755 | 16837.3789 | 2911.4979 | 1523.0662 | 12402.8149 | 16922.7873 | 0 | 0 | 16922.7873 | 0.02916%
2026 | 971 | 971-29R | Tier-3 | Tier-3---6 | 5--5 | 75 | 100% | 752.2042 | 94.43% | 5.253% | 0.3211% | 35.1587 | 0 | 0 | 35.1587 | 0 | 33.539 | 24.6791 | 1.359 | 33.539 | 24.6791 | 1.359 | 35.331 | 25.9978 | 1.359 | 4.674% | 0.12171 | 0.11568 | 6180.3198 | 998.028 | 309.4222 | 4872.8696 | 6198.2603 | 0 | 0 | 6198.2603 | 0.00738%
2026 | 971 | 971-371R | Tier-3 | Tier-3---12 | 5--5 | 25 | 100% | 419.6492 | 95.09% | 4.537% | 0.3709% | 19.7532 | 0 | 0 | 19.7532 | 0 | 18.8432 | 8.2264 | 2.2906 | 18.8432 | 8.2264 | 2.2906 | 19.85 | 8.6659 | 2.2906 | 4.707% | 0.11668 | 0.1109 | 3596.6988 | 576.739 | 156.4778 | 2863.4821 | 3605.8911 | 0 | 0 | 3605.8911 | 0.004146%
2026 | 971 | 971-383R | Tier-3 | Tier-3---4 | 5--5 | 123 | 100% | 1568.3841 | 85.57% | 14.07% | 0.3633% | 66.4295 | 0 | 0 | 66.4295 | 0 | 63.3692 | 40.4738 | 1.5657 | 63.3692 | 40.4738 | 1.5657 | 66.7551 | 42.6364 | 1.5657 | 4.236% | 0.13837 | 0.13152 | 11334.794 | 1698.1384 | 1536.4876 | 8100.1681 | 11419.9942 | 0 | 0 | 11419.9942 | 0.01394%
2026 | 971 | 971-388R | Tier-3 | Tier-3---4 | 5--5 | 319 | 100% | 1370.1526 | 91.78% | 7.427% | 0.7941% | 62.2469 | 0 | 0 | 62.2469 | 0 | 59.3793 | 104.9686 | 0.56569 | 59.3793 | 104.9686 | 0.56569 | 62.552 | 110.5772 | 0.56569 | 4.543% | 0.17642 | 0.16769 | 7766.4244 | 1241.1352 | 582.4552 | 5942.8339 | 7799.675 | 0 | 0 | 7799.675 | 0.01307%
2026 | 972 | 972-1582R | Tier-3 | Tier-3---6 | 5--5 | 88 | 100% | 1102.3739 | 89.57% | 9.851% | 0.5741% | 48.8787 | 0 | 0 | 48.8787 | 0 | 46.627 | 28.9569 | 1.6102 | 46.627 | 28.9569 | 1.6102 | 49.1183 | 30.5041 | 1.6102 | 4.434% | 0.15062 | 0.14317 | 7318.7038 | 1095.1808 | 689.6681 | 5533.8548 | 7358.4386 | 0 | 0 | 7358.4386 | 0.01026%
2026 | 972 | 972-1590F | Tier-3 | Tier-3---2 | 5--5 | 704 | 100% | 2662.477 | 86.18% | 13.31% | 0.5115% | 113.5799 | 0 | 0 | 113.5799 | 0 | 108.3475 | 231.6548 | 0.46771 | 108.3475 | 231.6548 | 0.46771 | 114.1367 | 244.0325 | 0.46771 | 4.266% | 0.17603 | 0.16732 | 15124.9944 | 2683.3405 | 1935.3853 | 10506.2686 | 15233.8451 | 0 | 0 | 15233.8451 | 0.02384%
2026 | 972 | 972-32R | Tier-2 | Tier-2---1 | 5--5 | 407 | 100% | 2627.0976 | 78.5% | 21.13% | 0.3758% | 102.0774 | 0 | 0 | 102.0774 | 0 | 97.3749 | 133.9255 | 0.72708 | 97.3749 | 133.9255 | 0.72708 | 102.5777 | 141.0813 | 0.72708 | 3.886% | 0.16607 | 0.15785 | 15819.0849 | 2182.9188 | 3069.8118 | 10566.3543 | 15996.2393 | 0 | 0 | 15996.2393 | 0.02143%
2026 | 972 | 972-942R | Tier-3 | Tier-3---6 | 5--5 | 137 | 100% | 1052.2316 | 92.49% | 7.06% | 0.4532% | 48.1724 | 0 | 0 | 48.1724 | 0 | 45.9532 | 45.0806 | 1.0194 | 45.9532 | 45.0806 | 1.0194 | 48.4085 | 47.4893 | 1.0194 | 4.578% | 0.14194 | 0.13492 | 7412.953 | 1277.1801 | 501.709 | 5634.0638 | 7441.9562 | 0 | 0 | 7441.9562 | 0.01011%
2026 | 973 | 973-1226R | Tier-3 | Tier-3---10 | 5--5 | 80 | 100% | 738.9301 | 81.66% | 17.71% | 0.6284% | 29.8702 | 0 | 0 | 29.8702 | 0 | 28.4942 | 26.3244 | 1.0824 | 28.4942 | 26.3244 | 1.0824 | 30.0166 | 27.731 | 1.0824 | 4.042% | 0.13989 | 0.13297 | 5282.0414 | 696.4842 | 883.7073 | 3701.85 | 5332.48 | 0 | 0 | 5332.48 | 0.00627%
2026 | 973 | 973-1245R | Tier-3 | Tier-3---6 | 5--5 | 48 | 100% | 792.6367 | 95.03% | 4.73% | 0.2408% | 37.2851 | 0 | 0 | 37.2851 | 0 | 35.5675 | 15.7946 | 2.2519 | 35.5675 | 15.7946 | 2.2519 | 37.4679 | 16.6386 | 2.2519 | 4.704% | 0.12039 | 0.11443 | 6584.1053 | 1077.527 | 369.5828 | 5136.9955 | 6601.1501 | 0 | 0 | 6601.1501 | 0.007826%
2026 | 973 | 973-626R | Tier-3 | Tier-3---7 | 5--5 | 42 | 100% | 933.998 | 86.55% | 12.73% | 0.7172% | 40.0157 | 0 | 0 | 40.0157 | 0 | 38.1722 | 13.8203 | 2.762 | 38.1722 | 13.8203 | 2.762 | 40.2118 | 14.5588 | 2.762 | 4.284% | 0.1523 | 0.14476 | 6132.6277 | 944.3399 | 738.3045 | 4449.9833 | 6175.576 | 0 | 0 | 6175.576 | 0.008399%
2026 | 974 | 974-23R | Tier-3 | Tier-3---11 | 5--5 | 138 | 100% | 770.0113 | 72.03% | 26.78% | 1.193% | 27.4528 | 0 | 0 | 27.4528 | 0 | 26.1881 | 45.4096 | 0.57671 | 26.1881 | 45.4096 | 0.57671 | 27.5874 | 47.8359 | 0.57671 | 3.565% | 0.16472 | 0.15657 | 4674.6625 | 542.8961 | 1175.2982 | 2956.4682 | 4742.7663 | 0 | 0 | 4742.7663 | 0.005762%
2026 | 974 | 974-715R | Tier-3 | Tier-3---6 | 5--5 | 12 | 100% | 765.8632 | 95.89% | 3.616% | 0.4898% | 36.3537 | 0 | 0 | 36.3537 | 0 | 34.679 | 3.9487 | 8.7825 | 34.679 | 3.9487 | 8.7825 | 36.5319 | 4.1596 | 8.7825 | 4.747% | 0.14069 | 0.13372 | 5443.6999 | 833.249 | 274.7582 | 4335.6927 | 5455.3397 | 0 | 0 | 5455.3397 | 0.007631%
2026 | 975 | 975-22R | Tier-3 | Tier-3---7 | 5--5 | 5 | 100% | 1670.0817 | 26.02% | 73.92% | 0.06338% | 21.5086 | 0 | 0 | 21.5086 | 0 | 20.5177 | 1.6453 | 12.4707 | 20.5177 | 1.6453 | 12.4707 | 21.614 | 1.7332 | 12.4707 | 1.288% | 0.19669 | 0.18696 | 8490.7264 | 507.2869 | 5821.7498 | 2161.6897 | 8817.8604 | 0 | 0 | 8817.8604 | 0.004515%
2026 | 991 | 991-1 | Tier-2 | Tier-2---12 | 4--5 | 17 | 100% | 269.0349 | 22.26% | 77.39% | 0.3477% | 2.965 | 0 | 0 | 2.965 | 0 | 2.8285 | 5.5939 | 0.50563 | 2.8285 | 5.5939 | 0.50563 | 2.9796 | 5.8928 | 0.50563 | 1.102% | 0.034773 | 0.033051 | 7736.9795 | 537.9923 | 5445.2245 | 1753.7627 | 8050.1946 | 0 | 0 | 8050.1946 | 0.0006224%
2026 | 991 | 991-1206R | Tier-2 | Tier-2---4 | 4--5 | 107 | 100% | 580.6091 | 98.3% | 0.7633% | 0.9388% | 28.251 | 0 | 0 | 28.251 | 0 | 26.9495 | 35.2089 | 0.76542 | 26.9495 | 35.2089 | 0.76542 | 28.3895 | 37.0902 | 0.76542 | 4.866% | 0.063785 | 0.060628 | 9102.5384 | 2181.358 | 136.565 | 6784.6154 | 9110.6067 | 0 | 0 | 9110.6067 | 0.00593%
2026 | 1023 | CB 1023 | Tier-2 | Tier-2---4 | 4--5 | 82 | 100% | 374.8399 | 98.36% | 0.9442% | 0.6917% | 18.251 | 0 | 0 | 18.251 | 0 | 17.4102 | 26.9825 | 0.64524 | 17.4102 | 26.9825 | 0.64524 | 18.3405 | 28.4242 | 0.64524 | 4.869% | 0.082267 | 0.078195 | 4556.3931 | 688.3386 | 326.2097 | 3541.8448 | 4560.275 | 0 | 0 | 4560.275 | 0.003831%
2026 | 1090 | CB 1090 | Tier-2 | Tier-2---7 | 3--5 | 19 | 100% | 193.2665 | 97.29% | 1.202% | 1.508% | 9.3074 | 0 | 0 | 9.3074 | 0 | 8.8787 | 6.252 | 1.4201 | 8.8787 | 6.252 | 1.4201 | 9.3531 | 6.5861 | 1.4201 | 4.816% | 0.025114 | 0.023871 | 7695.6285 | 1211.5196 | 206.2478 | 6277.8611 | 7706.4898 | 0 | 0 | 7706.4898 | 0.001954%
2026 | 1101 | CB 1101 | Tier-2 | Tier-2---9 | 4--4 | 3 | 100% | 199.93 | 98.45% | 0.8502% | 0.703% | 9.7428 | 0 | 0 | 9.7428 | 0 | 9.294 | 0.98717 | 9.4148 | 9.294 | 0.98717 | 9.4148 | 9.7906 | 1.0399 | 9.4148 | 4.873% | 0.091579 | 0.087045 | 2183.1518 | 318.4441 | 233.987 | 1630.7207 | 2184.9176 | 0 | 0 | 2184.9176 | 0.002045%
2026 | 1106 | CB 1106 | Tier-2 | Tier-2---7 | 4--5 | 56 | 100% | 1067.6226 | 5.884% | 94.04% | 0.07265% | 3.1093 | 0 | 0 | 3.1093 | 0 | 2.9661 | 18.4271 | 0.16096 | 2.9661 | 18.4271 | 0.16096 | 3.1245 | 19.4117 | 0.16096 | 0.2912% | 0.070774 | 0.067271 | 15084.9121 | 163.1311 | 12883.8022 | 2037.9789 | 15824.2814 | 0 | 0 | 15824.2814 | 0.0006526%
2026 | 1138 | CB 1138 | Tier-2 | Tier-2---10 | 5--4 | 80 | 100% | 305.5776 | 38.78% | 59.44% | 1.777% | 5.8657 | 0 | 0 | 5.8657 | 0 | 5.5955 | 26.3244 | 0.21256 | 5.5955 | 26.3244 | 0.21256 | 5.8945 | 27.731 | 0.21256 | 1.92% | 0.11418 | 0.10853 | 2676.3311 | 209.1802 | 1537.4835 | 929.6674 | 2761.6594 | 0 | 0 | 2761.6594 | 0.001231%
2026 | 1234 | CB 1234 | Tier-3 | Tier-3---10 | 5--5 | 571 | 100% | 1703.5911 | 47.26% | 52.1% | 0.6391% | 39.8535 | 0 | 0 | 39.8535 | 0 | 38.0175 | 187.8905 | 0.20234 | 38.0175 | 187.8905 | 0.20234 | 40.0489 | 197.9298 | 0.20234 | 2.339% | 0.11961 | 0.11369 | 14242.4054 | 1075.4767 | 7121.7223 | 6045.2064 | 14633.5836 | 0 | 0 | 14633.5836 | 0.008365%
2026 | 1235 | CB 1235 | Tier-2 | Tier-2---6 | 4--5 | 1192 | 100% | 1038.4291 | 94.32% | 4.296% | 1.381% | 48.4843 | 0 | 0 | 48.4843 | 0 | 46.2507 | 392.2338 | 0.11792 | 46.2507 | 392.2338 | 0.11792 | 48.722 | 413.1914 | 0.11792 | 4.669% | 0.082825 | 0.078725 | 12537.6589 | 2179.7945 | 762.6013 | 9595.263 | 12574.7238 | 0 | 0 | 12574.7238 | 0.01018%
2026 | 1243 | CB 1243 | Tier-2 | Tier-2---7 | 3--5 | 132 | 100% | 199.4877 | 98.24% | 0% | 1.764% | 9.7004 | 0 | 0 | 9.7004 | 0 | 9.2535 | 43.4353 | 0.21304 | 9.2535 | 43.4353 | 0.21304 | 9.748 | 45.7561 | 0.21304 | 4.863% | 0.019586 | 0.018616 | 10185.2188 | 1675.1434 | 207.9289 | 8302.1466 | 10194.5771 | 0 | 0 | 10194.5771 | 0.002036%
2026 | 1245 | CB 1245 | Tier-2 | Tier-2---15 | 1--5 | 4 | 100% | 16.7924 | 98.43% | 0% | 1.568% | 0.81819 | 0 | 0 | 0.81819 | 0 | 0.7805 | 1.3162 | 0.59299 | 0.7805 | 1.3162 | 0.59299 | 0.8222 | 1.3865 | 0.59299 | 4.872% | 0.001637 | 0.001556 | 10258.0329 | 2664.8486 | 151.8636 | 7441.3207 | 10266.4078 | 0 | 0 | 10266.4078 | 0.0001717%
2026 | 1250 | CB 1250 | Tier-2 | Tier-2---4 | 4--5 | 38 | 100% | 388.8417 | 99.33% | 0.414% | 0.257% | 19.1185 | 0 | 0 | 19.1185 | 0 | 18.2378 | 12.5041 | 1.4585 | 18.2378 | 12.5041 | 1.4585 | 19.2122 | 13.1722 | 1.4585 | 4.917% | 0.088703 | 0.084312 | 4383.6458 | 676.5543 | 273.8326 | 3433.2589 | 4385.1777 | 0 | 0 | 4385.1777 | 0.004013%
2026 | 1299 | CB 1299 | Tier-2 | Tier-2---19 | 3--3 | 3 | 100% | 20.1766 | 88.04% | 0% | 11.96% | 0.87929 | 0 | 0 | 0.87929 | 0 | 0.83878 | 0.98717 | 0.84969 | 0.83878 | 0.98717 | 0.84969 | 0.8836 | 1.0399 | 0.84969 | 4.358% | 0.014997 | 0.014255 | 1345.3401 | 209.983 | 174.7231 | 960.634 | 1353.7198 | 0 | 0 | 1353.7198 | 0.0001846%
2026 | 1525 | CB 1525 | Tier-2 | Tier-2---13 | 4--4 | 1 | 100% | 193.8892 | 15.57% | 82.62% | 1.812% | 1.4939 | 0 | 0 | 1.4939 | 0 | 1.4251 | 0.32906 | 4.3308 | 1.4251 | 0.32906 | 4.3308 | 1.5012 | 0.34664 | 4.3308 | 0.7705% | 0.050512 | 0.048011 | 3838.4933 | 115.2522 | 3031.2128 | 692.0283 | 4007.2783 | 0 | 0 | 4007.2783 | 0.0003136%
2026 | 185 | CB 185 | Tier-2 | Tier-2---12 | 3--4 | 1 | 100% | 138.4091 | 43.72% | 54.12% | 2.153% | 2.9955 | 0 | 0 | 2.9955 | 0 | 2.8575 | 0.32906 | 8.684 | 2.8575 | 0.32906 | 8.684 | 3.0102 | 0.34664 | 8.684 | 2.164% | 0.027797 | 0.026421 | 4979.3165 | 370.0673 | 2508.501 | 2100.7482 | 5125.2523 | 0 | 0 | 5125.2523 | 0.0006288%
2026 | 200 | CB 200 | Tier-2 | Tier-2---9 | 4--5 | 58 | 100% | 748.3334 | 16.62% | 82.09% | 1.289% | 6.1567 | 0 | 0 | 6.1567 | 0 | 5.8731 | 19.0852 | 0.30773 | 5.8731 | 19.0852 | 0.30773 | 6.1869 | 20.1049 | 0.30773 | 0.8227% | 0.060261 | 0.057278 | 12418.2035 | 230.4691 | 10130.0521 | 2057.6824 | 12957.4282 | 0 | 0 | 12957.4282 | 0.001292%
2026 | 202 | CB 202 | Tier-2 | Tier-2---16 | 4--3 | 22 | 100% | 63.0384 | 89.89% | 0% | 10.11% | 2.805 | 0 | 0 | 2.805 | 0 | 2.6757 | 7.2392 | 0.36962 | 2.6757 | 7.2392 | 0.36962 | 2.8187 | 7.626 | 0.36962 | 4.45% | 0.040966 | 0.038939 | 1538.7821 | 188.6374 | 158.7642 | 1191.3805 | 1546.8829 | 0 | 0 | 1546.8829 | 0.0005888%
2026 | 203 | CB 203 | Tier-2 | Tier-2---13 | 4--4 | 248 | 100% | 187.9021 | 7.943% | 89.84% | 2.222% | 0.73876 | 0 | 0 | 0.73876 | 0 | 0.70473 | 81.6057 | 0.0086358 | 0.70473 | 81.6057 | 0.0086358 | 0.74238 | 85.966 | 0.0086358 | 0.3932% | 0.03541 | 0.033657 | 5306.4388 | 19.0742 | 4782.3725 | 504.9921 | 5560.8373 | 0 | 0 | 5560.8373 | 0.0001551%
2026 | 204 | CB 204 | Tier-2 | Tier-2---9 | 4--4 | 89 | 100% | 421.5291 | 52.89% | 45.23% | 1.878% | 11.0363 | 0 | 0 | 11.0363 | 0 | 10.5279 | 29.2859 | 0.35949 | 10.5279 | 29.2859 | 0.35949 | 11.0904 | 30.8507 | 0.35949 | 2.618% | 0.068524 | 0.065132 | 6151.5544 | 481.5982 | 2922.6769 | 2747.2793 | 6302.4694 | 0 | 0 | 6302.4694 | 0.002317%
2026 | 230 | CB 230 | Tier-2 | Tier-2---14 | 1--5 | 36 | 100% | 37.0692 | 98.96% | 0% | 1.045% | 1.8158 | 0 | 0 | 1.8158 | 0 | 1.7321 | 11.846 | 0.14622 | 1.7321 | 11.846 | 0.14622 | 1.8247 | 12.4789 | 0.14622 | 4.898% | 0.0025822 | 0.0024544 | 14355.6795 | 1973.4751 | 2354.5204 | 10027.684 | 14363.4884 | 0 | 0 | 14363.4884 | 0.0003811%
2026 | 231 | CB 231 | Tier-2 | Tier-2---7 | 4--5 | 209 | 100% | 416.5176 | 95.81% | 2.821% | 1.365% | 19.7547 | 0 | 0 | 19.7547 | 0 | 18.8446 | 68.7725 | 0.27401 | 18.8446 | 68.7725 | 0.27401 | 19.8515 | 72.4471 | 0.27401 | 4.743% | 0.037573 | 0.035713 | 11085.6737 | 1859.8233 | 754.4202 | 8471.4303 | 11109.8371 | 0 | 0 | 11109.8371 | 0.004147%
2026 | 232 | CB 232 | Tier-2 | Tier-2---7 | 4--5 | 277 | 100% | 300.2122 | 85.96% | 12.43% | 1.615% | 12.7738 | 0 | 0 | 12.7738 | 0 | 12.1854 | 91.1483 | 0.13369 | 12.1854 | 91.1483 | 0.13369 | 12.8364 | 96.0185 | 0.13369 | 4.255% | 0.029023 | 0.027587 | 10343.7991 | 1418.351 | 1554.0747 | 7371.3734 | 10419.4395 | 0 | 0 | 10419.4395 | 0.002681%
2026 | 233 | CB 233 | Tier-2 | Tier-2---4 | 4--5 | 730 | 100% | 763.9567 | 93.34% | 4.903% | 1.762% | 35.2955 | 0 | 0 | 35.2955 | 0 | 33.6695 | 240.2103 | 0.14017 | 33.6695 | 240.2103 | 0.14017 | 35.4685 | 253.045 | 0.14017 | 4.62% | 0.075451 | 0.071716 | 10125.1756 | 1595.7447 | 1194.5405 | 7334.8905 | 10160.3196 | 0 | 0 | 10160.3196 | 0.007409%
2026 | 234 | CB 234 | Tier-2 | Tier-2---4 | 4--5 | 485 | 100% | 535.5214 | 93.25% | 5.438% | 1.313% | 24.7187 | 0 | 0 | 24.7187 | 0 | 23.5799 | 159.5918 | 0.14775 | 23.5799 | 159.5918 | 0.14775 | 24.8398 | 168.119 | 0.14775 | 4.616% | 0.044658 | 0.042447 | 11991.611 | 2064.9333 | 958.1122 | 8968.5654 | 12033.7724 | 0 | 0 | 12033.7724 | 0.005188%
2026 | 236 | CB 236 | Tier-2 | Tier-2---1 | 5--5 | 236 | 100% | 1431.5889 | 79.32% | 20.27% | 0.409% | 56.2122 | 0 | 0 | 56.2122 | 0 | 53.6226 | 77.657 | 0.69051 | 53.6226 | 77.657 | 0.69051 | 56.4877 | 81.8063 | 0.69051 | 3.927% | 0.1419 | 0.13487 | 10088.9585 | 1415.4843 | 1966.6729 | 6706.8012 | 10197.5904 | 0 | 0 | 10197.5904 | 0.0118%
2026 | 237 | CB 237 | Tier-2 | Tier-2---8 | 5--5 | 2 | 100% | 185.7066 | 94.91% | 4.738% | 0.3556% | 8.7243 | 0 | 0 | 8.7243 | 0 | 8.3224 | 0.65811 | 12.6458 | 8.3224 | 0.65811 | 12.6458 | 8.767 | 0.69327 | 12.6458 | 4.698% | 0.10923 | 0.10382 | 1700.183 | 298.8503 | 101.9614 | 1299.3713 | 1704.6928 | 0 | 0 | 1704.6928 | 0.001831%
2026 | 240 | CB 240 | Tier-2 | Tier-2---9 | 4--5 | 134 | 100% | 222.9994 | 87.14% | 10.79% | 2.065% | 9.6189 | 0 | 0 | 9.6189 | 0 | 9.1758 | 44.0934 | 0.2081 | 9.1758 | 44.0934 | 0.2081 | 9.6661 | 46.4494 | 0.2081 | 4.313% | 0.048511 | 0.046109 | 4596.922 | 825.8016 | 739.2506 | 3031.8699 | 4627.7085 | 0 | 0 | 4627.7085 | 0.002019%
2026 | 242 | CB 242 | Tier-2 | Tier-2---11 | 5--3 | 18 | 100% | 207.8863 | 31.82% | 66.99% | 1.182% | 3.2748 | 0 | 0 | 3.2748 | 0 | 3.1239 | 5.923 | 0.52742 | 3.1239 | 5.923 | 0.52742 | 3.2908 | 6.2395 | 0.52742 | 1.575% | 0.1014 | 0.096385 | 2050.064 | 80.1099 | 1437.2921 | 532.662 | 2122.8512 | 0 | 0 | 2122.8512 | 0.0006874%
2026 | 244 | CB 244 | Tier-2 | Tier-2---14 | 4--4 | 10 | 100% | 218.1664 | 17.26% | 81.28% | 1.461% | 1.8642 | 0 | 0 | 1.8642 | 0 | 1.7783 | 3.2906 | 0.54042 | 1.7783 | 3.2906 | 0.54042 | 1.8733 | 3.4664 | 0.54042 | 0.8545% | 0.040668 | 0.038655 | 5364.5179 | 74.3952 | 4565.48 | 724.6427 | 5595.6651 | 0 | 0 | 5595.6651 | 0.0003913%
2026 | 246 | CB 246 | Tier-2 | Tier-2---7 | 4--5 | 167 | 100% | 397.8494 | 64.68% | 33.47% | 1.858% | 12.7368 | 0 | 0 | 12.7368 | 0 | 12.1501 | 54.9522 | 0.2211 | 12.1501 | 54.9522 | 0.2211 | 12.7993 | 57.8884 | 0.2211 | 3.201% | 0.066431 | 0.063143 | 5988.8765 | 880.2356 | 2229.0372 | 2879.6037 | 6099.0502 | 0 | 0 | 6099.0502 | 0.002673%
2026 | 247 | CB 247 | Tier-2 | Tier-2---12 | 4--4 | 45 | 100% | 172.2064 | 35.95% | 62.53% | 1.527% | 3.0642 | 0 | 0 | 3.0642 | 0 | 2.9231 | 14.8075 | 0.1974 | 2.9231 | 14.8075 | 0.1974 | 3.0792 | 15.5987 | 0.1974 | 1.779% | 0.038566 | 0.036657 | 4465.2144 | 298.159 | 2868.7773 | 1298.2781 | 4614.1618 | 0 | 0 | 4614.1618 | 0.0006432%
2026 | 248 | CB 248 | Tier-2 | Tier-2---9 | 3--5 | 46 | 100% | 152.3893 | 96.93% | 0% | 3.073% | 7.3115 | 0 | 0 | 7.3115 | 0 | 6.9746 | 15.1365 | 0.46078 | 6.9746 | 15.1365 | 0.46078 | 7.3473 | 15.9453 | 0.46078 | 4.798% | 0.01881 | 0.017879 | 8101.4189 | 1342.8535 | 227.2912 | 6531.2742 | 8114.384 | 0 | 0 | 8114.384 | 0.001535%
2026 | 249 | CB 249 | Tier-3 | Tier-3---16 | 4--4 | 79 | 100% | 160.495 | 85.08% | 13.47% | 1.449% | 6.7591 | 0 | 0 | 6.7591 | 0 | 6.4477 | 25.9954 | 0.24803 | 6.4477 | 25.9954 | 0.24803 | 6.7922 | 27.3843 | 0.24803 | 4.211% | 0.05906 | 0.056137 | 2717.4811 | 349.6551 | 457.423 | 1910.4031 | 2738.598 | 0 | 0 | 2738.598 | 0.001419%
2026 | 292 | CB 292 | Tier-2 | Tier-2---18 | 4--3 | 82 | 100% | 47.5044 | 34.5% | 64.33% | 1.17% | 0.81136 | 0 | 0 | 0.81136 | 0 | 0.77398 | 26.9825 | 0.028684 | 0.77398 | 26.9825 | 0.028684 | 0.81533 | 28.4242 | 0.028684 | 1.708% | 0.048129 | 0.045747 | 987.0231 | 50.0827 | 552.1658 | 384.7746 | 1020.6893 | 0 | 0 | 1020.6893 | 0.0001703%
2026 | 315 | CB 315 | Tier-2 | Tier-2---19 | 1--4 | 13 | 100% | 5.1424 | 94.4% | 0% | 5.599% | 0.2403 | 0 | 0 | 0.2403 | 0 | 0.22923 | 4.2777 | 0.053586 | 0.22923 | 4.2777 | 0.053586 | 0.24147 | 4.5063 | 0.053586 | 4.673% | 0.0017586 | 0.0016715 | 2924.1607 | 267.0973 | 1290.9222 | 1366.1411 | 2932.6876 | 0 | 0 | 2932.6876 | 5.044e-05%
2026 | 327 | CB 327 | Tier-3 | Tier-3---16 | 4--5 | 1 | 100% | 193.645 | 98.47% | 1.165% | 0.3624% | 9.439 | 0 | 0 | 9.439 | 0 | 9.0042 | 0.32906 | 27.3637 | 9.0042 | 0.32906 | 27.3637 | 9.4853 | 0.34664 | 27.3637 | 4.874% | 0.076966 | 0.073157 | 2515.9681 | 429.9476 | 31.582 | 2054.4384 | 2517.9694 | 0 | 0 | 2517.9694 | 0.001981%
2026 | 329 | CB 329 | Tier-2 | Tier-2---14 | 3--4 | 14 | 100% | 65.8898 | 89.85% | 8.372% | 1.777% | 2.9305 | 0 | 0 | 2.9305 | 0 | 2.7955 | 4.6068 | 0.60683 | 2.7955 | 4.6068 | 0.60683 | 2.9449 | 4.8529 | 0.60683 | 4.448% | 0.026212 | 0.024915 | 2513.6892 | 282.0394 | 739.5173 | 1492.1325 | 2526.9755 | 0 | 0 | 2526.9755 | 0.0006151%
2026 | 330 | CB 330 | Tier-2 | Tier-2---16 | 4--3 | 96 | 100% | 120.677 | 32.91% | 64.46% | 2.626% | 1.966 | 0 | 0 | 1.966 | 0 | 1.8754 | 31.5893 | 0.059368 | 1.8754 | 31.5893 | 0.059368 | 1.9756 | 33.2772 | 0.059368 | 1.629% | 0.029702 | 0.028232 | 4062.9261 | 7.6233 | 3748.7743 | 306.5286 | 4204.8777 | 0 | 0 | 4204.8777 | 0.0004127%
2026 | 351 | CB 351 | Tier-2 | Tier-2---3 | 5--5 | 211 | 100% | 1226.0332 | 96.06% | 3.555% | 0.3808% | 58.2998 | 0 | 0 | 58.2998 | 0 | 55.614 | 69.4306 | 0.801 | 55.614 | 69.4306 | 0.801 | 58.5856 | 73.1404 | 0.801 | 4.755% | 0.12463 | 0.11847 | 9837.0052 | 2175.7089 | 389.2547 | 7272.0416 | 9857.1702 | 0 | 0 | 9857.1702 | 0.01224%
2026 | 352 | CB 352 | Tier-2 | Tier-2---18 | 4--2 | 22 | 100% | 9.3178 | 92.82% | 5.766% | 1.417% | 0.4281 | 0 | 0 | 0.4281 | 0 | 0.40838 | 7.2392 | 0.056412 | 0.40838 | 7.2392 | 0.056412 | 0.4302 | 7.626 | 0.056412 | 4.594% | 0.066856 | 0.063546 | 139.3709 | 20.9143 | 9.4564 | 109.0003 | 139.8923 | 0 | 0 | 139.8923 | 8.986e-05%
2026 | 353 | CB 353 | Tier-2 | Tier-2---19 | 1--5 | 1 | 100% | 1.2114 | 91.46% | 0% | 8.541% | 0.054842 | 0 | 0 | 0.054842 | 0 | 0.052316 | 0.32906 | 0.15899 | 0.052316 | 0.32906 | 0.15899 | 0.055111 | 0.34664 | 0.15899 | 4.527% | 0.0001926 | 0.00018307 | 6289.6304 | 841.6188 | 1074.3724 | 4373.6392 | 6317.6054 | 0 | 0 | 6317.6054 | 1.151e-05%
2026 | 355 | CB 355 | Tier-2 | Tier-2---3 | 5--5 | 376 | 100% | 1277.9843 | 89.96% | 9.576% | 0.4654% | 56.9079 | 0 | 0 | 56.9079 | 0 | 54.2862 | 123.7247 | 0.43877 | 54.2862 | 123.7247 | 0.43877 | 57.1868 | 130.3355 | 0.43877 | 4.453% | 0.1048 | 0.099616 | 12194.1112 | 2321.0506 | 1198.9562 | 8674.1044 | 12257.8799 | 0 | 0 | 12257.8799 | 0.01195%
2026 | 356 | CB 356 | Tier-2 | Tier-2---19 | 1--5 | 1 | 100% | 1.0316 | 94.21% | 0% | 5.788% | 0.048109 | 0 | 0 | 0.048109 | 0 | 0.045893 | 0.32906 | 0.13947 | 0.045893 | 0.32906 | 0.13947 | 0.048345 | 0.34664 | 0.13947 | 4.663% | 0.0001262 | 0.00011995 | 8174.5031 | 1142.3903 | 1177.2898 | 5854.823 | 8199.1451 | 0 | 0 | 8199.1451 | 1.01e-05%
2026 | 357 | CB 357 | Tier-3 | Tier-3---10 | 5--5 | 184 | 100% | 902.4975 | 73.58% | 26.03% | 0.3952% | 32.8696 | 0 | 0 | 32.8696 | 0 | 31.3553 | 60.5462 | 0.51787 | 31.3553 | 60.5462 | 0.51787 | 33.0307 | 63.7812 | 0.51787 | 3.642% | 0.12773 | 0.12141 | 7065.5334 | 866.3454 | 1820.4674 | 4378.7206 | 7162.7585 | 0 | 0 | 7162.7585 | 0.006899%
2026 | 358 | CB 358 | Tier-3 | Tier-3---15 | 5--4 | 14 | 100% | 699.283 | 2.295% | 97.69% | 0.01935% | 0.79454 | 0 | 0 | 0.79454 | 0 | 0.75793 | 4.6068 | 0.16453 | 0.75793 | 4.6068 | 0.16453 | 0.79843 | 4.8529 | 0.16453 | 0.1136% | 0.1387 | 0.13184 | 5041.5636 | 26.6978 | 4414.3494 | 600.5164 | 5298.0908 | 0 | 0 | 5298.0908 | 0.0001668%
2026 | 396 | CB 396 | Tier-2 | Tier-2---11 | 5--4 | 2 | 100% | 591.9026 | 5.239% | 94.32% | 0.4451% | 1.5351 | 0 | 0 | 1.5351 | 0 | 1.4643 | 0.65811 | 2.2251 | 1.4643 | 0.65811 | 2.2251 | 1.5426 | 0.69327 | 2.2251 | 0.2593% | 0.10036 | 0.095392 | 5897.7936 | 58.5391 | 5103.2719 | 735.9827 | 6188.846 | 0 | 0 | 6188.846 | 0.0003222%
2026 | 441 | CB 441 | Tier-3 | Tier-3---15 | 5--3 | 40 | 100% | 331.3843 | 80.16% | 18.98% | 0.8593% | 13.1488 | 0 | 0 | 13.1488 | 0 | 12.5431 | 13.1622 | 0.95296 | 12.5431 | 13.1622 | 0.95296 | 13.2133 | 13.8655 | 0.95296 | 3.968% | 0.54555 | 0.51854 | 607.4359 | 49.8353 | 106.5497 | 451.0509 | 613.7126 | 0 | 0 | 613.7126 | 0.00276%
2026 | 470 | CB 470 | Tier-2 | Tier-2---6 | 5--5 | 56 | 100% | 1121.5891 | 72.77% | 26.47% | 0.763% | 40.4013 | 0 | 0 | 40.4013 | 0 | 38.5401 | 18.4271 | 2.0915 | 38.5401 | 18.4271 | 2.0915 | 40.5993 | 19.4117 | 2.0915 | 3.602% | 0.114 | 0.10835 | 9838.8116 | 1666.77 | 2557.3386 | 5614.703 | 9978.3305 | 0 | 0 | 9978.3305 | 0.00848%
2026 | 499 | CB 499 | Tier-2 | Tier-2---19 | 2--3 | 3 | 100% | 12.7092 | 92.01% | 0% | 7.988% | 0.57885 | 0 | 0 | 0.57885 | 0 | 0.55219 | 0.98717 | 0.55937 | 0.55219 | 0.98717 | 0.55937 | 0.58169 | 1.0399 | 0.55937 | 4.555% | 0.00687 | 0.0065299 | 1849.953 | 152.4302 | 848.7409 | 848.782 | 1857.6484 | 0 | 0 | 1857.6484 | 0.0001215%
2026 | 520 | CB 520 | Tier-2 | Tier-2---21 | 1--5 | 1 | 100% | 0.50118 | 92.64% | 0% | 7.355% | 0.022984 | 0 | 0 | 0.022984 | 0 | 0.021925 | 0.32906 | 0.066629 | 0.021925 | 0.32906 | 0.066629 | 0.023096 | 0.34664 | 0.066629 | 4.586% | 7.36e-05 | 6.9957e-05 | 6809.4677 | 1224.7725 | 1893.3117 | 3691.3835 | 6835.5511 | 0 | 0 | 6835.5511 | 4.824e-06%
2026 | 521 | CB 521 | Tier-2 | Tier-2---20 | 3--1 | 11 | 100% | 11.4145 | 12.51% | 85.49% | 2% | 0.070669 | 0 | 0 | 0.070669 | 0 | 0.067413 | 3.6196 | 0.018624 | 0.067413 | 3.6196 | 0.018624 | 0.071015 | 3.813 | 0.018624 | 0.6191% | 0.025917 | 0.024634 | 440.4321 | 3.6709 | 389.1723 | 47.5888 | 460.5001 | 0 | 0 | 460.5001 | 1.483e-05%
2026 | 522 | CB 522 | Tier-2 | Tier-2---9 | 4--5 | 277 | 100% | 287.6477 | 61.65% | 36.8% | 1.551% | 8.7785 | 0 | 0 | 8.7785 | 0 | 8.3741 | 91.1483 | 0.091874 | 8.3741 | 91.1483 | 0.091874 | 8.8216 | 96.0185 | 0.091874 | 3.052% | 0.049006 | 0.04658 | 5869.6662 | 552.6079 | 2337.7067 | 2979.3516 | 5986.8842 | 0 | 0 | 5986.8842 | 0.001843%
2026 | 523 | CB 523 | Tier-2 | Tier-2---13 | 4--4 | 87 | 100% | 222.6972 | 15.76% | 82.25% | 1.985% | 1.7375 | 0 | 0 | 1.7375 | 0 | 1.6575 | 28.6278 | 0.057897 | 1.6575 | 28.6278 | 0.057897 | 1.746 | 30.1574 | 0.057897 | 0.7802% | 0.044603 | 0.042395 | 4992.8754 | 164.6768 | 3992.464 | 835.7347 | 5211.9099 | 0 | 0 | 5211.9099 | 0.0003647%
2026 | 524 | CB 524 | Tier-3 | Tier-3---17 | 3--5 | 12 | 100% | 116.6365 | 76.81% | 21.38% | 1.816% | 4.4344 | 0 | 0 | 4.4344 | 0 | 4.2301 | 3.9487 | 1.0713 | 4.2301 | 3.9487 | 1.0713 | 4.4562 | 4.1596 | 1.0713 | 3.802% | 0.018139 | 0.017241 | 6430.2901 | 828.1118 | 2267.5068 | 3334.6715 | 6507.9597 | 0 | 0 | 6507.9597 | 0.0009308%
2026 | 536 | CB 536 | Tier-2 | Tier-2---18 | 4--2 | 8 | 100% | 21.8677 | 42.26% | 53.34% | 4.392% | 0.4575 | 0 | 0 | 0.4575 | 0 | 0.43642 | 2.6324 | 0.16579 | 0.43642 | 2.6324 | 0.16579 | 0.45974 | 2.7731 | 0.16579 | 2.092% | 0.063476 | 0.060334 | 344.504 | 23.2544 | 160.0251 | 161.2245 | 354.8623 | 0 | 0 | 354.8623 | 9.603e-05%
2026 | 540 | CB 540 | Tier-2 | Tier-2---17 | 1--5 | 56 | 100% | 18.5654 | 97.32% | 0% | 2.676% | 0.8944 | 0 | 0 | 0.8944 | 0 | 0.85319 | 18.4271 | 0.046301 | 0.85319 | 18.4271 | 0.046301 | 0.89878 | 19.4117 | 0.046301 | 4.818% | 0.0036022 | 0.0034239 | 5153.9037 | 633.0265 | 1280.5124 | 3240.3647 | 5161.0857 | 0 | 0 | 5161.0857 | 0.0001877%
2026 | 542 | CB 542 | Tier-2 | Tier-2---9 | 4--5 | 45 | 100% | 175.7332 | 76% | 23.31% | 0.6907% | 6.6111 | 0 | 0 | 6.6111 | 0 | 6.3065 | 14.8075 | 0.4259 | 6.3065 | 14.8075 | 0.4259 | 6.6435 | 15.5987 | 0.4259 | 3.762% | 0.053515 | 0.050866 | 3283.8373 | 324.6387 | 1232.8957 | 1726.3029 | 3324.8806 | 0 | 0 | 3324.8806 | 0.001388%
2026 | 576 | CB 576 | Tier-2 | Tier-2---12 | 4--4 | 20 | 100% | 131.3157 | 32.74% | 66.81% | 0.4539% | 2.1281 | 0 | 0 | 2.1281 | 0 | 2.0301 | 6.5811 | 0.30847 | 2.0301 | 6.5811 | 0.30847 | 2.1386 | 6.9327 | 0.30847 | 1.621% | 0.047237 | 0.044899 | 2779.9099 | 133.7981 | 1808.4788 | 837.633 | 2877.2837 | 0 | 0 | 2877.2837 | 0.0004467%
2026 | 599 | CB 599 | Tier-2 | Tier-2---4 | 4--5 | 375 | 100% | 599.9379 | 98.66% | 0% | 1.337% | 29.2998 | 0 | 0 | 29.2998 | 0 | 27.95 | 123.3957 | 0.22651 | 27.95 | 123.3957 | 0.22651 | 29.4434 | 129.9889 | 0.22651 | 4.884% | 0.043095 | 0.040961 | 13921.4169 | 2931.9396 | 582.1864 | 10407.2909 | 13931.1128 | 0 | 0 | 13931.1128 | 0.00615%
2026 | 776 | CB 776 | Tier-2 | Tier-2---18 | 3--3 | 47 | 100% | 19.7396 | 79.97% | 11.02% | 9.01% | 0.78143 | 0 | 0 | 0.78143 | 0 | 0.74543 | 15.4656 | 0.048199 | 0.74543 | 15.4656 | 0.048199 | 0.78526 | 16.2919 | 0.048199 | 3.959% | 0.014982 | 0.01424 | 1317.5724 | 201.6613 | 223.1115 | 892.7996 | 1331.3137 | 0 | 0 | 1331.3137 | 0.000164%
2026 | 788 | CB 788 | Tier-2 | Tier-2---2 | 5--5 | 23 | 100% | 1509.6378 | 72.67% | 26.38% | 0.9544% | 54.3006 | 0 | 0 | 54.3006 | 0 | 51.7991 | 7.5683 | 6.8442 | 51.7991 | 7.5683 | 6.8442 | 54.5668 | 7.9727 | 6.8442 | 3.597% | 0.14181 | 0.13479 | 10645.451 | 1766.7834 | 2805.5671 | 6073.1005 | 10796.9927 | 0 | 0 | 10796.9927 | 0.0114%
2026 | 835 | CB 835 | Tier-2 | Tier-2---17 | 1--5 | 104 | 100% | 10.4449 | 97.71% | 0% | 2.289% | 0.50519 | 0 | 0 | 0.50519 | 0 | 0.48192 | 34.2217 | 0.014082 | 0.48192 | 34.2217 | 0.014082 | 0.50767 | 36.0503 | 0.014082 | 4.837% | 0.0017112 | 0.0016265 | 6103.8249 | 1270.1971 | 131.1199 | 4702.5079 | 6111.0995 | 0 | 0 | 6111.0995 | 0.000106%
2026 | 907 | CB 907 | Tier-3 | Tier-3---13 | 3--5 | 26 | 100% | 230.3059 | 98.07% | 1.485% | 0.4463% | 11.18 | 0 | 0 | 11.18 | 0 | 10.665 | 8.5554 | 1.2466 | 10.665 | 8.5554 | 1.2466 | 11.2348 | 9.0126 | 1.2466 | 4.854% | 0.023668 | 0.022497 | 9730.5209 | 1957.65 | 164.6441 | 7608.2269 | 9740.3056 | 0 | 0 | 9740.3056 | 0.002347%
2026 | 91 | CB 91 | Tier-2 | Tier-2---12 | 3--5 | 89 | 100% | 89.8564 | 75.83% | 22.36% | 1.818% | 3.3727 | 0 | 0 | 3.3727 | 0 | 3.2173 | 29.2859 | 0.10986 | 3.2173 | 29.2859 | 0.10986 | 3.3892 | 30.8507 | 0.10986 | 3.753% | 0.015476 | 0.01471 | 5806.255 | 775.6182 | 1813.9846 | 3216.6522 | 5879.3513 | 0 | 0 | 5879.3513 | 0.0007079%
2026 | 970 | CB 970 | Tier-2 | Tier-2---14 | 1--5 | 2 | 100% | 22.122 | 99.63% | 0% | 0.3731% | 1.091 | 0 | 0 | 1.091 | 0 | 1.0407 | 0.65811 | 1.5813 | 1.0407 | 0.65811 | 1.5813 | 1.0963 | 0.69327 | 1.5813 | 4.932% | 0.00034 | 0.00032317 | 65064.7285 | 10349.1227 | 1856.0637 | 52859.5421 | 65077.3719 | 0 | 0 | 65077.3719 | 0.000229%
2026 | 971 | CB 971 | Tier-2 | Tier-2---3 | 5--5 | 34 | 100% | 1052.4948 | 94.77% | 4.863% | 0.3691% | 49.3729 | 0 | 0 | 49.3729 | 0 | 47.0984 | 11.1879 | 4.2098 | 47.0984 | 11.1879 | 4.2098 | 49.6149 | 11.7857 | 4.2098 | 4.691% | 0.12528 | 0.11908 | 8401.3813 | 1359.4082 | 538.7088 | 6503.2643 | 8424.2712 | 0 | 0 | 8424.2712 | 0.01036%
2026 | 975 | CB 975 | Tier-3 | Tier-3---16 | 5--4 | 36 | 100% | 120.9969 | 94.86% | 4.853% | 0.2849% | 5.6816 | 0 | 0 | 5.6816 | 0 | 5.4199 | 11.846 | 0.45753 | 5.4199 | 11.846 | 0.45753 | 5.7095 | 12.4789 | 0.45753 | 4.696% | 0.10726 | 0.10195 | 1128.0883 | 171.5054 | 73.8837 | 882.6993 | 1131.1066 | 0 | 0 | 1131.1066 | 0.001193%
2026 | 980 | CB 980 | Tier-2 | Tier-2---12 | 2--5 | 341 | 100% | 71.0483 | 98.38% | 0% | 1.619% | 3.46 | 0 | 0 | 3.46 | 0 | 3.3006 | 112.2078 | 0.029415 | 3.3006 | 112.2078 | 0.029415 | 3.4769 | 118.2032 | 0.029415 | 4.87% | 0.0069124 | 0.0065702 | 10278.3875 | 4306.656 | 761.4547 | 5210.2768 | 10287.0528 | 0 | 0 | 10287.0528 | 0.0007262%
2026 | 981 | CB 981 | Tier-2 | Tier-2---15 | 1--5 | 23 | 100% | 31.4522 | 98.54% | 0% | 1.457% | 1.5342 | 0 | 0 | 1.5342 | 0 | 1.4635 | 7.5683 | 0.19338 | 1.4635 | 7.5683 | 0.19338 | 1.5417 | 7.9727 | 0.19338 | 4.878% | 0.0030076 | 0.0028587 | 10457.5682 | 1238.1114 | 2911.2172 | 6308.2397 | 10465.5035 | 0 | 0 | 10465.5035 | 0.000322%
2026 | CTL1 | CB CTL1 | Tier-3 | Tier-3---19 | 5--1 | 2 | 100% | 6.7195 | 60.86% | 38.02% | 1.116% | 0.20243 | 0 | 0 | 0.20243 | 0 | 0.19311 | 0.65811 | 0.29343 | 0.19311 | 0.65811 | 0.29343 | 0.20343 | 0.69327 | 0.29343 | 3.013% | 0.42111 | 0.40027 | 15.9564 | 1.4967 | 5.9559 | 8.5038 | 16.2817 | 0 | 0 | 16.2817 | 4.249e-05%
2026 | FB1 | CB FB1 | Tier-2 | Tier-2---11 | 4--4 | 161 | 100% | 245.022 | 12.75% | 85.01% | 2.236% | 1.5467 | 0 | 0 | 1.5467 | 0 | 1.4754 | 52.9779 | 0.02785 | 1.4754 | 52.9779 | 0.02785 | 1.5542 | 55.8086 | 0.02785 | 0.6312% | 0.04664 | 0.044331 | 5253.4738 | 206.1005 | 4090.6925 | 956.6808 | 5492.1747 | 0 | 0 | 5492.1747 | 0.0003246%
2026 | FB2 | CB FB2 | Tier-2 | Tier-2---9 | 4--5 | 154 | 100% | 225.8323 | 74.73% | 23.69% | 1.581% | 8.3536 | 0 | 0 | 8.3536 | 0 | 7.9687 | 50.6745 | 0.15725 | 7.9687 | 50.6745 | 0.15725 | 8.3945 | 53.3821 | 0.15725 | 3.699% | 0.045688 | 0.043427 | 4942.9022 | 871.2523 | 1151.504 | 2920.1458 | 5007.9571 | 0 | 0 | 5007.9571 | 0.001753%
2026 | JU1 | CB JU1 | Tier-3 | Tier-3---15 | 5--4 | 126 | 100% | 282.3719 | 88.57% | 10.71% | 0.7177% | 12.3804 | 0 | 0 | 12.3804 | 0 | 11.8101 | 41.461 | 0.28485 | 11.8101 | 41.461 | 0.28485 | 12.4411 | 43.6763 | 0.28485 | 4.384% | 0.1808 | 0.17185 | 1561.7518 | 212.6103 | 161.3522 | 1187.7892 | 1571.0444 | 0 | 0 | 1571.0444 | 0.002599%
2026 | MOR1 | CB MOR1 | Tier-2 | Tier-2---4 | 5--5 | 97 | 100% | 584.1991 | 87.63% | 11.93% | 0.4377% | 25.3416 | 0 | 0 | 25.3416 | 0 | 24.1741 | 31.9184 | 0.75737 | 24.1741 | 31.9184 | 0.75737 | 25.4658 | 33.6238 | 0.75737 | 4.338% | 0.12647 | 0.12021 | 4619.2848 | 721.3686 | 522.5493 | 3375.3669 | 4649.0352 | 0 | 0 | 4649.0352 | 0.005319%
2026 | NVS1 | CB NVS1 | Tier-2 | Tier-2---12 | 4--5 | 10 | 100% | 109.1989 | 94.39% | 0% | 5.606% | 5.1023 | 0 | 0 | 5.1023 | 0 | 4.8673 | 3.2906 | 1.4792 | 4.8673 | 3.2906 | 1.4792 | 5.1273 | 3.4664 | 1.4792 | 4.673% | 0.029239 | 0.027792 | 3734.676 | 571.7006 | 249.4939 | 2913.4815 | 3745.5791 | 0 | 0 | 3745.5791 | 0.001071%
2026 | OK1 | CB OK1 | Tier-3 | Tier-3---7 | 5--5 | 593 | 100% | 1048.1259 | 93.55% | 5.94% | 0.509% | 48.5366 | 0 | 0 | 48.5366 | 0 | 46.3006 | 195.1297 | 0.23728 | 46.3006 | 195.1297 | 0.23728 | 48.7745 | 205.5558 | 0.23728 | 4.631% | 0.20255 | 0.19252 | 5174.6627 | 847.3251 | 299.3088 | 4028.0288 | 5192.0406 | 0 | 0 | 5192.0406 | 0.01019%
2026 | PE1 | CB PE1 | Tier-3 | Tier-3---13 | 5--4 | 510 | 100% | 620.7512 | 74.86% | 24.36% | 0.7799% | 23.002 | 0 | 0 | 23.002 | 0 | 21.9424 | 167.8181 | 0.13075 | 21.9424 | 167.8181 | 0.13075 | 23.1148 | 176.7849 | 0.13075 | 3.706% | 0.24168 | 0.22972 | 2568.4774 | 292.3041 | 583.6879 | 1692.4855 | 2602.1063 | 0 | 0 | 2602.1063 | 0.004828%
2026 | RA1 | CB RA1 | Tier-2 | Tier-2---2 | 5--5 | 214 | 100% | 1222.3715 | 85.76% | 13.62% | 0.6194% | 51.8894 | 0 | 0 | 51.8894 | 0 | 49.499 | 70.4178 | 0.70293 | 49.499 | 70.4178 | 0.70293 | 52.1438 | 74.1803 | 0.70293 | 4.245% | 0.14726 | 0.13997 | 8300.6807 | 1160.1787 | 1072.7493 | 6067.7527 | 8362.2497 | 0 | 0 | 8362.2497 | 0.01089%
2026 | RA2 | CB RA2 | Tier-2 | Tier-2---4 | 5--5 | 170 | 100% | 579.2495 | 83.34% | 16.16% | 0.4909% | 23.8972 | 0 | 0 | 23.8972 | 0 | 22.7963 | 55.9394 | 0.40752 | 22.7963 | 55.9394 | 0.40752 | 24.0143 | 58.9283 | 0.40752 | 4.126% | 0.12706 | 0.12077 | 4558.9302 | 908.2518 | 686.0992 | 2964.5792 | 4598.474 | 0 | 0 | 4598.474 | 0.005016%
2026 | RA3 | CB RA3 | Tier-2 | Tier-2---10 | 5--4 | 44 | 100% | 353.8636 | 22.75% | 76.17% | 1.082% | 3.9851 | 0 | 0 | 3.9851 | 0 | 3.8015 | 14.4784 | 0.26256 | 3.8015 | 14.4784 | 0.26256 | 4.0046 | 15.252 | 0.26256 | 1.126% | 0.12911 | 0.12272 | 2740.8339 | 103.3538 | 1864.7752 | 772.7049 | 2851.0971 | 0 | 0 | 2851.0971 | 0.0008365%
2026 | RB1 | CB RB1 | Tier-3 | Tier-3---20 | 1--5 | 3 | 100% | 3.2964 | 98.93% | 0% | 1.066% | 0.16143 | 0 | 0 | 0.16143 | 0 | 0.15399 | 0.98717 | 0.156 | 0.15399 | 0.98717 | 0.156 | 0.16222 | 1.0399 | 0.156 | 4.897% | 0.0001458 | 0.00013858 | 22608.9431 | 3603.4994 | 517.2364 | 18488.2073 | 22621.4997 | 0 | 0 | 22621.4997 | 3.388e-05%
2026 | RC1 | CB RC1 | Tier-2 | Tier-2---4 | 4--5 | 182 | 100% | 397.5199 | 92.07% | 7.427% | 0.5025% | 18.117 | 0 | 0 | 18.117 | 0 | 17.2824 | 59.888 | 0.28858 | 17.2824 | 59.888 | 0.28858 | 18.2058 | 63.0879 | 0.28858 | 4.558% | 0.084253 | 0.080083 | 4718.147 | 893.9653 | 343.0371 | 3481.1447 | 4737.6299 | 0 | 0 | 4737.6299 | 0.003803%
2026 | SL1 | CB SL1 | Tier-3 | Tier-3---11 | 5--5 | 316 | 100% | 677.9763 | 69.55% | 29.7% | 0.758% | 23.3394 | 0 | 0 | 23.3394 | 0 | 22.2642 | 103.9814 | 0.21412 | 22.2642 | 103.9814 | 0.21412 | 23.4538 | 109.5373 | 0.21412 | 3.443% | 0.19527 | 0.18561 | 3471.9301 | 456.3042 | 974.4203 | 2041.2056 | 3526.9947 | 0 | 0 | 3526.9947 | 0.004899%
2026 | SSC1 | CB SSC1 | Tier-2 | Tier-2---18 | 4--3 | 22 | 100% | 91.8404 | 1.784% | 94.85% | 3.363% | 0.081116 | 0 | 0 | 0.081116 | 0 | 0.077379 | 7.2392 | 0.010689 | 0.077379 | 7.2392 | 0.010689 | 0.081514 | 7.626 | 0.010689 | 0.08832% | 0.031528 | 0.029967 | 2912.9967 | 6.2531 | 2639.8755 | 266.8681 | 3061.9925 | 0 | 0 | 3061.9925 | 1.703e-05%
2026 | CTL1 | CTL1-3R | Tier-3 | Tier-3---14 | 5--4 | 375 | 100% | 691.1308 | 38.4% | 60.91% | 0.6868% | 13.1376 | 0 | 0 | 13.1376 | 0 | 12.5323 | 123.3957 | 0.10156 | 12.5323 | 123.3957 | 0.10156 | 13.202 | 129.9889 | 0.10156 | 1.901% | 0.42513 | 0.40409 | 1625.6897 | 99.6026 | 905.5939 | 620.4932 | 1677.8405 | 0 | 0 | 1677.8405 | 0.002758%
2026 | DV1 | DV1-3R | Tier-3 | Tier-3---11 | 5--5 | 113 | 100% | 634.2705 | 72.29% | 26.89% | 0.8162% | 22.6974 | 0 | 0 | 22.6974 | 0 | 21.6517 | 37.1832 | 0.5823 | 21.6517 | 37.1832 | 0.5823 | 22.8086 | 39.17 | 0.5823 | 3.578% | 0.19421 | 0.1846 | 3265.8667 | 390.6526 | 820.8791 | 2054.3349 | 3312.9907 | 0 | 0 | 3312.9907 | 0.004764%
2026 | RA1 | RA1-402R | Tier-3 | Tier-3---4 | 5--5 | 254 | 100% | 861.3982 | 92.86% | 6.845% | 0.2988% | 39.5931 | 0 | 0 | 39.5931 | 0 | 37.7692 | 83.58 | 0.45189 | 37.7692 | 83.58 | 0.45189 | 39.7872 | 88.0458 | 0.45189 | 4.596% | 0.12948 | 0.12307 | 6652.8745 | 1118.7394 | 431.7484 | 5102.3868 | 6677.6256 | 0 | 0 | 6677.6256 | 0.008311%
2026 | RB1 | RB1-427R | Tier-3 | Tier-3---7 | 5--5 | 570 | 100% | 996.0696 | 83.51% | 15.68% | 0.8099% | 41.1767 | 0 | 0 | 41.1767 | 0 | 39.2798 | 187.5615 | 0.20942 | 39.2798 | 187.5615 | 0.20942 | 41.3786 | 197.5831 | 0.20942 | 4.134% | 0.15381 | 0.14619 | 6476.1764 | 929.4617 | 937.2221 | 4609.4925 | 6531.7795 | 0 | 0 | 6531.7795 | 0.008643%
2026 | RB1 | RB1-433R | Tier-3 | Tier-3---10 | 5--5 | 73 | 100% | 717.075 | 94.45% | 5% | 0.5477% | 33.526 | 0 | 0 | 33.526 | 0 | 31.9816 | 24.021 | 1.3314 | 31.9816 | 24.021 | 1.3314 | 33.6904 | 25.3045 | 1.3314 | 4.675% | 0.15284 | 0.14528 | 4691.5909 | 760.1035 | 231.5295 | 3699.958 | 4705.1455 | 0 | 0 | 4705.1455 | 0.007037%
2026 | TM1 | TM1-10R | Tier-3 | Tier-3---12 | 5--5 | 239 | 100% | 437.3004 | 95.61% | 3.838% | 0.5568% | 20.695 | 0 | 0 | 20.695 | 0 | 19.7417 | 78.6442 | 0.25103 | 19.7417 | 78.6442 | 0.25103 | 20.7965 | 82.8463 | 0.25103 | 4.732% | 0.093421 | 0.088796 | 4680.975 | 712.9363 | 184.5612 | 3783.4774 | 4691.6885 | 0 | 0 | 4691.6885 | 0.004344%
2027 | 1001 | 1001-1231F | Tier-2 | Tier-2---15 | 3--3 | 5 | 100% | 14.0535 | 92.14% | 7.108% | 0.7568% | 0.64094 | 0 | 0 | 0.64094 | 0 | 0.58324 | 1.5695 | 0.37162 | 0.58324 | 1.5695 | 0.37162 | 0.64724 | 1.7417 | 0.37162 | 4.561% | 0.025088 | 0.023847 | 560.1576 | 85.0993 | 40.4936 | 434.5648 | 562.4519 | 0 | 0 | 562.4519 | 0.0001345%
2027 | 1001 | 1001-1814AE | Tier-2 | Tier-2---11 | 5--3 | 34 | 100% | 47.9998 | 92.92% | 6.426% | 0.6525% | 2.2078 | 0 | 0 | 2.2078 | 0 | 2.0091 | 10.6725 | 0.18825 | 2.0091 | 10.6725 | 0.18825 | 2.2295 | 11.8434 | 0.18825 | 4.6% | 0.094213 | 0.089549 | 509.4829 | 78.1654 | 33.1388 | 398.1787 | 511.361 | 0 | 0 | 511.361 | 0.0004634%
2027 | 1001 | 1001-1820F | Tier-2 | Tier-2---5 | 5--5 | 620 | 100% | 829.5199 | 57.26% | 42.23% | 0.5113% | 23.5124 | 0 | 0 | 23.5124 | 0 | 21.3959 | 194.6157 | 0.10994 | 21.3959 | 194.6157 | 0.10994 | 23.7434 | 215.9685 | 0.10994 | 2.834% | 0.12846 | 0.1221 | 6457.4377 | 610.0184 | 2517.829 | 3329.5903 | 6601.1622 | 0 | 0 | 6601.1622 | 0.004935%
2027 | 1021 | 1021-1748F | Tier-3 | Tier-3---2 | 5--5 | 510 | 100% | 3232.7645 | 89.58% | 10.03% | 0.3884% | 143.3482 | 0 | 0 | 143.3482 | 0 | 130.4449 | 160.0871 | 0.81484 | 130.4449 | 160.0871 | 0.81484 | 144.757 | 177.6515 | 0.81484 | 4.434% | 0.16564 | 0.15744 | 19517.3055 | 3280.9667 | 1890.5731 | 14345.7657 | 19623.2124 | 0 | 0 | 19623.2124 | 0.03009%
2027 | 1021 | 1021-1760R | Tier-3 | Tier-3---6 | 5--5 | 72 | 100% | 678.7974 | 81.46% | 18.22% | 0.3148% | 27.3725 | 0 | 0 | 27.3725 | 0 | 24.9086 | 22.6005 | 1.1021 | 24.9086 | 22.6005 | 1.1021 | 27.6415 | 25.0802 | 1.1021 | 4.032% | 0.10829 | 0.10293 | 6268.2599 | 949.9835 | 1058.3856 | 4259.8908 | 6328.7664 | 0 | 0 | 6328.7664 | 0.005746%
2027 | 1021 | 1021-25R | Tier-3 | Tier-3---2 | 5--5 | 230 | 100% | 1498.4695 | 96.3% | 3.418% | 0.2826% | 71.4297 | 0 | 0 | 71.4297 | 0 | 65 | 72.1961 | 0.90033 | 65 | 72.1961 | 0.90033 | 72.1317 | 80.1173 | 0.90033 | 4.767% | 0.12361 | 0.11749 | 12122.637 | 2220.1266 | 404.4712 | 9498.0392 | 12145.9969 | 0 | 0 | 12145.9969 | 0.01499%
2027 | 1021 | 1021-855 | Tier-3 | Tier-3---10 | 5--5 | 99 | 100% | 466.7529 | 94.79% | 4.788% | 0.426% | 21.8995 | 0 | 0 | 21.8995 | 0 | 19.9282 | 31.0757 | 0.64128 | 19.9282 | 31.0757 | 0.64128 | 22.1147 | 34.4853 | 0.64128 | 4.692% | 0.10909 | 0.10369 | 4278.6432 | 663.1014 | 202.1105 | 3413.4312 | 4290.2623 | 0 | 0 | 4290.2623 | 0.004597%
2027 | 1021 | 1021-883R | Tier-3 | Tier-3---16 | 5--4 | 32 | 100% | 128.5827 | 95.57% | 4.014% | 0.4192% | 6.0827 | 0 | 0 | 6.0827 | 0 | 5.5351 | 10.0447 | 0.55105 | 5.5351 | 10.0447 | 0.55105 | 6.1424 | 11.1468 | 0.55105 | 4.731% | 0.10042 | 0.095448 | 1280.464 | 200.1169 | 52.1937 | 1028.1534 | 1283.4204 | 0 | 0 | 1283.4204 | 0.001277%
2027 | 1021 | 1021-92 | Tier-3 | Tier-3---15 | 5--4 | 20 | 100% | 73.801 | 95.78% | 3.784% | 0.4383% | 3.4989 | 0 | 0 | 3.4989 | 0 | 3.1839 | 6.2779 | 0.50716 | 3.1839 | 6.2779 | 0.50716 | 3.5333 | 6.9667 | 0.50716 | 4.741% | 0.099013 | 0.094112 | 745.3636 | 116.7498 | 26.9385 | 601.6753 | 747.0028 | 0 | 0 | 747.0028 | 0.0007344%
2027 | 1022 | 1022-17F | Tier-3 | Tier-3---4 | 5--5 | 145 | 100% | 887.1334 | 95.91% | 3.733% | 0.3607% | 42.1153 | 0 | 0 | 42.1153 | 0 | 38.3244 | 45.515 | 0.84202 | 38.3244 | 45.515 | 0.84202 | 42.5292 | 50.5088 | 0.84202 | 4.747% | 0.10945 | 0.10403 | 8105.3609 | 1393.5381 | 301.1063 | 6410.7165 | 8122.6419 | 0 | 0 | 8122.6419 | 0.00884%
2027 | 1022 | 1022-26R | Tier-3 | Tier-3---15 | 4--4 | 5 | 100% | 67.2303 | 92.09% | 7.549% | 0.3574% | 3.0648 | 0 | 0 | 3.0648 | 0 | 2.7889 | 1.5695 | 1.777 | 2.7889 | 1.5695 | 1.777 | 3.0949 | 1.7417 | 1.777 | 4.559% | 0.092662 | 0.088075 | 725.545 | 109.1423 | 50.7298 | 565.6729 | 728.5325 | 0 | 0 | 728.5325 | 0.0006433%
2027 | 1022 | 1022-322R | Tier-3 | Tier-3---10 | 5--5 | 57 | 100% | 526.8683 | 92.1% | 7.447% | 0.4577% | 24.0185 | 0 | 0 | 24.0185 | 0 | 21.8565 | 17.8921 | 1.2216 | 21.8565 | 17.8921 | 1.2216 | 24.2545 | 19.8552 | 1.2216 | 4.559% | 0.10587 | 0.10063 | 4976.7569 | 830.1937 | 356.0985 | 3790.4647 | 4997.2437 | 0 | 0 | 4997.2437 | 0.005041%
2027 | 1023 | 1023-200R | Tier-2 | Tier-2---5 | 4--5 | 198 | 100% | 340.3967 | 93.71% | 5.554% | 0.7407% | 15.7891 | 0 | 0 | 15.7891 | 0 | 14.3678 | 62.1515 | 0.23117 | 14.3678 | 62.1515 | 0.23117 | 15.9442 | 68.9706 | 0.23117 | 4.638% | 0.083115 | 0.079 | 4095.5104 | 628.6418 | 234.4876 | 3232.381 | 4108.9353 | 0 | 0 | 4108.9353 | 0.003314%
2027 | 1023 | 1023-46AE | Tier-2 | Tier-2---2 | 5--5 | 886 | 100% | 1480.046 | 74.84% | 24.29% | 0.8655% | 54.8311 | 0 | 0 | 54.8311 | 0 | 49.8956 | 278.1121 | 0.17941 | 49.8956 | 278.1121 | 0.17941 | 55.37 | 308.6259 | 0.17941 | 3.705% | 0.13914 | 0.13225 | 10637.4667 | 1301.0798 | 2440.2216 | 6896.1652 | 10776.8346 | 0 | 0 | 10776.8346 | 0.01151%
2027 | 1023 | 1023-48R | Tier-2 | Tier-2---5 | 5--5 | 587 | 100% | 664.4014 | 85.5% | 12.99% | 1.509% | 28.1206 | 0 | 0 | 28.1206 | 0 | 25.5894 | 184.2571 | 0.13888 | 25.5894 | 184.2571 | 0.13888 | 28.397 | 204.4734 | 0.13888 | 4.232% | 0.12816 | 0.12182 | 5184.0424 | 718.5028 | 688.8951 | 3776.6445 | 5223.1761 | 0 | 0 | 5223.1761 | 0.005903%
2027 | 1023 | 1023-89R | Tier-2 | Tier-2---11 | 4--4 | 101 | 100% | 171.3673 | 58.84% | 39.57% | 1.585% | 4.9915 | 0 | 0 | 4.9915 | 0 | 4.5422 | 31.7035 | 0.14327 | 4.5422 | 31.7035 | 0.14327 | 5.0405 | 35.182 | 0.14327 | 2.913% | 0.083403 | 0.079275 | 2054.6806 | 198.0279 | 761.6338 | 1095.0189 | 2098.7199 | 0 | 0 | 2098.7199 | 0.001048%
2027 | 1030 | 1030-1728R | Tier-3 | Tier-3---9 | 5--5 | 14 | 100% | 527.0422 | 83.47% | 16.25% | 0.2733% | 21.7771 | 0 | 0 | 21.7771 | 0 | 19.8169 | 4.3945 | 4.5094 | 19.8169 | 4.3945 | 4.5094 | 21.9911 | 4.8767 | 4.5094 | 4.132% | 0.23544 | 0.22379 | 2238.5434 | 326.4296 | 340.3101 | 1571.8036 | 2257.8096 | 0 | 0 | 2257.8096 | 0.004571%
2027 | 1030 | 1030-1777 | Tier-3 | Tier-3---5 | 5--5 | 117 | 100% | 1156.6044 | 85.87% | 13.79% | 0.3401% | 49.1606 | 0 | 0 | 49.1606 | 0 | 44.7355 | 36.7259 | 1.2181 | 44.7355 | 36.7259 | 1.2181 | 49.6437 | 40.7553 | 1.2181 | 4.25% | 0.24629 | 0.2341 | 4696.0317 | 680.3464 | 620.6467 | 3395.0386 | 4730.5949 | 0 | 0 | 4730.5949 | 0.01032%
2027 | 1030 | 1030-1823F | Tier-3 | Tier-3---13 | 5--5 | 50 | 100% | 202.5757 | 94.25% | 5.49% | 0.2586% | 9.4511 | 0 | 0 | 9.4511 | 0 | 8.6004 | 15.6948 | 0.54798 | 8.6004 | 15.6948 | 0.54798 | 9.544 | 17.4168 | 0.54798 | 4.665% | 0.10605 | 0.1008 | 1910.1293 | 293.8795 | 98.2865 | 1517.9633 | 1915.8474 | 0 | 0 | 1915.8474 | 0.001984%
2027 | 1030 | 1030-18R | Tier-3 | Tier-3---7 | 5--5 | 307 | 100% | 693.6608 | 87.49% | 12.21% | 0.2965% | 30.0406 | 0 | 0 | 30.0406 | 0 | 27.3365 | 96.3662 | 0.28367 | 27.3365 | 96.3662 | 0.28367 | 30.3358 | 106.9392 | 0.28367 | 4.331% | 0.23843 | 0.22663 | 2909.3141 | 434.9069 | 331.8024 | 2142.6047 | 2928.2688 | 0 | 0 | 2928.2688 | 0.006306%
2027 | 1030 | 1030-20R | Tier-3 | Tier-3---3 | 5--5 | 298 | 100% | 2610.2797 | 91.86% | 7.744% | 0.3915% | 118.6968 | 0 | 0 | 118.6968 | 0 | 108.0124 | 93.5411 | 1.1547 | 108.0124 | 93.5411 | 1.1547 | 119.8633 | 103.8042 | 1.1547 | 4.547% | 0.28668 | 0.27249 | 9105.2413 | 1516.1831 | 664.7389 | 6924.3193 | 9143.8195 | 0 | 0 | 9143.8195 | 0.02491%
2027 | 1030 | 1030-42R | Tier-3 | Tier-3---3 | 5--5 | 474 | 100% | 2942.2545 | 85.79% | 13.83% | 0.3713% | 124.9524 | 0 | 0 | 124.9524 | 0 | 113.705 | 148.7868 | 0.76421 | 113.705 | 148.7868 | 0.76421 | 126.1804 | 165.1114 | 0.76421 | 4.247% | 0.28228 | 0.2683 | 10423.3029 | 1628.0334 | 1345.6404 | 7449.6291 | 10500.4141 | 0 | 0 | 10500.4141 | 0.02623%
2027 | 1030 | 1030-989R | Tier-3 | Tier-3---3 | 5--5 | 159 | 100% | 3020.5785 | 92.73% | 6.883% | 0.3901% | 138.6439 | 0 | 0 | 138.6439 | 0 | 126.164 | 49.9095 | 2.5279 | 126.164 | 49.9095 | 2.5279 | 140.0065 | 55.3855 | 2.5279 | 4.59% | 0.30703 | 0.29183 | 9838.1975 | 1537.3198 | 631.4887 | 7669.389 | 9875.4617 | 0 | 0 | 9875.4617 | 0.0291%
2027 | 1039 | 1039-13 | Tier-2 | Tier-2---3 | 5--5 | 740 | 100% | 2056.5259 | 80.69% | 18.74% | 0.569% | 82.1418 | 0 | 0 | 82.1418 | 0 | 74.7479 | 232.2832 | 0.3218 | 74.7479 | 232.2832 | 0.3218 | 82.9491 | 257.7688 | 0.3218 | 3.994% | 0.1351 | 0.12841 | 15222.1821 | 2652.795 | 2719.3692 | 9850.0179 | 15375.2522 | 0 | 0 | 15375.2522 | 0.01724%
2027 | 1073 | 1073-872F | Tier-2 | Tier-2---20 | 3--2 | 49 | 100% | 7.9014 | 70.78% | 23.83% | 5.396% | 0.27682 | 0 | 0 | 0.27682 | 0 | 0.2519 | 15.3809 | 0.016377 | 0.2519 | 15.3809 | 0.016377 | 0.27954 | 17.0685 | 0.016377 | 3.503% | 0.018584 | 0.017664 | 425.1621 | 49.479 | 114.8811 | 260.802 | 431.6327 | 0 | 0 | 431.6327 | 5.81e-05%
2027 | 1073 | 1073-886F | Tier-2 | Tier-2---20 | 3--2 | 18 | 100% | 24.1814 | 4.506% | 95.04% | 0.4562% | 0.053933 | 0 | 0 | 0.053933 | 0 | 0.049078 | 5.6501 | 0.0086862 | 0.049078 | 5.6501 | 0.0086862 | 0.054463 | 6.2701 | 0.0086862 | 0.223% | 0.016776 | 0.015946 | 1441.409 | 12.0618 | 1249.7892 | 179.558 | 1513.0923 | 0 | 0 | 1513.0923 | 1.132e-05%
2027 | 1073 | 1073-887F | Tier-2 | Tier-2---21 | 3--1 | 2 | 100% | 4.8278 | 14.92% | 83.66% | 1.424% | 0.035654 | 0 | 0 | 0.035654 | 0 | 0.032445 | 0.62779 | 0.051681 | 0.032445 | 0.62779 | 0.051681 | 0.036005 | 0.69667 | 0.051681 | 0.7385% | 0.016639 | 0.015815 | 290.1481 | 7.5827 | 212.0226 | 70.5428 | 303.004 | 0 | 0 | 303.004 | 7.484e-06%
2027 | 1090 | 1090-1734 | Tier-3 | Tier-3---16 | 2--5 | 5 | 100% | 102.6812 | 94.73% | 4.077% | 1.193% | 4.8148 | 0 | 0 | 4.8148 | 0 | 4.3814 | 1.5695 | 2.7916 | 4.3814 | 1.5695 | 2.7916 | 4.8622 | 1.7417 | 2.7916 | 4.689% | 0.01345 | 0.012784 | 7634.5181 | 1203.6871 | 422.3196 | 6008.5114 | 7655.4733 | 0 | 0 | 7655.4733 | 0.001011%
2027 | 1090 | 1090-636R | Tier-3 | Tier-3---15 | 5--3 | 72 | 100% | 202.402 | 73% | 25.01% | 1.988% | 7.3141 | 0 | 0 | 7.3141 | 0 | 6.6557 | 22.6005 | 0.29449 | 6.6557 | 22.6005 | 0.29449 | 7.3859 | 25.0802 | 0.29449 | 3.614% | 0.38465 | 0.36561 | 526.2047 | 57.0359 | 118.3494 | 350.8194 | 533.603 | 0 | 0 | 533.603 | 0.001535%
2027 | 1090 | 1090-70F | Tier-2 | Tier-2---15 | 2--5 | 2 | 100% | 35.1863 | 53.14% | 45.71% | 1.154% | 0.92556 | 0 | 0 | 0.92556 | 0 | 0.84224 | 0.62779 | 1.3416 | 0.84224 | 0.62779 | 1.3416 | 0.93465 | 0.69667 | 1.3416 | 2.63% | 0.0083 | 0.0078891 | 4239.3083 | 364.6844 | 1853.0615 | 2021.5624 | 4342.7622 | 0 | 0 | 4342.7622 | 0.0001943%
2027 | 1090 | 1090-73F | Tier-3 | Tier-3---10 | 4--5 | 252 | 100% | 724.1417 | 96.98% | 2.008% | 1.013% | 34.7621 | 0 | 0 | 34.7621 | 0 | 31.6331 | 79.1019 | 0.3999 | 31.6331 | 79.1019 | 0.3999 | 35.1038 | 87.7807 | 0.3999 | 4.8% | 0.046754 | 0.044439 | 15488.4699 | 2874.558 | 442.3847 | 12171.5272 | 15512.8378 | 0 | 0 | 15512.8378 | 0.007297%
2027 | 1090 | 1090-74F | Tier-3 | Tier-3---10 | 4--5 | 260 | 100% | 595.9278 | 96.92% | 1.794% | 1.287% | 28.5897 | 0 | 0 | 28.5897 | 0 | 26.0162 | 81.613 | 0.31878 | 26.0162 | 81.613 | 0.31878 | 28.8707 | 90.5674 | 0.31878 | 4.798% | 0.045737 | 0.043473 | 13029.5603 | 2451.0895 | 420.5295 | 10157.9412 | 13050.4642 | 0 | 0 | 13050.4642 | 0.006001%
2027 | 1094 | 1094-35F | Tier-2 | Tier-2---7 | 3--5 | 214 | 100% | 314.0502 | 98.71% | 0% | 1.287% | 15.3455 | 0 | 0 | 15.3455 | 0 | 13.9642 | 67.1738 | 0.20788 | 13.9642 | 67.1738 | 0.20788 | 15.4963 | 74.544 | 0.20788 | 4.886% | 0.020398 | 0.019388 | 15396.4279 | 2493.2081 | 249.741 | 12653.4788 | 15406.7451 | 0 | 0 | 15406.7451 | 0.003221%
2027 | 1094 | 1094-7 | Tier-2 | Tier-2---17 | 2--4 | 47 | 100% | 23.6343 | 95.14% | 0% | 4.857% | 1.1131 | 0 | 0 | 1.1131 | 0 | 1.0129 | 14.7531 | 0.068656 | 1.0129 | 14.7531 | 0.068656 | 1.124 | 16.3718 | 0.068656 | 4.71% | 0.0065074 | 0.0061853 | 3631.9148 | 548.3695 | 294.63 | 2788.9153 | 3641.1014 | 0 | 0 | 3641.1014 | 0.0002336%
2027 | 1100 | 1100-1172R | Tier-2 | Tier-2---7 | 4--5 | 4 | 100% | 224.6699 | 96.97% | 2.526% | 0.5062% | 10.7839 | 0 | 0 | 10.7839 | 0 | 9.8132 | 1.2556 | 7.8156 | 9.8132 | 1.2556 | 7.8156 | 10.8899 | 1.3933 | 7.8156 | 4.8% | 0.080798 | 0.076798 | 2780.644 | 645.5698 | 68.3515 | 2066.7227 | 2785.0355 | 0 | 0 | 2785.0355 | 0.002264%
2027 | 1105 | 1105-1479 | Tier-2 | Tier-2---4 | 5--5 | 24 | 100% | 388.9465 | 99.2% | 0.3457% | 0.4512% | 19.0994 | 0 | 0 | 19.0994 | 0 | 17.3802 | 7.5335 | 2.3071 | 17.3802 | 7.5335 | 2.3071 | 19.2871 | 8.3601 | 2.3071 | 4.911% | 0.10556 | 0.10034 | 3684.559 | 828.8019 | 25.956 | 2829.8012 | 3686.0881 | 0 | 0 | 3686.0881 | 0.004009%
2027 | 1105 | 1105-1483 | Tier-2 | Tier-2---11 | 4--4 | 17 | 100% | 59.1581 | 61.98% | 37.43% | 0.5957% | 1.8149 | 0 | 0 | 1.8149 | 0 | 1.6515 | 5.3362 | 0.30949 | 1.6515 | 5.3362 | 0.30949 | 1.8327 | 5.9217 | 0.30949 | 3.068% | 0.063819 | 0.06066 | 926.9702 | 95.1212 | 282.7416 | 549.1075 | 945.3255 | 0 | 0 | 945.3255 | 0.0003809%
2027 | 1118 | 1118-1718F | Tier-2 | Tier-2---10 | 5--4 | 60 | 100% | 86.4712 | 94.68% | 4.653% | 0.67% | 4.0525 | 0 | 0 | 4.0525 | 0 | 3.6877 | 18.8338 | 0.1958 | 3.6877 | 18.8338 | 0.1958 | 4.0923 | 20.9002 | 0.1958 | 4.686% | 0.10781 | 0.10247 | 802.0788 | 148.072 | 34.1971 | 619.8097 | 804.3024 | 0 | 0 | 804.3024 | 0.0008506%
2027 | 1138 | 1138-6R | Tier-2 | Tier-2---5 | 5--5 | 840 | 100% | 1117.3657 | 63.79% | 34.95% | 1.264% | 35.2809 | 0 | 0 | 35.2809 | 0 | 32.1051 | 263.6729 | 0.12176 | 32.1051 | 263.6729 | 0.12176 | 35.6276 | 292.6024 | 0.12176 | 3.158% | 0.17153 | 0.16304 | 6514.2797 | 790.3405 | 2180.8634 | 3543.0757 | 6637.1286 | 0 | 0 | 6637.1286 | 0.007405%
2027 | 1162 | 1162-329R | Tier-2 | Tier-2---13 | 4--3 | 10 | 100% | 43.5602 | 84.31% | 12.05% | 3.642% | 1.8179 | 0 | 0 | 1.8179 | 0 | 1.6542 | 3.139 | 0.527 | 1.6542 | 3.139 | 0.527 | 1.8357 | 3.4834 | 0.527 | 4.173% | 0.070019 | 0.066553 | 622.1156 | 81.8972 | 81.6762 | 458.5422 | 627.1997 | 0 | 0 | 627.1997 | 0.0003816%
2027 | 1162 | 1162-363 | Tier-2 | Tier-2---13 | 4--3 | 2 | 100% | 41.7736 | 86.9% | 10.44% | 2.668% | 1.7968 | 0 | 0 | 1.7968 | 0 | 1.6351 | 0.62779 | 2.6045 | 1.6351 | 0.62779 | 2.6045 | 1.8145 | 0.69667 | 2.6045 | 4.301% | 0.064829 | 0.06162 | 644.3653 | 89.5043 | 68.646 | 486.215 | 648.7625 | 0 | 0 | 648.7625 | 0.0003772%
2027 | 1166 | 1166-15R | Tier-3 | Tier-3---11 | 5--5 | 45 | 100% | 528.031 | 87.26% | 12.17% | 0.5736% | 22.8075 | 0 | 0 | 22.8075 | 0 | 20.7545 | 14.1253 | 1.4693 | 20.7545 | 14.1253 | 1.4693 | 23.0317 | 15.6751 | 1.4693 | 4.319% | 0.19397 | 0.18436 | 2722.2863 | 390.5327 | 317.9476 | 2013.8061 | 2740.3485 | 0 | 0 | 2740.3485 | 0.004787%
2027 | 1166 | 1166-18R | Tier-3 | Tier-3---5 | 5--5 | 53 | 100% | 1129.6851 | 97.99% | 1.718% | 0.2919% | 54.7956 | 0 | 0 | 54.7956 | 0 | 49.8633 | 16.6365 | 2.9972 | 49.8633 | 16.6365 | 2.9972 | 55.3342 | 18.4618 | 2.9972 | 4.851% | 0.21365 | 0.20307 | 5287.5602 | 933.108 | 102.1782 | 4252.2741 | 5293.094 | 0 | 0 | 5293.094 | 0.0115%
2027 | 1166 | 1166-342R | Tier-3 | Tier-3---5 | 5--5 | 215 | 100% | 1306.4494 | 92.9% | 6.658% | 0.4418% | 60.0776 | 0 | 0 | 60.0776 | 0 | 54.6698 | 67.4877 | 0.81007 | 54.6698 | 67.4877 | 0.81007 | 60.668 | 74.8923 | 0.81007 | 4.599% | 0.21878 | 0.20795 | 5971.6251 | 888.1999 | 386.1133 | 4697.3119 | 5993.7061 | 0 | 0 | 5993.7061 | 0.01261%
2027 | 1215 | 1215-12R | Tier-3 | Tier-3---9 | 5--4 | 28 | 100% | 1149.8777 | 88.93% | 10.69% | 0.3802% | 50.6191 | 0 | 0 | 50.6191 | 0 | 46.0626 | 8.7891 | 5.2409 | 46.0626 | 8.7891 | 5.2409 | 51.1165 | 9.7534 | 5.2409 | 4.402% | 0.69907 | 0.66447 | 1644.8687 | 214.1134 | 166.723 | 1264.0324 | 1654.3499 | 0 | 0 | 1654.3499 | 0.01062%
2027 | 1215 | 1215-28R | Tier-3 | Tier-3---14 | 5--3 | 21 | 100% | 466.2657 | 75.31% | 24.3% | 0.3892% | 17.3819 | 0 | 0 | 17.3819 | 0 | 15.8173 | 6.5918 | 2.3995 | 15.8173 | 6.5918 | 2.3995 | 17.5527 | 7.3151 | 2.3995 | 3.728% | 0.66756 | 0.63451 | 698.4647 | 77.4157 | 150.4059 | 470.6431 | 707.4453 | 0 | 0 | 707.4453 | 0.003648%
2027 | 1215 | 1215-32R | Tier-3 | Tier-3---7 | 5--4 | 186 | 100% | 1677.0531 | 82.12% | 17.49% | 0.3917% | 68.1738 | 0 | 0 | 68.1738 | 0 | 62.0372 | 58.3847 | 1.0626 | 62.0372 | 58.3847 | 1.0626 | 68.8438 | 64.7905 | 1.0626 | 4.065% | 0.68132 | 0.6476 | 2461.4685 | 295.8109 | 389.7657 | 1775.8918 | 2484.3845 | 0 | 0 | 2484.3845 | 0.01431%
2027 | 1233 | 1233-259R | Tier-3 | Tier-3---16 | 5--4 | 75 | 100% | 252.1704 | 91.31% | 7.348% | 1.341% | 11.3978 | 0 | 0 | 11.3978 | 0 | 10.3718 | 23.5422 | 0.44056 | 10.3718 | 23.5422 | 0.44056 | 11.5098 | 26.1252 | 0.44056 | 4.52% | 0.12749 | 0.12118 | 1978.0181 | 293.7888 | 180.7034 | 1503.5259 | 1986.9694 | 0 | 0 | 1986.9694 | 0.002392%
2027 | 1233 | 1233-585R | Tier-3 | Tier-3---12 | 5--5 | 117 | 100% | 496.1989 | 88.91% | 10.23% | 0.8642% | 21.8376 | 0 | 0 | 21.8376 | 0 | 19.8719 | 36.7259 | 0.54109 | 19.8719 | 36.7259 | 0.54109 | 22.0522 | 40.7553 | 0.54109 | 4.401% | 0.12988 | 0.12345 | 3820.3589 | 569.6038 | 386.1666 | 2864.5885 | 3842.4262 | 0 | 0 | 3842.4262 | 0.004584%
2027 | 1233 | 1233-587R | Tier-3 | Tier-3---13 | 5--5 | 246 | 100% | 468.3326 | 86.93% | 12.01% | 1.054% | 20.1536 | 0 | 0 | 20.1536 | 0 | 18.3395 | 77.2185 | 0.2375 | 18.3395 | 77.2185 | 0.2375 | 20.3517 | 85.6907 | 0.2375 | 4.303% | 0.13489 | 0.12821 | 3472.0209 | 495.7254 | 420.8281 | 2555.4674 | 3495.6448 | 0 | 0 | 3495.6448 | 0.00423%
2027 | 1233 | 1233-589R | Tier-3 | Tier-3---16 | 5--4 | 35 | 100% | 204.2414 | 92.81% | 6.245% | 0.9483% | 9.3828 | 0 | 0 | 9.3828 | 0 | 8.5382 | 10.9864 | 0.77716 | 8.5382 | 10.9864 | 0.77716 | 9.475 | 12.1918 | 0.77716 | 4.594% | 0.11751 | 0.11169 | 1738.0856 | 257.6679 | 107.3811 | 1373.0366 | 1744.5963 | 0 | 0 | 1744.5963 | 0.001969%
2027 | 1233 | 1233-591R | Tier-3 | Tier-3---12 | 5--5 | 94 | 100% | 575.4654 | 90.21% | 8.957% | 0.8354% | 25.6963 | 0 | 0 | 25.6963 | 0 | 23.3832 | 29.5063 | 0.79248 | 23.3832 | 29.5063 | 0.79248 | 25.9488 | 32.7436 | 0.79248 | 4.465% | 0.13142 | 0.12491 | 4378.9662 | 686.8056 | 385.5684 | 3306.5923 | 4401.2964 | 0 | 0 | 4401.2964 | 0.005394%
2027 | 1242 | 1242-1079R | Tier-2 | Tier-2---12 | 2--5 | 2 | 100% | 62.7006 | 97.78% | 0% | 2.22% | 3.0348 | 0 | 0 | 3.0348 | 0 | 2.7616 | 0.62779 | 4.3989 | 2.7616 | 0.62779 | 4.3989 | 3.0646 | 0.69667 | 4.3989 | 4.84% | 0.0067316 | 0.0063984 | 9314.3707 | 3724.1415 | 317.0899 | 5273.1393 | 9325.1374 | 0 | 0 | 9325.1374 | 0.000637%
2027 | 1242 | 1242-1084 | Tier-2 | Tier-2---12 | 2--5 | 17 | 100% | 67.671 | 98.5% | 0% | 1.502% | 3.2994 | 0 | 0 | 3.2994 | 0 | 3.0024 | 5.3362 | 0.56264 | 3.0024 | 5.3362 | 0.56264 | 3.3318 | 5.9217 | 0.56264 | 4.876% | 0.005996 | 0.0056992 | 11286.0292 | 3154.1305 | 158.2746 | 7973.6241 | 11294.8588 | 0 | 0 | 11294.8588 | 0.0006925%
2027 | 1243 | 1243-319R | Tier-2 | Tier-2---9 | 4--4 | 55 | 100% | 157.976 | 95.24% | 3.794% | 0.9624% | 7.4479 | 0 | 0 | 7.4479 | 0 | 6.7775 | 17.2643 | 0.39257 | 6.7775 | 17.2643 | 0.39257 | 7.5211 | 19.1585 | 0.39257 | 4.715% | 0.081051 | 0.077039 | 1949.0936 | 286.756 | 79.621 | 1582.7166 | 1953.9216 | 0 | 0 | 1953.9216 | 0.001563%
2027 | 1243 | 1243-38R | Tier-2 | Tier-2---16 | 4--3 | 9 | 100% | 20.6467 | 96.08% | 2.766% | 1.159% | 0.9819 | 0 | 0 | 0.9819 | 0 | 0.89351 | 2.8251 | 0.31628 | 0.89351 | 2.8251 | 0.31628 | 0.99155 | 3.135 | 0.31628 | 4.756% | 0.072591 | 0.068997 | 284.4264 | 43.4839 | 9.2234 | 231.7191 | 285.0078 | 0 | 0 | 285.0078 | 0.0002061%
2027 | 1243 | 1243-45R | Tier-2 | Tier-2---7 | 4--5 | 33 | 100% | 254.5086 | 93.11% | 5.994% | 0.8952% | 11.7303 | 0 | 0 | 11.7303 | 0 | 10.6744 | 10.3586 | 1.0305 | 10.6744 | 10.3586 | 1.0305 | 11.8456 | 11.4951 | 1.0305 | 4.609% | 0.087615 | 0.083278 | 2904.8382 | 427.4889 | 168.1582 | 2309.191 | 2915.2597 | 0 | 0 | 2915.2597 | 0.002462%
2027 | 1250 | 1250-27R | Tier-2 | Tier-2---6 | 5--5 | 63 | 100% | 986.6118 | 55.72% | 43.98% | 0.301% | 27.2133 | 0 | 0 | 27.2133 | 0 | 24.7637 | 19.7755 | 1.2522 | 24.7637 | 19.7755 | 1.2522 | 27.4807 | 21.9452 | 1.2522 | 2.758% | 0.097369 | 0.09255 | 10132.6684 | 1217.1368 | 4251.8401 | 4663.6915 | 10366.316 | 0 | 0 | 10366.316 | 0.005712%
2027 | 1250 | 1250-671R | Tier-2 | Tier-2---6 | 4--5 | 25 | 100% | 929.0776 | 60.83% | 39% | 0.1645% | 27.9762 | 0 | 0 | 27.9762 | 0 | 25.458 | 7.8474 | 3.2441 | 25.458 | 7.8474 | 3.2441 | 28.2512 | 8.7084 | 3.2441 | 3.011% | 0.09205 | 0.087494 | 10093.1841 | 1136.9369 | 3676.6867 | 5279.5604 | 10299.0635 | 0 | 0 | 10299.0635 | 0.005872%
2027 | 1250 | 1250-677R | Tier-2 | Tier-2---3 | 5--5 | 335 | 100% | 1140.8126 | 92.57% | 6.885% | 0.545% | 52.2747 | 0 | 0 | 52.2747 | 0 | 47.5693 | 105.1553 | 0.45237 | 47.5693 | 105.1553 | 0.45237 | 52.7885 | 116.6926 | 0.45237 | 4.582% | 0.11659 | 0.11081 | 9785.2264 | 1563.6458 | 667.8739 | 7553.7067 | 9823.0868 | 0 | 0 | 9823.0868 | 0.01097%
2027 | 1250 | 1250-8R | Tier-2 | Tier-2---4 | 4--5 | 91 | 100% | 384.7428 | 82.72% | 16.59% | 0.6903% | 15.7538 | 0 | 0 | 15.7538 | 0 | 14.3358 | 28.5646 | 0.50187 | 14.3358 | 28.5646 | 0.50187 | 15.9086 | 31.6986 | 0.50187 | 4.095% | 0.092289 | 0.08772 | 4168.9089 | 570.5627 | 668.7462 | 2929.6001 | 4206.4253 | 0 | 0 | 4206.4253 | 0.003307%
2027 | 1458 | 1458-1056 | Tier-2 | Tier-2---11 | 5--3 | 35 | 100% | 79.604 | 49.93% | 49.51% | 0.5563% | 1.9674 | 0 | 0 | 1.9674 | 0 | 1.7903 | 10.9864 | 0.16296 | 1.7903 | 10.9864 | 0.16296 | 1.9868 | 12.1918 | 0.16296 | 2.472% | 0.13508 | 0.12839 | 589.3284 | 48.7394 | 264.1575 | 276.4315 | 604.6953 | 0 | 0 | 604.6953 | 0.000413%
2027 | 1458 | 1458-1058F | Tier-3 | Tier-3---13 | 5--5 | 8 | 100% | 533.9366 | 37.36% | 62.45% | 0.1834% | 9.8751 | 0 | 0 | 9.8751 | 0 | 8.9862 | 2.5112 | 3.5785 | 8.9862 | 2.5112 | 3.5785 | 9.9721 | 2.7867 | 3.5785 | 1.849% | 0.13833 | 0.13149 | 3859.7922 | 265.8584 | 2184.7015 | 1409.2323 | 3985.6981 | 0 | 0 | 3985.6981 | 0.002073%
2027 | 1458 | 1458-1061 | Tier-2 | Tier-2---5 | 5--5 | 101 | 100% | 412.6338 | 86.27% | 13.38% | 0.3514% | 17.621 | 0 | 0 | 17.621 | 0 | 16.0348 | 31.7035 | 0.50577 | 16.0348 | 31.7035 | 0.50577 | 17.7942 | 35.182 | 0.50577 | 4.27% | 0.14228 | 0.13523 | 2900.2061 | 586.2064 | 364.6762 | 1949.3235 | 2920.9434 | 0 | 0 | 2920.9434 | 0.003699%
2027 | 1458 | 1458-1075F | Tier-3 | Tier-3---20 | 1--5 | 4 | 100% | 5.049 | 99.29% | 0% | 0.71% | 0.24815 | 0 | 0 | 0.24815 | 0 | 0.22581 | 1.2556 | 0.17985 | 0.22581 | 1.2556 | 0.17985 | 0.25059 | 1.3933 | 0.17985 | 4.915% | 0.00013 | 0.00012356 | 38838.3667 | 6319.0217 | 320.6643 | 32198.6807 | 38852.7263 | 0 | 0 | 38852.7263 | 5.209e-05%
2027 | 1458 | 1458-1115F | Tier-2 | Tier-2---18 | 4--2 | 14 | 100% | 65.1969 | 0% | 100% | 0% | 0 | 0 | 0 | 0 | 0 | 0 | 4.3945 | 0 | 0 | 4.3945 | 0 | 0 | 4.8767 | 0 | 0% | 0.091242 | 0.086726 | 714.5495 | 1.4118 | 564.5507 | 148.587 | 751.7617 | 0 | 0 | 751.7617 | 0%
2027 | 1458 | 1458-1117F | Tier-2 | Tier-2---16 | 4--2 | 8 | 100% | 136.3317 | 0% | 100% | 0% | 0 | 0 | 0 | 0 | 0 | 0 | 2.5112 | 0 | 0 | 2.5112 | 0 | 0 | 2.7867 | 0 | 0% | 0.091116 | 0.086606 | 1496.247 | 1.9882 | 1350.0391 | 144.2196 | 1574.1683 | 0 | 0 | 1574.1683 | 0%
2027 | 1458 | 1458-1131R | Tier-3 | Tier-3---4 | 5--5 | 58 | 100% | 1406.6624 | 89.91% | 9.875% | 0.2137% | 62.6052 | 0 | 0 | 62.6052 | 0 | 56.9699 | 18.206 | 3.1292 | 56.9699 | 18.206 | 3.1292 | 63.2205 | 20.2035 | 3.1292 | 4.451% | 0.15941 | 0.15152 | 8824.2343 | 1339.2018 | 802.9411 | 6682.0914 | 8870.5956 | 0 | 0 | 8870.5956 | 0.01314%
2027 | 1458 | 1458-456F | Tier-2 | Tier-2---16 | 4--3 | 7 | 100% | 120.5031 | 4.551% | 95.42% | 0.02562% | 0.27144 | 0 | 0 | 0.27144 | 0 | 0.24701 | 2.1973 | 0.11242 | 0.24701 | 2.1973 | 0.11242 | 0.27411 | 2.4384 | 0.11242 | 0.2253% | 0.091761 | 0.087218 | 1313.2339 | 11.3935 | 1113.5701 | 188.2703 | 1378.5121 | 0 | 0 | 1378.5121 | 5.698e-05%
2027 | 1458 | 1458-519 | Tier-2 | Tier-2---17 | 1--5 | 1 | 100% | 7.6147 | 99.51% | 0% | 0.4892% | 0.37508 | 0 | 0 | 0.37508 | 0 | 0.34132 | 0.3139 | 1.0874 | 0.34132 | 0.3139 | 1.0874 | 0.37877 | 0.34834 | 1.0874 | 4.926% | 0.000217 | 0.00020626 | 35090.7714 | 5636.6246 | 740.6939 | 28713.4529 | 35099.7115 | 0 | 0 | 35099.7115 | 7.873e-05%
2027 | 1458 | 1458-565R | Tier-3 | Tier-3---6 | 5--5 | 151 | 100% | 865.4889 | 93.04% | 6.555% | 0.3997% | 39.862 | 0 | 0 | 39.862 | 0 | 36.2739 | 47.3983 | 0.7653 | 36.2739 | 47.3983 | 0.7653 | 40.2538 | 52.5988 | 0.7653 | 4.606% | 0.15819 | 0.15036 | 5471.15 | 831.2842 | 343.7471 | 4296.1187 | 5490.9667 | 0 | 0 | 5490.9667 | 0.008367%
2027 | 1458 | 1458-601R | Tier-3 | Tier-3---2 | 5--5 | 444 | 100% | 3446.9071 | 93.23% | 6.468% | 0.3015% | 159.0724 | 0 | 0 | 159.0724 | 0 | 144.7537 | 139.3699 | 1.0386 | 144.7537 | 139.3699 | 1.0386 | 160.6357 | 154.6613 | 1.0386 | 4.615% | 0.20421 | 0.1941 | 16878.9798 | 3452.9233 | 1062.0214 | 12364.0351 | 16938.4814 | 0 | 0 | 16938.4814 | 0.03339%
2027 | 1525 | 1525-23R | Tier-2 | Tier-2---20 | 4--1 | 4 | 100% | 2.2492 | 62.24% | 25.04% | 12.72% | 0.069291 | 0 | 0 | 0.069291 | 0 | 0.063054 | 1.2556 | 0.050219 | 0.063054 | 1.2556 | 0.050219 | 0.069972 | 1.3933 | 0.050219 | 3.081% | 0.032823 | 0.031198 | 68.526 | 7.5628 | 21.4776 | 39.4855 | 69.8736 | 0 | 0 | 69.8736 | 1.454e-05%
2027 | 157 | 157-165R | Tier-3 | Tier-3---18 | 5--2 | 42 | 100% | 161.4875 | 68.83% | 29.58% | 1.593% | 5.5019 | 0 | 0 | 5.5019 | 0 | 5.0067 | 13.1836 | 0.37977 | 5.0067 | 13.1836 | 0.37977 | 5.556 | 14.6301 | 0.37977 | 3.407% | 0.28262 | 0.26863 | 571.4006 | 45.3664 | 164.9781 | 361.0561 | 580.6762 | 0 | 0 | 580.6762 | 0.001155%
2027 | 157 | 157-189R | Tier-3 | Tier-3---9 | 5--4 | 319 | 100% | 1466.7959 | 72.32% | 26.57% | 1.114% | 52.5064 | 0 | 0 | 52.5064 | 0 | 47.7801 | 100.1329 | 0.47717 | 47.7801 | 100.1329 | 0.47717 | 53.0225 | 111.1193 | 0.47717 | 3.58% | 0.3705 | 0.35216 | 3959.0061 | 404.1268 | 974.6501 | 2580.2292 | 4016.0828 | 0 | 0 | 4016.0828 | 0.01102%
2027 | 157 | 157-1928R | Tier-3 | Tier-3---11 | 5--4 | 26 | 100% | 379.4778 | 92.67% | 6.848% | 0.4867% | 17.4064 | 0 | 0 | 17.4064 | 0 | 15.8396 | 8.1613 | 1.9408 | 15.8396 | 8.1613 | 1.9408 | 17.5775 | 9.0567 | 1.9408 | 4.587% | 0.2812 | 0.26728 | 1349.4751 | 199.7127 | 87.7056 | 1062.0567 | 1354.6297 | 0 | 0 | 1354.6297 | 0.003654%
2027 | 157 | 157-204R | Tier-3 | Tier-3---11 | 5--4 | 61 | 100% | 728.9999 | 94.73% | 4.338% | 0.9356% | 34.1826 | 0 | 0 | 34.1826 | 0 | 31.1057 | 19.1477 | 1.6245 | 31.1057 | 19.1477 | 1.6245 | 34.5186 | 21.2485 | 1.6245 | 4.689% | 0.32777 | 0.31154 | 2224.1461 | 315.248 | 151.9679 | 1756.9302 | 2230.254 | 0 | 0 | 2230.254 | 0.007175%
2027 | 157 | 157-232R | Tier-3 | Tier-3---11 | 5--4 | 124 | 100% | 737.6356 | 80.19% | 18.85% | 0.9654% | 29.2782 | 0 | 0 | 29.2782 | 0 | 26.6427 | 38.9231 | 0.6845 | 26.6427 | 38.9231 | 0.6845 | 29.5659 | 43.1937 | 0.6845 | 3.969% | 0.32167 | 0.30575 | 2293.1426 | 264.1373 | 427.4504 | 1601.5549 | 2316.8052 | 0 | 0 | 2316.8052 | 0.006146%
2027 | 157 | 157-257R | Tier-3 | Tier-3---14 | 5--4 | 208 | 100% | 854.144 | 56.45% | 41.98% | 1.572% | 23.8658 | 0 | 0 | 23.8658 | 0 | 21.7176 | 65.2904 | 0.33263 | 21.7176 | 65.2904 | 0.33263 | 24.1004 | 72.4539 | 0.33263 | 2.794% | 0.36686 | 0.3487 | 2328.2535 | 169.8306 | 913.7375 | 1244.6854 | 2381.0619 | 0 | 0 | 2381.0619 | 0.005009%
2027 | 157 | 157-273R | Tier-3 | Tier-3---14 | 5--4 | 114 | 100% | 480.7998 | 81.05% | 17.89% | 1.052% | 19.2905 | 0 | 0 | 19.2905 | 0 | 17.5541 | 35.7842 | 0.49056 | 17.5541 | 35.7842 | 0.49056 | 19.4801 | 39.7103 | 0.49056 | 4.012% | 0.32295 | 0.30696 | 1488.7712 | 174.3464 | 278.1483 | 1036.2764 | 1503.4603 | 0 | 0 | 1503.4603 | 0.004049%
2027 | 157 | 157-81R | Tier-3 | Tier-3---3 | 5--5 | 323 | 100% | 2882.5826 | 80.96% | 18.44% | 0.5996% | 115.514 | 0 | 0 | 115.514 | 0 | 105.1162 | 101.3885 | 1.0368 | 105.1162 | 101.3885 | 1.0368 | 116.6493 | 112.5126 | 1.0368 | 4.007% | 0.38414 | 0.36512 | 7504.0834 | 990.345 | 1294.8297 | 5218.9087 | 7578.5076 | 0 | 0 | 7578.5076 | 0.02425%
2027 | 175 | 175-2024R | Tier-2 | Tier-2---5 | 5--5 | 419 | 100% | 563.0882 | 93.71% | 5.71% | 0.5784% | 26.1201 | 0 | 0 | 26.1201 | 0 | 23.7689 | 131.5225 | 0.18072 | 23.7689 | 131.5225 | 0.18072 | 26.3768 | 145.9529 | 0.18072 | 4.639% | 0.19114 | 0.18168 | 2945.925 | 621.2029 | 162.2415 | 2162.4806 | 2955.5726 | 0 | 0 | 2955.5726 | 0.005483%
2027 | 175 | 175-24R | Tier-2 | Tier-2---8 | 5--4 | 53 | 100% | 1055.746 | 27.96% | 71.78% | 0.2605% | 14.6103 | 0 | 0 | 14.6103 | 0 | 13.2952 | 16.6365 | 0.79916 | 13.2952 | 16.6365 | 0.79916 | 14.7539 | 18.4618 | 0.79916 | 1.384% | 0.17491 | 0.16625 | 6035.8973 | 385.7406 | 3993.7328 | 1656.4239 | 6262.3539 | 0 | 0 | 6262.3539 | 0.003067%
2027 | 175 | 175-64R | Tier-3 | Tier-3---11 | 5--5 | 166 | 100% | 731.7191 | 85.48% | 13.53% | 0.984% | 30.9619 | 0 | 0 | 30.9619 | 0 | 28.1749 | 52.1068 | 0.54072 | 28.1749 | 52.1068 | 0.54072 | 31.2662 | 57.8238 | 0.54072 | 4.231% | 0.20232 | 0.19231 | 3616.5854 | 555.855 | 463.329 | 2597.4013 | 3643.9277 | 0 | 0 | 3643.9277 | 0.006499%
2027 | 175 | 175-90R | Tier-3 | Tier-3---9 | 5--5 | 248 | 100% | 894.6693 | 80.29% | 18.79% | 0.921% | 35.5586 | 0 | 0 | 35.5586 | 0 | 32.3578 | 77.8463 | 0.41566 | 32.3578 | 77.8463 | 0.41566 | 35.908 | 86.3874 | 0.41566 | 3.974% | 0.20491 | 0.19477 | 4366.1148 | 584.0624 | 757.6208 | 3024.4316 | 4410.9247 | 0 | 0 | 4410.9247 | 0.007464%
2027 | 175 | 175-94R | Tier-2 | Tier-2---10 | 5--4 | 143 | 100% | 275.6722 | 39.95% | 59.59% | 0.4576% | 5.4519 | 0 | 0 | 5.4519 | 0 | 4.9611 | 44.8872 | 0.11052 | 4.9611 | 44.8872 | 0.11052 | 5.5054 | 49.8121 | 0.11052 | 1.978% | 0.16555 | 0.15736 | 1665.1861 | 117.2564 | 895.8047 | 652.125 | 1717.2587 | 0 | 0 | 1717.2587 | 0.001144%
2027 | 176 | 176-161R | Tier-3 | Tier-3---5 | 5--5 | 96 | 100% | 1442.7596 | 90.39% | 9.157% | 0.4576% | 64.5504 | 0 | 0 | 64.5504 | 0 | 58.74 | 30.134 | 1.9493 | 58.74 | 30.134 | 1.9493 | 65.1848 | 33.4403 | 1.9493 | 4.474% | 0.22417 | 0.21307 | 6436.0353 | 957.8537 | 605.899 | 4872.2826 | 6468.2597 | 0 | 0 | 6468.2597 | 0.01355%
2027 | 176 | 176-164R | Tier-3 | Tier-3---11 | 5--5 | 63 | 100% | 613.402 | 87.29% | 12.01% | 0.6968% | 26.5055 | 0 | 0 | 26.5055 | 0 | 24.1196 | 19.7755 | 1.2197 | 24.1196 | 19.7755 | 1.2197 | 26.766 | 21.9452 | 1.2197 | 4.321% | 0.20727 | 0.19701 | 2959.4233 | 422.7131 | 329.6607 | 2207.0495 | 2979.0056 | 0 | 0 | 2979.0056 | 0.005564%
2027 | 176 | 176-1834R | Tier-3 | Tier-3---5 | 5--5 | 234 | 100% | 1527.634 | 81.51% | 17.94% | 0.5573% | 61.6342 | 0 | 0 | 61.6342 | 0 | 56.0863 | 73.4517 | 0.76358 | 56.0863 | 73.4517 | 0.76358 | 62.2399 | 81.5107 | 0.76358 | 4.035% | 0.23205 | 0.22056 | 6583.3295 | 1087.0711 | 1168.7765 | 4327.4819 | 6646.7304 | 0 | 0 | 6646.7304 | 0.01294%
2027 | 176 | 176-1836R | Tier-2 | Tier-2---11 | 5--3 | 19 | 100% | 176.1999 | 27.39% | 72.07% | 0.5367% | 2.389 | 0 | 0 | 2.389 | 0 | 2.174 | 5.964 | 0.36451 | 2.174 | 5.964 | 0.36451 | 2.4125 | 6.6184 | 0.36451 | 1.356% | 0.10638 | 0.10111 | 1656.3379 | 87.619 | 1121.6433 | 447.0755 | 1718.9695 | 0 | 0 | 1718.9695 | 0.0005015%
2027 | 176 | 176-1845R | Tier-3 | Tier-3---11 | 5--5 | 62 | 100% | 550.3123 | 86.34% | 12.77% | 0.8885% | 23.5203 | 0 | 0 | 23.5203 | 0 | 21.4031 | 19.4616 | 1.0998 | 21.4031 | 19.4616 | 1.0998 | 23.7514 | 21.5968 | 1.0998 | 4.274% | 0.20978 | 0.19939 | 2623.3078 | 370.7068 | 320.9781 | 1931.6229 | 2641.9652 | 0 | 0 | 2641.9652 | 0.004937%
2027 | 176 | 176-194R | Tier-3 | Tier-3---9 | 5--5 | 95 | 100% | 677.779 | 83.64% | 15.51% | 0.8494% | 28.061 | 0 | 0 | 28.061 | 0 | 25.5352 | 29.8201 | 0.85631 | 25.5352 | 29.8201 | 0.85631 | 28.3368 | 33.0919 | 0.85631 | 4.14% | 0.21542 | 0.20476 | 3146.314 | 445.8846 | 458.0112 | 2242.4182 | 3173.1215 | 0 | 0 | 3173.1215 | 0.00589%
2027 | 176 | 176-197F | Tier-3 | Tier-3---5 | 5--5 | 299 | 100% | 1901.6652 | 78.35% | 21.16% | 0.4918% | 73.7557 | 0 | 0 | 73.7557 | 0 | 67.1167 | 93.855 | 0.71511 | 67.1167 | 93.855 | 0.71511 | 74.4806 | 104.1525 | 0.71511 | 3.878% | 0.23242 | 0.22091 | 8182.1472 | 1427.4932 | 1620.6818 | 5133.9723 | 8274.3863 | 0 | 0 | 8274.3863 | 0.01548%
2027 | 176 | 176-200F | Tier-3 | Tier-3---15 | 5--4 | 5 | 100% | 342.7574 | 49.83% | 49.91% | 0.2576% | 8.4543 | 0 | 0 | 8.4543 | 0 | 7.6933 | 1.5695 | 4.9018 | 7.6933 | 1.5695 | 4.9018 | 8.5374 | 1.7417 | 4.9018 | 2.467% | 0.18529 | 0.17612 | 1849.8169 | 153.4619 | 845.5193 | 850.8357 | 1898.1484 | 0 | 0 | 1898.1484 | 0.001775%
2027 | 177 | 177-955 | Tier-2 | Tier-2---5 | 5--5 | 11 | 100% | 950.0511 | 33.62% | 66.04% | 0.3363% | 15.8108 | 0 | 0 | 15.8108 | 0 | 14.3876 | 3.4529 | 4.1669 | 14.3876 | 3.4529 | 4.1669 | 15.9662 | 3.8317 | 4.1669 | 1.664% | 0.11726 | 0.11145 | 8102.2285 | 665.4806 | 4864.4056 | 2572.3423 | 8382.3153 | 0 | 0 | 8382.3153 | 0.003319%
2027 | 178 | 178-968AE | Tier-2 | Tier-2---18 | 3--3 | 1 | 100% | 15.4322 | 73.56% | 0% | 26.44% | 0.56191 | 0 | 0 | 0.56191 | 0 | 0.51133 | 0.3139 | 1.629 | 0.51133 | 0.3139 | 1.629 | 0.56743 | 0.34834 | 1.629 | 3.641% | 0.018466 | 0.017552 | 835.6994 | 94.2014 | 379.7988 | 361.6992 | 847.2069 | 0 | 0 | 847.2069 | 0.0001179%
2027 | 182 | 182-2240F | Tier-2 | Tier-2---2 | 5--5 | 357 | 100% | 1849.4802 | 64.04% | 35.59% | 0.3658% | 58.6279 | 0 | 0 | 58.6279 | 0 | 53.3506 | 112.061 | 0.47609 | 53.3506 | 112.061 | 0.47609 | 59.2041 | 124.356 | 0.47609 | 3.17% | 0.1455 | 0.1383 | 12710.8197 | 2473.4049 | 4337.8066 | 5899.6082 | 12948.8593 | 0 | 0 | 12948.8593 | 0.01231%
2027 | 182 | 182-2250 | Tier-2 | Tier-2---8 | 5--5 | 5 | 100% | 188.3209 | 97.39% | 2.141% | 0.4657% | 9.0789 | 0 | 0 | 9.0789 | 0 | 8.2617 | 1.5695 | 5.264 | 8.2617 | 1.5695 | 5.264 | 9.1681 | 1.7417 | 5.264 | 4.821% | 0.10496 | 0.099761 | 1794.2707 | 286.1267 | 42.0773 | 1466.0666 | 1796.7063 | 0 | 0 | 1796.7063 | 0.001906%
2027 | 182 | 182-2252R | Tier-2 | Tier-2---5 | 5--5 | 208 | 100% | 437.4034 | 92.58% | 6.861% | 0.5557% | 20.0457 | 0 | 0 | 20.0457 | 0 | 18.2413 | 65.2904 | 0.27939 | 18.2413 | 65.2904 | 0.27939 | 20.2427 | 72.4539 | 0.27939 | 4.583% | 0.11307 | 0.10747 | 3868.3889 | 593.9237 | 259.5961 | 3014.8691 | 3883.3295 | 0 | 0 | 3883.3295 | 0.004208%
2027 | 182 | 182-2254R | Tier-2 | Tier-2---11 | 5--4 | 4 | 100% | 74.8792 | 92.6% | 6.527% | 0.8705% | 3.4323 | 0 | 0 | 3.4323 | 0 | 3.1234 | 1.2556 | 2.4876 | 3.1234 | 1.2556 | 2.4876 | 3.4661 | 1.3933 | 2.4876 | 4.584% | 0.10223 | 0.097167 | 732.4796 | 113.3566 | 46.859 | 572.264 | 735.3014 | 0 | 0 | 735.3014 | 0.0007205%
2027 | 183 | 183-439 | Tier-2 | Tier-2---14 | 3--5 | 26 | 100% | 138.4322 | 24.55% | 74.86% | 0.5956% | 1.6821 | 0 | 0 | 1.6821 | 0 | 1.5307 | 8.1613 | 0.18756 | 1.5307 | 8.1613 | 0.18756 | 1.6986 | 9.0567 | 0.18756 | 1.215% | 0.018422 | 0.01751 | 7514.4213 | 312.7649 | 5165.0291 | 2036.6274 | 7809.6923 | 0 | 0 | 7809.6923 | 0.0003531%
2027 | 183 | 183-440 | Tier-2 | Tier-2---12 | 3--5 | 87 | 100% | 173.9797 | 32.16% | 66.62% | 1.222% | 2.7698 | 0 | 0 | 2.7698 | 0 | 2.5205 | 27.309 | 0.092296 | 2.5205 | 27.309 | 0.092296 | 2.797 | 30.3053 | 0.092296 | 1.592% | 0.025335 | 0.024081 | 6867.059 | 365.5871 | 4285.7066 | 2215.7653 | 7109.6613 | 0 | 0 | 7109.6613 | 0.0005814%
2027 | 185 | 185-51F | Tier-2 | Tier-2---7 | 4--5 | 254 | 100% | 390.6047 | 65.18% | 33.32% | 1.503% | 12.602 | 0 | 0 | 12.602 | 0 | 11.4676 | 79.7297 | 0.14383 | 11.4676 | 79.7297 | 0.14383 | 12.7258 | 88.4774 | 0.14383 | 3.226% | 0.048222 | 0.045835 | 8100.2023 | 1032.7815 | 2609.1587 | 4458.2621 | 8247.0995 | 0 | 0 | 8247.0995 | 0.002645%
2027 | 197 | 197-1155F | Tier-2 | Tier-2---21 | 1--4 | 14 | 100% | 2.6346 | 91.13% | 0% | 8.87% | 0.11884 | 0 | 0 | 0.11884 | 0 | 0.10815 | 4.3945 | 0.024609 | 0.10815 | 4.3945 | 0.024609 | 0.12001 | 4.8767 | 0.024609 | 4.511% | 0.0010316 | 0.00098054 | 2553.8632 | 379.4847 | 234.4628 | 1939.9157 | 2565.6607 | 0 | 0 | 2565.6607 | 2.495e-05%
2027 | 198 | 198-37R | Tier-2 | Tier-2---9 | 4--5 | 21 | 100% | 225.7204 | 81.18% | 16.94% | 1.877% | 9.0709 | 0 | 0 | 9.0709 | 0 | 8.2544 | 6.5918 | 1.2522 | 8.2544 | 6.5918 | 1.2522 | 9.16 | 7.3151 | 1.2522 | 4.019% | 0.030671 | 0.029153 | 7359.4074 | 2410.2174 | 1700.5946 | 3248.5954 | 7431.5203 | 0 | 0 | 7431.5203 | 0.001904%
2027 | 204 | 204-32R | Tier-2 | Tier-2---11 | 4--4 | 38 | 100% | 174.7993 | 90.03% | 3.465% | 6.507% | 7.7897 | 0 | 0 | 7.7897 | 0 | 7.0885 | 11.9281 | 0.59427 | 7.0885 | 11.9281 | 0.59427 | 7.8663 | 13.2368 | 0.59427 | 4.456% | 0.087106 | 0.082794 | 2006.7428 | 246.9421 | 179.8959 | 1579.9048 | 2017.1643 | 0 | 0 | 2017.1643 | 0.001635%
2027 | 206 | 206-1105 | Tier-2 | Tier-2---9 | 3--5 | 35 | 100% | 189.805 | 98.58% | 0% | 1.419% | 9.2621 | 0 | 0 | 9.2621 | 0 | 8.4284 | 10.9864 | 0.76717 | 8.4284 | 10.9864 | 0.76717 | 9.3531 | 12.1918 | 0.76717 | 4.88% | 0.014019 | 0.013325 | 13539.1253 | 2187.5417 | 263.1851 | 11088.3985 | 13549.1271 | 0 | 0 | 13549.1271 | 0.001944%
2027 | 206 | 206-1817 | Tier-2 | Tier-2---4 | 4--5 | 180 | 100% | 414.414 | 98.25% | 0% | 1.752% | 20.154 | 0 | 0 | 20.154 | 0 | 18.3399 | 56.5013 | 0.32459 | 18.3399 | 56.5013 | 0.32459 | 20.3521 | 62.7005 | 0.32459 | 4.863% | 0.038208 | 0.036317 | 10846.319 | 1742.1104 | 241.9911 | 8862.2175 | 10856.2171 | 0 | 0 | 10856.2171 | 0.00423%
2027 | 209 | 209-1769F | Tier-2 | Tier-2---6 | 5--5 | 515 | 100% | 1246.6839 | 98.28% | 0% | 1.716% | 60.6517 | 0 | 0 | 60.6517 | 0 | 55.1923 | 161.6566 | 0.34142 | 55.1923 | 161.6566 | 0.34142 | 61.2478 | 179.3932 | 0.34142 | 4.865% | 0.11169 | 0.10616 | 11161.7212 | 1795.9566 | 261.2581 | 9104.5065 | 11171.6974 | 0 | 0 | 11171.6974 | 0.01273%
2027 | 210 | 210-172R | Tier-2 | Tier-2---11 | 5--2 | 55 | 100% | 187.8449 | 74.26% | 23.89% | 1.85% | 6.9052 | 0 | 0 | 6.9052 | 0 | 6.2836 | 17.2643 | 0.36397 | 6.2836 | 17.2643 | 0.36397 | 6.973 | 19.1585 | 0.36397 | 3.676% | 0.32588 | 0.30975 | 576.4292 | 39.7856 | 130.795 | 405.8486 | 584.1554 | 0 | 0 | 584.1554 | 0.001449%
2027 | 210 | 210-392R | Tier-2 | Tier-2---10 | 5--3 | 44 | 100% | 420.3387 | 65.56% | 32.94% | 1.504% | 13.641 | 0 | 0 | 13.641 | 0 | 12.4131 | 13.8114 | 0.89876 | 12.4131 | 13.8114 | 0.89876 | 13.7751 | 15.3268 | 0.89876 | 3.245% | 0.34771 | 0.33049 | 1208.8925 | 89.1732 | 378.0363 | 741.683 | 1230.5744 | 0 | 0 | 1230.5744 | 0.002863%
2027 | 210 | 210-394R | Tier-2 | Tier-2---16 | 5--2 | 67 | 100% | 90.8214 | 45.65% | 51.72% | 2.624% | 2.0524 | 0 | 0 | 2.0524 | 0 | 1.8677 | 21.0311 | 0.088805 | 1.8677 | 21.0311 | 0.088805 | 2.0726 | 23.3385 | 0.088805 | 2.26% | 0.31841 | 0.30265 | 285.2308 | 14.2948 | 124.8192 | 146.1168 | 293.3036 | 0 | 0 | 293.3036 | 0.0004308%
2027 | 210 | 210-9R | Tier-2 | Tier-2---13 | 5--2 | 15 | 100% | 204.3186 | 25.26% | 73.76% | 0.9801% | 2.5548 | 0 | 0 | 2.5548 | 0 | 2.3248 | 4.7084 | 0.49376 | 2.3248 | 4.7084 | 0.49376 | 2.5799 | 5.225 | 0.49376 | 1.25% | 0.31397 | 0.29843 | 650.7604 | 21.6073 | 447.6112 | 181.5419 | 676.0897 | 0 | 0 | 676.0897 | 0.0005363%
2027 | 211 | 211-279R | Tier-2 | Tier-2---10 | 5--3 | 70 | 100% | 472.6727 | 73.92% | 24.32% | 1.766% | 17.295 | 0 | 0 | 17.295 | 0 | 15.7383 | 21.9727 | 0.71626 | 15.7383 | 21.9727 | 0.71626 | 17.465 | 24.3835 | 0.71626 | 3.659% | 0.37314 | 0.35467 | 1266.7597 | 81.8701 | 334.8802 | 850.0094 | 1283.9654 | 0 | 0 | 1283.9654 | 0.00363%
2027 | 211 | 211-312R | Tier-2 | Tier-2---8 | 5--3 | 129 | 100% | 754.0624 | 63.09% | 35.39% | 1.526% | 23.5477 | 0 | 0 | 23.5477 | 0 | 21.4281 | 40.4926 | 0.52919 | 21.4281 | 40.4926 | 0.52919 | 23.7792 | 44.9354 | 0.52919 | 3.123% | 0.39031 | 0.37099 | 1931.9795 | 162.2508 | 643.7527 | 1125.9761 | 1969.1194 | 0 | 0 | 1969.1194 | 0.004943%
2027 | 211 | 211-771R | Tier-3 | Tier-3---14 | 5--4 | 264 | 100% | 617.3051 | 73.22% | 25.44% | 1.334% | 22.3748 | 0 | 0 | 22.3748 | 0 | 20.3608 | 82.8686 | 0.2457 | 20.3608 | 82.8686 | 0.2457 | 22.5947 | 91.9608 | 0.2457 | 3.625% | 0.3743 | 0.35578 | 1649.207 | 127.1804 | 388.1922 | 1133.8343 | 1672.204 | 0 | 0 | 1672.204 | 0.004696%
2027 | 212 | 212-1177R | Tier-2 | Tier-2---8 | 5--4 | 63 | 100% | 484.9484 | 83.96% | 14.37% | 1.67% | 20.155 | 0 | 0 | 20.155 | 0 | 18.3407 | 19.7755 | 0.92745 | 18.3407 | 19.7755 | 0.92745 | 20.353 | 21.9452 | 0.92745 | 4.156% | 0.15054 | 0.14309 | 3221.4606 | 348.4219 | 528.8758 | 2344.1629 | 3248.3676 | 0 | 0 | 3248.3676 | 0.004231%
2027 | 212 | 212-1204R | Tier-2 | Tier-2---8 | 5--4 | 51 | 100% | 431.7599 | 82.12% | 16.51% | 1.365% | 17.5508 | 0 | 0 | 17.5508 | 0 | 15.971 | 16.0087 | 0.99765 | 15.971 | 16.0087 | 0.99765 | 17.7233 | 17.7651 | 0.99765 | 4.065% | 0.19221 | 0.18269 | 2246.3396 | 244.3912 | 383.4547 | 1618.4937 | 2267.2561 | 0 | 0 | 2267.2561 | 0.003684%
2027 | 212 | 212-638R | Tier-2 | Tier-2---11 | 5--4 | 5 | 100% | 157.455 | 96.47% | 1.863% | 1.664% | 7.5191 | 0 | 0 | 7.5191 | 0 | 6.8423 | 1.5695 | 4.3596 | 6.8423 | 1.5695 | 4.3596 | 7.593 | 1.7417 | 4.3596 | 4.775% | 0.10708 | 0.10177 | 1470.5114 | 155.1186 | 63.8116 | 1251.5811 | 1473.2126 | 0 | 0 | 1473.2126 | 0.001578%
2027 | 212 | 212-725R | Tier-3 | Tier-3---10 | 5--5 | 291 | 100% | 749.6423 | 94.58% | 4.636% | 0.779% | 35.0978 | 0 | 0 | 35.0978 | 0 | 31.9385 | 91.3438 | 0.34965 | 31.9385 | 91.3438 | 0.34965 | 35.4427 | 101.3658 | 0.34965 | 4.682% | 0.13941 | 0.13251 | 5377.288 | 738.7725 | 258.1994 | 4380.3161 | 5392.4534 | 0 | 0 | 5392.4534 | 0.007367%
2027 | 212 | 212-734R | Tier-2 | Tier-2---10 | 5--4 | 1 | 100% | 405.6391 | 93.64% | 4.241% | 2.118% | 18.8023 | 0 | 0 | 18.8023 | 0 | 17.1098 | 0.3139 | 54.5079 | 17.1098 | 0.3139 | 54.5079 | 18.9871 | 0.34834 | 54.5079 | 4.635% | 0.17753 | 0.16875 | 2284.84 | 188.9421 | 239.3419 | 1856.5561 | 2292.4067 | 0 | 0 | 2292.4067 | 0.003947%
2027 | 212 | 212-739R | Tier-3 | Tier-3---15 | 5--4 | 68 | 100% | 301.7157 | 89.07% | 9.028% | 1.906% | 13.302 | 0 | 0 | 13.302 | 0 | 12.1046 | 21.3449 | 0.5671 | 12.1046 | 21.3449 | 0.5671 | 13.4327 | 23.6869 | 0.5671 | 4.409% | 0.13097 | 0.12449 | 2303.7005 | 251.0522 | 237.9772 | 1814.6711 | 2316.8178 | 0 | 0 | 2316.8178 | 0.002792%
2027 | 212 | 212-743R | Tier-2 | Tier-2---13 | 5--3 | 10 | 100% | 81.923 | 90.82% | 6.613% | 2.567% | 3.6829 | 0 | 0 | 3.6829 | 0 | 3.3514 | 3.139 | 1.0677 | 3.3514 | 3.139 | 1.0677 | 3.7191 | 3.4834 | 1.0677 | 4.496% | 0.11654 | 0.11078 | 702.9342 | 71.3752 | 58.8304 | 572.7286 | 706.2949 | 0 | 0 | 706.2949 | 0.000773%
2027 | 212 | 212-758R | Tier-2 | Tier-2---8 | 5--4 | 50 | 100% | 381.3507 | 89.63% | 8.808% | 1.561% | 16.9197 | 0 | 0 | 16.9197 | 0 | 15.3967 | 15.6948 | 0.981 | 15.3967 | 15.6948 | 0.981 | 17.086 | 17.4168 | 0.981 | 4.437% | 0.1427 | 0.13564 | 2672.3387 | 313.5648 | 256.9237 | 2101.8502 | 2686.7681 | 0 | 0 | 2686.7681 | 0.003551%
2027 | 212 | 212-773R | Tier-2 | Tier-2---5 | 5--4 | 81 | 100% | 677.1103 | 83.18% | 15.77% | 1.046% | 27.8801 | 0 | 0 | 27.8801 | 0 | 25.3705 | 25.4256 | 0.99783 | 25.3705 | 25.4256 | 0.99783 | 28.1541 | 28.2152 | 0.99783 | 4.118% | 0.19881 | 0.18897 | 3405.7885 | 402.585 | 522.8709 | 2480.3327 | 3435.6179 | 0 | 0 | 3435.6179 | 0.005852%
2027 | 212 | 212-799R | Tier-2 | Tier-2---10 | 5--4 | 19 | 100% | 254.923 | 88.52% | 10.12% | 1.358% | 11.1702 | 0 | 0 | 11.1702 | 0 | 10.1648 | 5.964 | 1.7043 | 10.1648 | 5.964 | 1.7043 | 11.28 | 6.6184 | 1.7043 | 4.382% | 0.12493 | 0.11875 | 2040.5268 | 236.751 | 211.9535 | 1591.8223 | 2052.7246 | 0 | 0 | 2052.7246 | 0.002345%
2027 | 212 | 212-880R | Tier-2 | Tier-2---16 | 5--2 | 7 | 100% | 30.3116 | 92.5% | 4.382% | 3.114% | 1.3879 | 0 | 0 | 1.3879 | 0 | 1.263 | 2.1973 | 0.57481 | 1.263 | 2.1973 | 0.57481 | 1.4016 | 2.4384 | 0.57481 | 4.579% | 0.10736 | 0.10205 | 282.3367 | 28.4993 | 19.5005 | 234.337 | 283.4389 | 0 | 0 | 283.4389 | 0.0002913%
2027 | 212 | 212-886R | Tier-2 | Tier-2---8 | 5--4 | 42 | 100% | 472.8052 | 94.27% | 4.633% | 1.099% | 22.0624 | 0 | 0 | 22.0624 | 0 | 20.0765 | 13.1836 | 1.5228 | 20.0765 | 13.1836 | 1.5228 | 22.2793 | 14.6301 | 1.5228 | 4.666% | 0.18767 | 0.17838 | 2519.3545 | 323.5371 | 126.2126 | 2069.6048 | 2526.8745 | 0 | 0 | 2526.8745 | 0.004631%
2027 | 212 | 212-888R | Tier-2 | Tier-2---8 | 5--4 | 59 | 100% | 346.5382 | 90.95% | 7.817% | 1.237% | 15.6005 | 0 | 0 | 15.6005 | 0 | 14.1963 | 18.5199 | 0.76654 | 14.1963 | 18.5199 | 0.76654 | 15.7538 | 20.5518 | 0.76654 | 4.502% | 0.13116 | 0.12466 | 2642.179 | 334.1686 | 213.131 | 2094.8795 | 2654.6375 | 0 | 0 | 2654.6375 | 0.003275%
2027 | 214 | 214-1122R | Tier-3 | Tier-3---3 | 5--5 | 270 | 100% | 2893.3725 | 90.28% | 9.311% | 0.4067% | 129.3045 | 0 | 0 | 129.3045 | 0 | 117.6653 | 84.752 | 1.3883 | 117.6653 | 84.752 | 1.3883 | 130.5753 | 94.0508 | 1.3883 | 4.469% | 0.26918 | 0.25585 | 10749.0069 | 1574.7708 | 951.5348 | 8222.7013 | 10803.4034 | 0 | 0 | 10803.4034 | 0.02714%
2027 | 214 | 214-1135R | Tier-3 | Tier-3---6 | 4--5 | 487 | 100% | 805.3146 | 95.2% | 3.81% | 0.9931% | 37.9484 | 0 | 0 | 37.9484 | 0 | 34.5325 | 152.8675 | 0.2259 | 34.5325 | 152.8675 | 0.2259 | 38.3213 | 169.6398 | 0.2259 | 4.712% | 0.090777 | 0.086284 | 8871.3507 | 1468.4713 | 438.4999 | 6964.3795 | 8893.5417 | 0 | 0 | 8893.5417 | 0.007965%
2027 | 214 | 214-17AE | Tier-3 | Tier-3---17 | 4--4 | 158 | 100% | 127.491 | 90.35% | 5.503% | 4.145% | 5.7019 | 0 | 0 | 5.7019 | 0 | 5.1887 | 49.5956 | 0.10462 | 5.1887 | 49.5956 | 0.10462 | 5.758 | 55.0371 | 0.10462 | 4.472% | 0.071957 | 0.068395 | 1771.7769 | 216.0551 | 150.3479 | 1405.374 | 1780.6795 | 0 | 0 | 1780.6795 | 0.001197%
2027 | 214 | 214-4R | Tier-3 | Tier-3---17 | 4--4 | 69 | 100% | 89.6399 | 90.66% | 5.945% | 3.4% | 4.0225 | 0 | 0 | 4.0225 | 0 | 3.6605 | 21.6588 | 0.16901 | 3.6605 | 21.6588 | 0.16901 | 4.0621 | 24.0352 | 0.16901 | 4.487% | 0.059676 | 0.056722 | 1502.1196 | 200.0517 | 124.6473 | 1177.4206 | 1509.4294 | 0 | 0 | 1509.4294 | 0.0008443%
2027 | 214 | 214-536R | Tier-3 | Tier-3---17 | 4--4 | 105 | 100% | 96.9267 | 93.35% | 4.585% | 2.069% | 4.4786 | 0 | 0 | 4.4786 | 0 | 4.0755 | 32.9591 | 0.12365 | 4.0755 | 32.9591 | 0.12365 | 4.5227 | 36.5753 | 0.12365 | 4.621% | 0.053744 | 0.051083 | 1803.5024 | 246.1785 | 178.6516 | 1378.6723 | 1809.7517 | 0 | 0 | 1809.7517 | 0.0009401%
2027 | 214 | 214-583R | Tier-3 | Tier-3---13 | 4--5 | 154 | 100% | 328.9866 | 94.06% | 4.474% | 1.469% | 15.3171 | 0 | 0 | 15.3171 | 0 | 13.9383 | 48.34 | 0.28834 | 13.9383 | 48.34 | 0.28834 | 15.4676 | 53.6438 | 0.28834 | 4.656% | 0.070413 | 0.066928 | 4672.2426 | 712.2083 | 352.9213 | 3607.1129 | 4686.7021 | 0 | 0 | 4686.7021 | 0.003215%
2027 | 214 | 214-613R | Tier-3 | Tier-3---14 | 5--3 | 534 | 100% | 480.8617 | 49.89% | 49.25% | 0.8586% | 11.8746 | 0 | 0 | 11.8746 | 0 | 10.8057 | 167.6206 | 0.064465 | 10.8057 | 167.6206 | 0.064465 | 11.9913 | 186.0116 | 0.064465 | 2.469% | 0.43289 | 0.41146 | 1110.8228 | 86.441 | 501.4412 | 522.9406 | 1139.8124 | 0 | 0 | 1139.8124 | 0.002492%
2027 | 214 | 214-647R | Tier-3 | Tier-3---8 | 5--5 | 96 | 100% | 2287.3818 | 92.77% | 6.976% | 0.2574% | 105.0353 | 0 | 0 | 105.0353 | 0 | 95.5807 | 30.134 | 3.1719 | 95.5807 | 30.134 | 3.1719 | 106.0676 | 33.4403 | 3.1719 | 4.592% | 0.23844 | 0.22663 | 9593.2735 | 1427.6996 | 628.6999 | 7536.874 | 9629.4117 | 0 | 0 | 9629.4117 | 0.02205%
2027 | 215 | 215-1531R | Tier-2 | Tier-2---2 | 5--5 | 169 | 100% | 1398.9852 | 84.15% | 15.42% | 0.4283% | 58.2745 | 0 | 0 | 58.2745 | 0 | 53.029 | 53.0485 | 0.99963 | 53.029 | 53.0485 | 0.99963 | 58.8472 | 58.8688 | 0.99963 | 4.165% | 0.20291 | 0.19287 | 6894.5825 | 1039.1679 | 1002.2008 | 4853.2138 | 6951.4886 | 0 | 0 | 6951.4886 | 0.01223%
2027 | 215 | 215-1534R | Tier-2 | Tier-2---1 | 5--5 | 153 | 100% | 1734.1452 | 88.98% | 10.7% | 0.3246% | 76.3804 | 0 | 0 | 76.3804 | 0 | 69.5051 | 48.0261 | 1.4472 | 69.5051 | 48.0261 | 1.4472 | 77.1311 | 53.2954 | 1.4472 | 4.404% | 0.1982 | 0.18839 | 8749.2684 | 1441.1188 | 882.1072 | 6426.0424 | 8799.4812 | 0 | 0 | 8799.4812 | 0.01603%
2027 | 215 | 215-1544R | Tier-2 | Tier-2---8 | 5--4 | 46 | 100% | 205.9069 | 87.21% | 11.98% | 0.8132% | 8.8888 | 0 | 0 | 8.8888 | 0 | 8.0887 | 14.4392 | 0.56019 | 8.0887 | 14.4392 | 0.56019 | 8.9762 | 16.0235 | 0.56019 | 4.317% | 0.10891 | 0.10352 | 1890.6466 | 333.0962 | 217.1495 | 1340.4009 | 1903.2393 | 0 | 0 | 1903.2393 | 0.001866%
2027 | 215 | 215-38R | Tier-3 | Tier-3---10 | 5--5 | 150 | 100% | 650.1784 | 91.15% | 8.25% | 0.6037% | 29.3345 | 0 | 0 | 29.3345 | 0 | 26.694 | 47.0844 | 0.56694 | 26.694 | 47.0844 | 0.56694 | 29.6228 | 52.2504 | 0.56694 | 4.512% | 0.12528 | 0.11908 | 5189.8024 | 828.3476 | 472.2938 | 3889.161 | 5213.7305 | 0 | 0 | 5213.7305 | 0.006157%
2027 | 216 | 216-1859F | Tier-3 | Tier-3---4 | 5--5 | 111 | 100% | 1336.0946 | 91.63% | 7.965% | 0.4046% | 60.6013 | 0 | 0 | 60.6013 | 0 | 55.1464 | 34.8425 | 1.5827 | 55.1464 | 34.8425 | 1.5827 | 61.1969 | 38.6653 | 1.5827 | 4.536% | 0.15704 | 0.14927 | 8507.7615 | 1421.0211 | 648.1937 | 6438.5467 | 8544.8444 | 0 | 0 | 8544.8444 | 0.01272%
2027 | 216 | 216-220R | Tier-3 | Tier-3---20 | 1--5 | 6 | 100% | 7.0463 | 99.01% | 0% | 0.9852% | 0.34535 | 0 | 0 | 0.34535 | 0 | 0.31427 | 1.8834 | 0.16686 | 0.31427 | 1.8834 | 0.16686 | 0.34875 | 2.09 | 0.16686 | 4.901% | 0.000285 | 0.00027089 | 24723.7218 | 3992.0434 | 221.2684 | 20510.41 | 24736.4072 | 0 | 0 | 24736.4072 | 7.249e-05%
2027 | 217 | 217-41AE | Tier-2 | Tier-2---8 | 5--4 | 502 | 100% | 548.1248 | 61.28% | 37.04% | 1.683% | 16.6264 | 0 | 0 | 16.6264 | 0 | 15.1298 | 157.5759 | 0.096016 | 15.1298 | 157.5759 | 0.096016 | 16.7898 | 174.8648 | 0.096016 | 3.033% | 0.19664 | 0.1869 | 2787.4845 | 272.106 | 973.6181 | 1541.7603 | 2843.6939 | 0 | 0 | 2843.6939 | 0.00349%
2027 | 217 | 217-48AE | Tier-2 | Tier-2---8 | 5--4 | 383 | 100% | 701.5771 | 53.79% | 44.81% | 1.4% | 18.6798 | 0 | 0 | 18.6798 | 0 | 16.9984 | 120.2223 | 0.14139 | 16.9984 | 120.2223 | 0.14139 | 18.8634 | 133.4128 | 0.14139 | 2.663% | 0.20236 | 0.19234 | 3466.9889 | 313.4539 | 1406.954 | 1746.581 | 3550.4247 | 0 | 0 | 3550.4247 | 0.003921%
2027 | 217 | 217-835R | Tier-3 | Tier-3---5 | 5--5 | 367 | 100% | 1459.42 | 90.56% | 8.764% | 0.6769% | 65.4212 | 0 | 0 | 65.4212 | 0 | 59.5324 | 115.1999 | 0.51677 | 59.5324 | 115.1999 | 0.51677 | 66.0641 | 127.8394 | 0.51677 | 4.483% | 0.28412 | 0.27006 | 5136.5819 | 779.5394 | 417.5644 | 3939.4781 | 5161.8362 | 0 | 0 | 5161.8362 | 0.01373%
2027 | 217 | 217-837R | Tier-3 | Tier-3---12 | 5--5 | 406 | 100% | 680.508 | 71.93% | 26.93% | 1.134% | 24.231 | 0 | 0 | 24.231 | 0 | 22.0499 | 127.4419 | 0.17302 | 22.0499 | 127.4419 | 0.17302 | 24.4691 | 141.4245 | 0.17302 | 3.561% | 0.14269 | 0.13563 | 4769.0891 | 589.9072 | 1292.048 | 2887.1339 | 4838.7956 | 0 | 0 | 4838.7956 | 0.005086%
2027 | 217 | 217-972R | Tier-2 | Tier-2---8 | 5--4 | 493 | 100% | 360.9866 | 64.42% | 33.78% | 1.803% | 11.5112 | 0 | 0 | 11.5112 | 0 | 10.475 | 154.7509 | 0.067689 | 10.475 | 154.7509 | 0.067689 | 11.6243 | 171.7298 | 0.067689 | 3.189% | 0.18227 | 0.17325 | 1980.496 | 214.776 | 614.2082 | 1151.5119 | 2017.1929 | 0 | 0 | 2017.1929 | 0.002416%
2027 | 217 | 217-983R | Tier-3 | Tier-3---5 | 5--5 | 69 | 100% | 1187.4841 | 92.09% | 7.578% | 0.3365% | 54.1281 | 0 | 0 | 54.1281 | 0 | 49.2558 | 21.6588 | 2.2742 | 49.2558 | 21.6588 | 2.2742 | 54.6601 | 24.0352 | 2.2742 | 4.558% | 0.2438 | 0.23173 | 4870.8263 | 716.2537 | 353.1181 | 3801.4544 | 4890.9032 | 0 | 0 | 4890.9032 | 0.01136%
2027 | 220 | 220-288R | Tier-3 | Tier-3---14 | 5--4 | 57 | 100% | 437.6752 | 81.99% | 17.08% | 0.9315% | 17.7636 | 0 | 0 | 17.7636 | 0 | 16.1646 | 17.8921 | 0.90345 | 16.1646 | 17.8921 | 0.90345 | 17.9381 | 19.8552 | 0.90345 | 4.059% | 0.37523 | 0.35666 | 1166.4109 | 131.8052 | 200.8528 | 833.7529 | 1177.3495 | 0 | 0 | 1177.3495 | 0.003729%
2027 | 220 | 220-294R | Tier-3 | Tier-3---14 | 5--3 | 218 | 100% | 720.9399 | 58.97% | 39.92% | 1.12% | 21.0426 | 0 | 0 | 21.0426 | 0 | 19.1485 | 68.4294 | 0.27983 | 19.1485 | 68.4294 | 0.27983 | 21.2494 | 75.9373 | 0.27983 | 2.919% | 0.44397 | 0.422 | 1623.8364 | 124.0259 | 599.3861 | 900.4244 | 1658.5379 | 0 | 0 | 1658.5379 | 0.004417%
2027 | 220 | 220-298R | Tier-3 | Tier-3---11 | 5--4 | 620 | 100% | 1053.2838 | 64.6% | 33.51% | 1.887% | 33.6832 | 0 | 0 | 33.6832 | 0 | 30.6512 | 194.6157 | 0.1575 | 30.6512 | 194.6157 | 0.1575 | 34.0142 | 215.9685 | 0.1575 | 3.198% | 0.50177 | 0.47693 | 2099.1459 | 164.9638 | 658.2461 | 1275.9359 | 2137.8399 | 0 | 0 | 2137.8399 | 0.00707%
2027 | 221 | 221-1230F | Tier-3 | Tier-3---12 | 4--5 | 17 | 100% | 637.2245 | 99.48% | 0% | 0.5187% | 31.379 | 0 | 0 | 31.379 | 0 | 28.5545 | 5.3362 | 5.351 | 28.5545 | 5.3362 | 5.351 | 31.6874 | 5.9217 | 5.351 | 4.924% | 0.035843 | 0.034069 | 17778.1145 | 2647.4462 | 83.7682 | 15046.9001 | 17782.9169 | 0 | 0 | 17782.9169 | 0.006586%
2027 | 221 | 221-23R | Tier-3 | Tier-3---11 | 5--5 | 227 | 100% | 764.9858 | 67.26% | 31.99% | 0.7569% | 25.4678 | 0 | 0 | 25.4678 | 0 | 23.1754 | 71.2545 | 0.32525 | 23.1754 | 71.2545 | 0.32525 | 25.7181 | 79.0723 | 0.32525 | 3.329% | 0.19945 | 0.18957 | 3835.5267 | 452.4998 | 1178.7605 | 2204.2664 | 3900.9309 | 0 | 0 | 3900.9309 | 0.005346%
2027 | 221 | 221-344R | Tier-3 | Tier-3---13 | 5--4 | 357 | 100% | 642.3372 | 83.79% | 15.02% | 1.193% | 26.6423 | 0 | 0 | 26.6423 | 0 | 24.2442 | 112.061 | 0.21635 | 24.2442 | 112.061 | 0.21635 | 26.9042 | 124.356 | 0.21635 | 4.148% | 0.2115 | 0.20103 | 3037.0437 | 366.2743 | 441.4951 | 2229.2742 | 3062.6782 | 0 | 0 | 3062.6782 | 0.005592%
2027 | 221 | 221-35 | Tier-2 | Tier-2---10 | 5--3 | 3 | 100% | 111.3988 | 96.62% | 2.989% | 0.3886% | 5.328 | 0 | 0 | 5.328 | 0 | 4.8484 | 0.94169 | 5.1486 | 4.8484 | 0.94169 | 5.1486 | 5.3804 | 1.045 | 5.1486 | 4.783% | 0.17281 | 0.16425 | 644.6479 | 94.7644 | 26.1294 | 523.7541 | 645.7818 | 0 | 0 | 645.7818 | 0.001118%
2027 | 221 | 221-37AE | Tier-3 | Tier-3---11 | 5--5 | 384 | 100% | 769.7343 | 85.13% | 14.19% | 0.6769% | 32.4379 | 0 | 0 | 32.4379 | 0 | 29.518 | 120.5362 | 0.24489 | 29.518 | 120.5362 | 0.24489 | 32.7567 | 133.7611 | 0.24489 | 4.214% | 0.19925 | 0.18939 | 3863.0999 | 511.5521 | 574.4994 | 2777.0485 | 3893.0064 | 0 | 0 | 3893.0064 | 0.006809%
2027 | 221 | 221-38AE | Tier-3 | Tier-3---17 | 5--3 | 29 | 100% | 225.9712 | 8.218% | 91.4% | 0.3782% | 0.91919 | 0 | 0 | 0.91919 | 0 | 0.83645 | 9.103 | 0.091887 | 0.83645 | 9.103 | 0.091887 | 0.92822 | 10.1018 | 0.091887 | 0.4068% | 0.16917 | 0.1608 | 1335.7574 | 19.3633 | 1034.9942 | 281.3999 | 1399.6044 | 0 | 0 | 1399.6044 | 0.0001929%
2027 | 221 | 221-675R | Tier-2 | Tier-2---8 | 5--4 | 30 | 100% | 383.5958 | 97.43% | 1.747% | 0.8215% | 18.5004 | 0 | 0 | 18.5004 | 0 | 16.8351 | 9.4169 | 1.7878 | 16.8351 | 9.4169 | 1.7878 | 18.6822 | 10.4501 | 1.7878 | 4.823% | 0.22072 | 0.20979 | 1737.9263 | 228.1325 | 87.6764 | 1422.1174 | 1740.2506 | 0 | 0 | 1740.2506 | 0.003883%
2027 | 221 | 221-782R | Tier-3 | Tier-3---17 | 5--3 | 27 | 100% | 156.081 | 94.9% | 3.083% | 2.022% | 7.3316 | 0 | 0 | 7.3316 | 0 | 6.6717 | 8.4752 | 0.7872 | 6.6717 | 8.4752 | 0.7872 | 7.4037 | 9.4051 | 0.7872 | 4.697% | 0.2472 | 0.23496 | 631.3929 | 85.1107 | 27.1817 | 519.1005 | 633.0714 | 0 | 0 | 633.0714 | 0.001539%
2027 | 221 | 221-788 | Tier-3 | Tier-3---12 | 5--5 | 56 | 100% | 677.5152 | 96.42% | 3.298% | 0.2798% | 32.3372 | 0 | 0 | 32.3372 | 0 | 29.4264 | 17.5782 | 1.674 | 29.4264 | 17.5782 | 1.674 | 32.655 | 19.5068 | 1.674 | 4.773% | 0.18975 | 0.18036 | 3570.5978 | 586.4326 | 168.8515 | 2815.3137 | 3577.2505 | 0 | 0 | 3577.2505 | 0.006788%
2027 | 221 | 221-824 | Tier-3 | Tier-3---13 | 5--4 | 34 | 100% | 431.5232 | 83.48% | 15.96% | 0.5616% | 17.831 | 0 | 0 | 17.831 | 0 | 16.2259 | 10.6725 | 1.5204 | 16.2259 | 10.6725 | 1.5204 | 18.0062 | 11.8434 | 1.5204 | 4.132% | 0.18396 | 0.17486 | 2345.6862 | 321.7207 | 355.7349 | 1668.2306 | 2365.8706 | 0 | 0 | 2365.8706 | 0.003743%
2027 | 222 | 222-1433R | Tier-3 | Tier-3---5 | 5--5 | 17 | 100% | 1073.7524 | 96.43% | 3.224% | 0.3472% | 51.2525 | 0 | 0 | 51.2525 | 0 | 46.6391 | 5.3362 | 8.7401 | 46.6391 | 5.3362 | 8.7401 | 51.7562 | 5.9217 | 8.7401 | 4.773% | 0.37266 | 0.35421 | 2881.3332 | 440.8984 | 92.1003 | 2348.3345 | 2886.6922 | 0 | 0 | 2886.6922 | 0.01076%
2027 | 222 | 222-1503R | Tier-3 | Tier-3---15 | 5--4 | 120 | 100% | 289.1141 | 77.72% | 21.59% | 0.6888% | 11.1231 | 0 | 0 | 11.1231 | 0 | 10.1218 | 37.6676 | 0.26872 | 10.1218 | 37.6676 | 0.26872 | 11.2324 | 41.8003 | 0.26872 | 3.847% | 0.23465 | 0.22303 | 1232.1205 | 140.7183 | 258.7997 | 832.6024 | 1246.4147 | 0 | 0 | 1246.4147 | 0.002335%
2027 | 222 | 222-1523R | Tier-3 | Tier-3---7 | 5--5 | 822 | 100% | 1341.7279 | 81.78% | 17.54% | 0.6801% | 54.3129 | 0 | 0 | 54.3129 | 0 | 49.424 | 258.0227 | 0.19155 | 49.424 | 258.0227 | 0.19155 | 54.8467 | 286.3324 | 0.19155 | 4.048% | 0.26901 | 0.25569 | 4987.6805 | 618.9983 | 835.0785 | 3533.6036 | 5035.0131 | 0 | 0 | 5035.0131 | 0.0114%
2027 | 222 | 222-1986R | Tier-3 | Tier-3---1 | 5--5 | 245 | 100% | 6887.3845 | 91.59% | 8.216% | 0.1933% | 312.256 | 0 | 0 | 312.256 | 0 | 284.1487 | 76.9046 | 3.6948 | 284.1487 | 76.9046 | 3.6948 | 315.3248 | 85.3424 | 3.6948 | 4.534% | 0.41507 | 0.39452 | 16593.3004 | 2725.7619 | 1237.4149 | 12630.1236 | 16665.9691 | 0 | 0 | 16665.9691 | 0.06554%
2027 | 222 | 222-1988R | Tier-3 | Tier-3---11 | 5--4 | 9 | 100% | 316.0275 | 91.8% | 8.01% | 0.1868% | 14.3611 | 0 | 0 | 14.3611 | 0 | 13.0684 | 2.8251 | 4.6259 | 13.0684 | 2.8251 | 4.6259 | 14.5023 | 3.135 | 4.6259 | 4.544% | 0.34461 | 0.32755 | 917.0546 | 137.1058 | 68.1895 | 711.7593 | 920.9692 | 0 | 0 | 920.9692 | 0.003014%
2027 | 222 | 222-1990R | Tier-3 | Tier-3---1 | 5--5 | 107 | 100% | 4318.7821 | 96.21% | 3.588% | 0.2018% | 205.6787 | 0 | 0 | 205.6787 | 0 | 187.1649 | 33.5869 | 5.5726 | 187.1649 | 33.5869 | 5.5726 | 207.7001 | 37.272 | 5.5726 | 4.762% | 0.41211 | 0.39171 | 10479.6421 | 1615.523 | 393.9401 | 8470.179 | 10500.323 | 0 | 0 | 10500.323 | 0.04317%
2027 | 222 | 222-1992R | Tier-3 | Tier-3---18 | 5--2 | 2 | 100% | 77.8798 | 51.19% | 47.85% | 0.9609% | 1.9735 | 0 | 0 | 1.9735 | 0 | 1.7958 | 0.62779 | 2.8606 | 1.7958 | 0.62779 | 2.8606 | 1.9929 | 0.69667 | 2.8606 | 2.534% | 0.22115 | 0.2102 | 352.1575 | 26.3738 | 147.8812 | 177.9024 | 361.1086 | 0 | 0 | 361.1086 | 0.0004142%
2027 | 222 | 222-2013R | Tier-3 | Tier-3---7 | 5--5 | 511 | 100% | 1434.8215 | 80% | 19.3% | 0.6983% | 56.8219 | 0 | 0 | 56.8219 | 0 | 51.7072 | 160.401 | 0.32236 | 51.7072 | 160.401 | 0.32236 | 57.3804 | 177.9998 | 0.32236 | 3.96% | 0.27927 | 0.26545 | 5137.7317 | 647.5611 | 923.7481 | 3566.4225 | 5191.2329 | 0 | 0 | 5191.2329 | 0.01193%
2027 | 222 | 222-2063 | Tier-3 | Tier-3---9 | 5--5 | 14 | 100% | 621.1772 | 98.86% | 0.7243% | 0.4185% | 30.3969 | 0 | 0 | 30.3969 | 0 | 27.6608 | 4.3945 | 6.2943 | 27.6608 | 4.3945 | 6.2943 | 30.6956 | 4.8767 | 6.2943 | 4.893% | 0.23776 | 0.22599 | 2612.6138 | 401.8596 | 25.7342 | 2185.02 | 2614.1686 | 0 | 0 | 2614.1686 | 0.00638%
2027 | 222 | 222-2085 | Tier-3 | Tier-3---3 | 5--5 | 600 | 100% | 3261.4227 | 83.38% | 16% | 0.6198% | 134.6122 | 0 | 0 | 134.6122 | 0 | 122.4953 | 188.3378 | 0.6504 | 122.4953 | 188.3378 | 0.6504 | 135.9352 | 209.0017 | 0.6504 | 4.127% | 0.35117 | 0.33379 | 9287.3202 | 1207.9834 | 1459.1451 | 6620.1916 | 9367.6954 | 0 | 0 | 9367.6954 | 0.02826%
2027 | 223 | 223-536R | Tier-2 | Tier-2---19 | 1--4 | 3 | 100% | 4.8357 | 94.16% | 0% | 5.835% | 0.2254 | 0 | 0 | 0.2254 | 0 | 0.20511 | 0.94169 | 0.21781 | 0.20511 | 0.94169 | 0.21781 | 0.22761 | 1.045 | 0.21781 | 4.661% | 0.0018852 | 0.0017919 | 2565.0639 | 388.8234 | 137.2862 | 2038.9544 | 2572.8591 | 0 | 0 | 2572.8591 | 4.731e-05%
2027 | 230 | 230-127AE | Tier-2 | Tier-2---7 | 5--5 | 349 | 100% | 422.4651 | 76.79% | 21.48% | 1.73% | 16.0577 | 0 | 0 | 16.0577 | 0 | 14.6123 | 109.5498 | 0.13338 | 14.6123 | 109.5498 | 0.13338 | 16.2155 | 121.5694 | 0.13338 | 3.801% | 0.093988 | 0.089336 | 4494.8739 | 563.2432 | 960.6446 | 2970.9861 | 4549.2118 | 0 | 0 | 4549.2118 | 0.003371%
2027 | 230 | 230-133AE | Tier-2 | Tier-2---6 | 5--5 | 470 | 100% | 947.6516 | 88.55% | 10.64% | 0.8078% | 41.5386 | 0 | 0 | 41.5386 | 0 | 37.7995 | 147.5313 | 0.25621 | 37.7995 | 147.5313 | 0.25621 | 41.9468 | 163.718 | 0.25621 | 4.383% | 0.095565 | 0.090834 | 9916.3461 | 1445.4329 | 1050.4793 | 7420.4339 | 9975.4668 | 0 | 0 | 9975.4668 | 0.008719%
2027 | 230 | 230-1586R | Tier-2 | Tier-2---7 | 4--5 | 585 | 100% | 476.4865 | 62.01% | 36.72% | 1.273% | 14.6255 | 0 | 0 | 14.6255 | 0 | 13.309 | 183.6293 | 0.072478 | 13.309 | 183.6293 | 0.072478 | 14.7693 | 203.7767 | 0.072478 | 3.069% | 0.084625 | 0.080436 | 5630.5637 | 561.1393 | 2038.0856 | 3031.3388 | 5741.9633 | 0 | 0 | 5741.9633 | 0.00307%
2027 | 230 | 230-1606R | Tier-2 | Tier-2---11 | 4--4 | 226 | 100% | 185.0767 | 40.42% | 58.67% | 0.9045% | 3.7033 | 0 | 0 | 3.7033 | 0 | 3.3699 | 70.9406 | 0.047504 | 3.3699 | 70.9406 | 0.047504 | 3.7397 | 78.724 | 0.047504 | 2.001% | 0.062818 | 0.059709 | 2946.2367 | 194.5466 | 1610.7155 | 1140.9746 | 3037.6479 | 0 | 0 | 3037.6479 | 0.0007773%
2027 | 230 | 230-181 | Tier-2 | Tier-2---9 | 4--4 | 70 | 100% | 148.8171 | 90.62% | 8.321% | 1.055% | 6.6758 | 0 | 0 | 6.6758 | 0 | 6.0749 | 21.9727 | 0.27647 | 6.0749 | 21.9727 | 0.27647 | 6.7414 | 24.3835 | 0.27647 | 4.486% | 0.063241 | 0.060111 | 2353.1666 | 304.6061 | 482.4063 | 1566.1542 | 2364.6565 | 0 | 0 | 2364.6565 | 0.001401%
2027 | 230 | 230-2060R | Tier-2 | Tier-2---4 | 4--5 | 328 | 100% | 578.2503 | 86.36% | 12.53% | 1.105% | 24.7195 | 0 | 0 | 24.7195 | 0 | 22.4944 | 102.958 | 0.21848 | 22.4944 | 102.958 | 0.21848 | 24.9625 | 114.2543 | 0.21848 | 4.275% | 0.088414 | 0.084038 | 6540.2273 | 927.2098 | 823.7907 | 4789.2268 | 6586.6807 | 0 | 0 | 6586.6807 | 0.005189%
2027 | 230 | 230-2067 | Tier-2 | Tier-2---16 | 4--3 | 3 | 100% | 24.6544 | 66.14% | 33% | 0.8592% | 0.8072 | 0 | 0 | 0.8072 | 0 | 0.73454 | 0.94169 | 0.78003 | 0.73454 | 0.94169 | 0.78003 | 0.81513 | 1.045 | 0.78003 | 3.274% | 0.054619 | 0.051915 | 451.389 | 49.4904 | 139.1284 | 262.7702 | 459.348 | 0 | 0 | 459.348 | 0.0001694%
2027 | 230 | 230-371AE | Tier-2 | Tier-2---13 | 4--3 | 32 | 100% | 66.0989 | 47.04% | 51.57% | 1.387% | 1.5392 | 0 | 0 | 1.5392 | 0 | 1.4007 | 10.0447 | 0.13944 | 1.4007 | 10.0447 | 0.13944 | 1.5543 | 11.1468 | 0.13944 | 2.329% | 0.059006 | 0.056085 | 1120.2069 | 86.6285 | 524.1056 | 509.4728 | 1151.1006 | 0 | 0 | 1151.1006 | 0.0003231%
2027 | 231 | 231-1136R | Tier-2 | Tier-2---7 | 4--5 | 364 | 100% | 532.5953 | 91.49% | 6.883% | 1.625% | 24.1206 | 0 | 0 | 24.1206 | 0 | 21.9494 | 114.2582 | 0.1921 | 21.9494 | 114.2582 | 0.1921 | 24.3576 | 126.7944 | 0.1921 | 4.529% | 0.054655 | 0.051949 | 9744.7482 | 1528.1869 | 1244.2736 | 6972.2877 | 9787.9229 | 0 | 0 | 9787.9229 | 0.005063%
2027 | 231 | 231-1635R | Tier-2 | Tier-2---4 | 5--5 | 1452 | 100% | 1024.1696 | 93.53% | 4.422% | 2.048% | 47.4165 | 0 | 0 | 47.4165 | 0 | 43.1484 | 455.7774 | 0.09467 | 43.1484 | 455.7774 | 0.09467 | 47.8825 | 505.7842 | 0.09467 | 4.63% | 0.11648 | 0.11071 | 8792.8912 | 1469.9696 | 598.2137 | 6724.7079 | 8822.5165 | 0 | 0 | 8822.5165 | 0.009953%
2027 | 232 | 232-40AE | Tier-2 | Tier-2---19 | 2--3 | 4 | 100% | 11.1503 | 0.2712% | 98.76% | 0.9657% | 0.001497 | 0 | 0 | 0.001497 | 0 | 0.0013622 | 1.2556 | 0.0010849 | 0.0013622 | 1.2556 | 0.0010849 | 0.0015117 | 1.3933 | 0.0010849 | 0.01343% | 0.0059544 | 0.0056597 | 1872.6196 | 2.8979 | 1701.602 | 168.1196 | 1969.8771 | 0 | 0 | 1969.8771 | 3.142e-07%
2027 | 233 | 233-123R | Tier-2 | Tier-2---4 | 4--5 | 743 | 100% | 528.7545 | 93.49% | 4.613% | 1.898% | 24.4691 | 0 | 0 | 24.4691 | 0 | 22.2666 | 233.2249 | 0.095473 | 22.2666 | 233.2249 | 0.095473 | 24.7096 | 258.8138 | 0.095473 | 4.628% | 0.06125 | 0.058219 | 8632.6707 | 1309.838 | 600.1971 | 6722.6355 | 8661.9434 | 0 | 0 | 8661.9434 | 0.005136%
2027 | 233 | 233-41R | Tier-2 | Tier-2---9 | 4--5 | 182 | 100% | 183.353 | 90.69% | 5.205% | 4.101% | 8.2314 | 0 | 0 | 8.2314 | 0 | 7.4904 | 57.1291 | 0.13111 | 7.4904 | 57.1291 | 0.13111 | 8.3123 | 63.3972 | 0.13111 | 4.489% | 0.044487 | 0.042285 | 4121.4954 | 626.0879 | 496.8097 | 2998.5978 | 4141.4696 | 0 | 0 | 4141.4696 | 0.001728%
2027 | 233 | 233-81F | Tier-2 | Tier-2---12 | 3--5 | 279 | 100% | 110.7293 | 80.07% | 17.19% | 2.737% | 4.3887 | 0 | 0 | 4.3887 | 0 | 3.9937 | 87.5771 | 0.045602 | 3.9937 | 87.5771 | 0.045602 | 4.4319 | 97.1858 | 0.045602 | 3.963% | 0.02204 | 0.020949 | 5024.0598 | 647.7753 | 960.0108 | 3416.2738 | 5076.2039 | 0 | 0 | 5076.2039 | 0.0009212%
2027 | 233 | 233-86F | Tier-2 | Tier-2---8 | 5--5 | 309 | 100% | 706.2331 | 54.32% | 44.07% | 1.616% | 18.9878 | 0 | 0 | 18.9878 | 0 | 17.2787 | 96.994 | 0.17814 | 17.2787 | 96.994 | 0.17814 | 19.1745 | 107.6359 | 0.17814 | 2.689% | 0.1204 | 0.11444 | 5865.9084 | 518.326 | 2449.0121 | 2898.5703 | 6005.4678 | 0 | 0 | 6005.4678 | 0.003986%
2027 | 234 | 234-48R | Tier-2 | Tier-2---4 | 4--5 | 875 | 100% | 716.3442 | 96.34% | 2.639% | 1.021% | 34.1612 | 0 | 0 | 34.1612 | 0 | 31.0863 | 274.6592 | 0.11318 | 31.0863 | 274.6592 | 0.11318 | 34.497 | 304.7942 | 0.11318 | 4.769% | 0.047931 | 0.045559 | 14945.1963 | 2921.5226 | 549.3325 | 11474.3413 | 14973.6824 | 0 | 0 | 14973.6824 | 0.00717%
2027 | 235 | 235-897R | Tier-2 | Tier-2---5 | 5--5 | 106 | 100% | 866.8246 | 43.88% | 55.6% | 0.5206% | 18.8293 | 0 | 0 | 18.8293 | 0 | 17.1344 | 33.273 | 0.51496 | 17.1344 | 33.273 | 0.51496 | 19.0143 | 36.9236 | 0.51496 | 2.172% | 0.1179 | 0.11206 | 7352.2019 | 570.5761 | 3790.2833 | 2991.3426 | 7567.0664 | 0 | 0 | 7567.0664 | 0.003952%
2027 | 235 | 235-899R | Tier-2 | Tier-2---1 | 5--5 | 399 | 100% | 2436.3247 | 84.48% | 15.14% | 0.3828% | 101.8834 | 0 | 0 | 101.8834 | 0 | 92.7125 | 125.2446 | 0.74025 | 92.7125 | 125.2446 | 0.74025 | 102.8847 | 138.9862 | 0.74025 | 4.182% | 0.15496 | 0.14729 | 15721.7941 | 2441.7508 | 2344.0438 | 10935.9995 | 15848.8506 | 0 | 0 | 15848.8506 | 0.02139%
2027 | 236 | 236-1535R | Tier-3 | Tier-3---4 | 5--5 | 390 | 100% | 1123.8498 | 89.29% | 10.22% | 0.4922% | 49.6715 | 0 | 0 | 49.6715 | 0 | 45.2004 | 122.4196 | 0.36923 | 45.2004 | 122.4196 | 0.36923 | 50.1597 | 135.8511 | 0.36923 | 4.42% | 0.12847 | 0.12211 | 8747.8328 | 1479.3496 | 871.8453 | 6396.6378 | 8796.6325 | 0 | 0 | 8796.6325 | 0.01043%
2027 | 236 | 236-1561R | Tier-3 | Tier-3---13 | 5--4 | 104 | 100% | 444.4117 | 83% | 16.25% | 0.7514% | 18.2577 | 0 | 0 | 18.2577 | 0 | 16.6142 | 32.6452 | 0.50893 | 16.6142 | 32.6452 | 0.50893 | 18.4371 | 36.227 | 0.50893 | 4.108% | 0.17766 | 0.16886 | 2501.5323 | 344.8298 | 385.247 | 1771.4555 | 2523.6848 | 0 | 0 | 2523.6848 | 0.003832%
2027 | 236 | 236-1563R | Tier-3 | Tier-3---13 | 5--4 | 19 | 100% | 322.2295 | 90.43% | 8.853% | 0.72% | 14.4235 | 0 | 0 | 14.4235 | 0 | 13.1252 | 5.964 | 2.2007 | 13.1252 | 5.964 | 2.2007 | 14.5652 | 6.6184 | 2.2007 | 4.476% | 0.17215 | 0.16363 | 1871.7647 | 281.6479 | 145.5683 | 1444.5485 | 1881.0961 | 0 | 0 | 1881.0961 | 0.003027%
2027 | 236 | 236-1567R | Tier-3 | Tier-3---10 | 5--5 | 249 | 100% | 728.3381 | 86.22% | 13.17% | 0.6054% | 31.0853 | 0 | 0 | 31.0853 | 0 | 28.2872 | 78.1602 | 0.36191 | 28.2872 | 78.1602 | 0.36191 | 31.3908 | 86.7357 | 0.36191 | 4.268% | 0.18129 | 0.17232 | 4017.5481 | 642.8423 | 507.3315 | 2867.3744 | 4046.3759 | 0 | 0 | 4046.3759 | 0.006525%
2027 | 236 | 236-1569R | Tier-3 | Tier-3---8 | 5--5 | 365 | 100% | 2598.3213 | 86.94% | 12.66% | 0.4079% | 111.8136 | 0 | 0 | 111.8136 | 0 | 101.7489 | 114.5721 | 0.88808 | 101.7489 | 114.5721 | 0.88808 | 112.9125 | 127.1427 | 0.88808 | 4.303% | 0.21435 | 0.20374 | 12122.1344 | 1764.7125 | 1443.2517 | 8914.1702 | 12204.6105 | 0 | 0 | 12204.6105 | 0.02347%
2027 | 236 | 236-1573R | Tier-3 | Tier-3---7 | 5--5 | 129 | 100% | 969.4749 | 84.94% | 14.59% | 0.4654% | 40.7624 | 0 | 0 | 40.7624 | 0 | 37.0932 | 40.4926 | 0.91605 | 37.0932 | 40.4926 | 0.91605 | 41.163 | 44.9354 | 0.91605 | 4.205% | 0.18488 | 0.17572 | 5243.9365 | 792.3542 | 712.8146 | 3738.7677 | 5285.0612 | 0 | 0 | 5285.0612 | 0.008556%
2027 | 237 | 237-1761R | Tier-3 | Tier-3---12 | 5--5 | 48 | 100% | 522.7762 | 95.9% | 3.361% | 0.7442% | 24.8152 | 0 | 0 | 24.8152 | 0 | 22.5815 | 15.067 | 1.4987 | 22.5815 | 15.067 | 1.4987 | 25.0591 | 16.7201 | 1.4987 | 4.747% | 0.14935 | 0.14196 | 3500.2866 | 538.7804 | 128.5026 | 2833.0037 | 3507.7692 | 0 | 0 | 3507.7692 | 0.005209%
2027 | 237 | 237-1765R | Tier-3 | Tier-3---1 | 5--5 | 135 | 100% | 2444.4351 | 92.59% | 7.183% | 0.2234% | 112.0377 | 0 | 0 | 112.0377 | 0 | 101.9528 | 42.376 | 2.4059 | 101.9528 | 42.376 | 2.4059 | 113.1388 | 47.0254 | 2.4059 | 4.583% | 0.25909 | 0.24626 | 9434.877 | 1790.0282 | 634.4518 | 7010.397 | 9471.2689 | 0 | 0 | 9471.2689 | 0.02352%
2027 | 237 | 237-17R | Tier-2 | Tier-2---1 | 5--5 | 345 | 100% | 2654.2774 | 88.95% | 10.68% | 0.3671% | 116.8717 | 0 | 0 | 116.8717 | 0 | 106.3516 | 108.2942 | 0.98206 | 106.3516 | 108.2942 | 0.98206 | 118.0203 | 120.176 | 0.98206 | 4.403% | 0.15539 | 0.1477 | 17081.2815 | 2840.7254 | 1819.0583 | 12421.4979 | 17179.5559 | 0 | 0 | 17179.5559 | 0.02453%
2027 | 237 | 237-26F | Tier-2 | Tier-2---10 | 5--4 | 37 | 100% | 243.3269 | 22.41% | 76.53% | 1.061% | 2.6994 | 0 | 0 | 2.6994 | 0 | 2.4564 | 11.6142 | 0.2115 | 2.4564 | 11.6142 | 0.2115 | 2.7259 | 12.8884 | 0.2115 | 1.109% | 0.10897 | 0.10358 | 2232.9014 | 83.0982 | 1551.1406 | 598.6626 | 2323.1249 | 0 | 0 | 2323.1249 | 0.0005666%
2027 | 237 | 237-28F | Tier-2 | Tier-2---7 | 5--5 | 23 | 100% | 276.8464 | 89.51% | 9.983% | 0.5111% | 12.2658 | 0 | 0 | 12.2658 | 0 | 11.1617 | 7.2196 | 1.546 | 11.1617 | 7.2196 | 1.546 | 12.3863 | 8.0117 | 1.546 | 4.431% | 0.10804 | 0.1027 | 2562.3441 | 370.7553 | 259.1168 | 1932.4719 | 2576.3477 | 0 | 0 | 2576.3477 | 0.002575%
2027 | 237 | 237-2R | Tier-3 | Tier-3---2 | 5--5 | 479 | 100% | 3287.5739 | 91.84% | 7.803% | 0.3572% | 149.4548 | 0 | 0 | 149.4548 | 0 | 136.0018 | 150.3563 | 0.90453 | 136.0018 | 150.3563 | 0.90453 | 150.9237 | 166.8531 | 0.90453 | 4.546% | 0.18156 | 0.17257 | 18107.5885 | 3632.5791 | 1358.7984 | 13116.211 | 18184.543 | 0 | 0 | 18184.543 | 0.03137%
2027 | 237 | 237-30R | Tier-3 | Tier-3---1 | 5--5 | 422 | 100% | 6959.5787 | 90.17% | 9.556% | 0.2771% | 310.6253 | 0 | 0 | 310.6253 | 0 | 282.6648 | 132.4642 | 2.1339 | 282.6648 | 132.4642 | 2.1339 | 313.6781 | 146.9979 | 2.1339 | 4.463% | 0.49249 | 0.46811 | 14131.5489 | 2201.6928 | 1248.2128 | 10681.6433 | 14203.9124 | 0 | 0 | 14203.9124 | 0.0652%
2027 | 239 | 239-2207R | Tier-3 | Tier-3---16 | 4--4 | 399 | 100% | 165.8683 | 90.26% | 7.593% | 2.142% | 7.4112 | 0 | 0 | 7.4112 | 0 | 6.7441 | 125.2446 | 0.053847 | 6.7441 | 125.2446 | 0.053847 | 7.484 | 138.9862 | 0.053847 | 4.468% | 0.078224 | 0.074352 | 2120.4383 | 333.2176 | 179.7389 | 1607.4818 | 2131.1885 | 0 | 0 | 2131.1885 | 0.001556%
2027 | 239 | 239-2211R | Tier-3 | Tier-3---16 | 5--4 | 55 | 100% | 226.1764 | 90.88% | 8.368% | 0.7485% | 10.1751 | 0 | 0 | 10.1751 | 0 | 9.2592 | 17.2643 | 0.53632 | 9.2592 | 17.2643 | 0.53632 | 10.2751 | 19.1585 | 0.53632 | 4.499% | 0.11902 | 0.11313 | 1900.3448 | 281.2109 | 151.0924 | 1468.0415 | 1909.367 | 0 | 0 | 1909.367 | 0.002136%
2027 | 239 | 239-2213R | Tier-3 | Tier-3---15 | 5--4 | 233 | 100% | 215.3295 | 82.04% | 16.39% | 1.578% | 8.744 | 0 | 0 | 8.744 | 0 | 7.9569 | 73.1378 | 0.10879 | 7.9569 | 73.1378 | 0.10879 | 8.8299 | 81.1623 | 0.10879 | 4.061% | 0.1294 | 0.123 | 1664.0021 | 212.2821 | 299.3019 | 1152.4181 | 1679.5697 | 0 | 0 | 1679.5697 | 0.001835%
2027 | 239 | 239-2215R | Tier-3 | Tier-3---10 | 5--5 | 327 | 100% | 915.8385 | 88.22% | 10.91% | 0.8692% | 39.9934 | 0 | 0 | 39.9934 | 0 | 36.3935 | 102.6441 | 0.35456 | 36.3935 | 102.6441 | 0.35456 | 40.3865 | 113.906 | 0.35456 | 4.367% | 0.15408 | 0.14645 | 5944.0776 | 898.9932 | 660.8714 | 4384.2129 | 5980.5448 | 0 | 0 | 5980.5448 | 0.008395%
2027 | 239 | 239-2217R | Tier-3 | Tier-3---16 | 4--4 | 303 | 100% | 444.3449 | 30.41% | 68.9% | 0.6851% | 6.6893 | 0 | 0 | 6.6893 | 0 | 6.0872 | 95.1106 | 0.064001 | 6.0872 | 95.1106 | 0.064001 | 6.755 | 105.5459 | 0.064001 | 1.505% | 0.073205 | 0.069582 | 6069.8378 | 288.4259 | 3924.7521 | 1856.6598 | 6289.8062 | 0 | 0 | 6289.8062 | 0.001404%
2027 | 239 | 239-89R | Tier-3 | Tier-3---17 | 4--4 | 31 | 100% | 82.0466 | 94.42% | 3.771% | 1.81% | 3.8346 | 0 | 0 | 3.8346 | 0 | 3.4895 | 9.7308 | 0.3586 | 3.4895 | 9.7308 | 0.3586 | 3.8723 | 10.7984 | 0.3586 | 4.674% | 0.064786 | 0.061579 | 1266.4282 | 154.9054 | 278.3508 | 833.172 | 1270.1091 | 0 | 0 | 1270.1091 | 0.0008049%
2027 | 240 | 240-1028R | Tier-2 | Tier-2---9 | 4--5 | 123 | 100% | 195.1953 | 90.44% | 7.788% | 1.769% | 8.7387 | 0 | 0 | 8.7387 | 0 | 7.9521 | 38.6092 | 0.20596 | 7.9521 | 38.6092 | 0.20596 | 8.8245 | 42.8454 | 0.20596 | 4.477% | 0.045174 | 0.042938 | 4320.9466 | 718.78 | 412.5342 | 3189.6324 | 4342.4545 | 0 | 0 | 4342.4545 | 0.001834%
2027 | 240 | 240-1044 | Tier-3 | Tier-3---16 | 4--4 | 24 | 100% | 119.2796 | 91.6% | 7.213% | 1.188% | 5.4083 | 0 | 0 | 5.4083 | 0 | 4.9215 | 7.5335 | 0.65328 | 4.9215 | 7.5335 | 0.65328 | 5.4615 | 8.3601 | 0.65328 | 4.534% | 0.076308 | 0.072531 | 1563.1261 | 243.3751 | 155.5211 | 1164.2298 | 1569.9649 | 0 | 0 | 1569.9649 | 0.001135%
2027 | 240 | 240-1148 | Tier-3 | Tier-3---17 | 4--4 | 21 | 100% | 81.4187 | 85.86% | 11.44% | 2.706% | 3.4602 | 0 | 0 | 3.4602 | 0 | 3.1487 | 6.5918 | 0.47767 | 3.1487 | 6.5918 | 0.47767 | 3.4942 | 7.3151 | 0.47767 | 4.25% | 0.037482 | 0.035627 | 2172.1964 | 294.7676 | 257.633 | 1619.7958 | 2188.1967 | 0 | 0 | 2188.1967 | 0.0007263%
2027 | 240 | 240-2004R | Tier-3 | Tier-3---12 | 5--5 | 485 | 100% | 772.9985 | 88.27% | 9.933% | 1.797% | 33.7751 | 0 | 0 | 33.7751 | 0 | 30.7348 | 152.2397 | 0.20188 | 30.7348 | 152.2397 | 0.20188 | 34.107 | 168.9431 | 0.20188 | 4.369% | 0.095775 | 0.091035 | 8070.9504 | 1314.8813 | 873.0539 | 5883.0151 | 8120.2544 | 0 | 0 | 8120.2544 | 0.007089%
2027 | 240 | 240-2006R | Tier-3 | Tier-3---12 | 4--5 | 263 | 100% | 539.6343 | 93.67% | 5.127% | 1.207% | 25.02 | 0 | 0 | 25.02 | 0 | 22.7679 | 82.5547 | 0.27579 | 22.7679 | 82.5547 | 0.27579 | 25.2659 | 91.6124 | 0.27579 | 4.636% | 0.06999 | 0.066526 | 7710.1411 | 1171.5655 | 451.3222 | 6087.2534 | 7735.573 | 0 | 0 | 7735.573 | 0.005252%
2027 | 240 | 240-2032R | Tier-3 | Tier-3---12 | 5--5 | 164 | 100% | 650.049 | 82.45% | 16.15% | 1.395% | 26.5314 | 0 | 0 | 26.5314 | 0 | 24.1432 | 51.479 | 0.46899 | 24.1432 | 51.479 | 0.46899 | 26.7922 | 57.1271 | 0.46899 | 4.081% | 0.12278 | 0.1167 | 5294.5591 | 720.5691 | 843.0129 | 3730.977 | 5342.9398 | 0 | 0 | 5342.9398 | 0.005569%
2027 | 242 | 242-1426F | Tier-2 | Tier-2---10 | 5--4 | 101 | 100% | 427.3794 | 25.24% | 74.25% | 0.5092% | 5.3405 | 0 | 0 | 5.3405 | 0 | 4.8597 | 31.7035 | 0.15329 | 4.8597 | 31.7035 | 0.15329 | 5.3929 | 35.182 | 0.15329 | 1.25% | 0.10724 | 0.10194 | 3985.1049 | 204.0417 | 2738.8493 | 1042.2139 | 4140.2501 | 0 | 0 | 4140.2501 | 0.001121%
2027 | 246 | 246-34R | Tier-3 | Tier-3---12 | 4--5 | 389 | 100% | 673.2377 | 73.17% | 25.57% | 1.264% | 24.3835 | 0 | 0 | 24.3835 | 0 | 22.1887 | 122.1057 | 0.18172 | 22.1887 | 122.1057 | 0.18172 | 24.6232 | 135.5028 | 0.18172 | 3.622% | 0.070488 | 0.066999 | 9551.097 | 1283.5559 | 2416.0529 | 5851.4883 | 9684.5582 | 0 | 0 | 9684.5582 | 0.005118%
2027 | 247 | 247-46 | Tier-3 | Tier-3---16 | 4--5 | 74 | 100% | 297.9922 | 66.6% | 32.06% | 1.34% | 9.8236 | 0 | 0 | 9.8236 | 0 | 8.9393 | 23.2283 | 0.38485 | 8.9393 | 23.2283 | 0.38485 | 9.9201 | 25.7769 | 0.38485 | 3.297% | 0.045228 | 0.04299 | 6588.6081 | 720.5327 | 2027.5414 | 3840.534 | 6703.2179 | 0 | 0 | 6703.2179 | 0.002062%
2027 | 247 | 247-48 | Tier-2 | Tier-2---16 | 3--3 | 6 | 100% | 19.6012 | 90.45% | 8.053% | 1.494% | 0.87763 | 0 | 0 | 0.87763 | 0 | 0.79863 | 1.8834 | 0.42404 | 0.79863 | 1.8834 | 0.42404 | 0.88626 | 2.09 | 0.42404 | 4.477% | 0.026216 | 0.024918 | 747.6923 | 111.2463 | 59.7602 | 576.6859 | 751.4096 | 0 | 0 | 751.4096 | 0.0001842%
2027 | 249 | 249-24R | Tier-3 | Tier-3---12 | 5--5 | 299 | 100% | 678.7483 | 77.57% | 20.95% | 1.472% | 26.063 | 0 | 0 | 26.063 | 0 | 23.717 | 93.855 | 0.2527 | 23.717 | 93.855 | 0.2527 | 26.3192 | 104.1525 | 0.2527 | 3.84% | 0.10094 | 0.09594 | 6724.4875 | 983.1026 | 1380.1319 | 4361.253 | 6803.0261 | 0 | 0 | 6803.0261 | 0.005471%
2027 | 283 | 283-55R | Tier-3 | Tier-3---9 | 5--5 | 47 | 100% | 691.0798 | 89.15% | 10.28% | 0.5685% | 30.4985 | 0 | 0 | 30.4985 | 0 | 27.7532 | 14.7531 | 1.8812 | 27.7532 | 14.7531 | 1.8812 | 30.7982 | 16.3718 | 1.8812 | 4.413% | 0.20157 | 0.19159 | 3428.458 | 524.1491 | 347.4063 | 2556.9026 | 3447.8217 | 0 | 0 | 3447.8217 | 0.006402%
2027 | 283 | 283-71F | Tier-3 | Tier-3---13 | 5--4 | 101 | 100% | 488.2766 | 50.8% | 48.52% | 0.6792% | 12.2794 | 0 | 0 | 12.2794 | 0 | 11.1741 | 31.7035 | 0.35246 | 11.1741 | 31.7035 | 0.35246 | 12.4001 | 35.182 | 0.35246 | 2.515% | 0.19011 | 0.1807 | 2568.3277 | 217.0861 | 1132.2268 | 1219.0148 | 2634.1276 | 0 | 0 | 2634.1276 | 0.002577%
2027 | 288 | 288-149R | Tier-2 | Tier-2---12 | 3--5 | 1 | 100% | 110.4011 | 75.76% | 21.09% | 3.152% | 4.1401 | 0 | 0 | 4.1401 | 0 | 3.7674 | 0.3139 | 12.0021 | 3.7674 | 0.3139 | 12.0021 | 4.1808 | 0.34834 | 12.0021 | 3.75% | 0.02124 | 0.020188 | 5197.889 | 630.048 | 1286.7386 | 3281.1025 | 5263.511 | 0 | 0 | 5263.511 | 0.000869%
2027 | 288 | 288-2375R | Tier-2 | Tier-2---19 | 2--4 | 2 | 100% | 8.0662 | 91.05% | 6.346% | 2.603% | 0.36354 | 0 | 0 | 0.36354 | 0 | 0.33082 | 0.62779 | 0.52695 | 0.33082 | 0.62779 | 0.52695 | 0.36711 | 0.69667 | 0.52695 | 4.507% | 0.0067116 | 0.0063794 | 1201.8253 | 174.6812 | 136.8966 | 890.2475 | 1207.4267 | 0 | 0 | 1207.4267 | 7.631e-05%
2027 | 288 | 288-2380F | Tier-2 | Tier-2---12 | 4--5 | 215 | 100% | 114.0664 | 66.42% | 32.7% | 0.8812% | 3.7504 | 0 | 0 | 3.7504 | 0 | 3.4128 | 67.4877 | 0.050569 | 3.4128 | 67.4877 | 0.050569 | 3.7872 | 74.8923 | 0.050569 | 3.288% | 0.030344 | 0.028842 | 3759.1098 | 411.8777 | 1165.9601 | 2181.2719 | 3824.8446 | 0 | 0 | 3824.8446 | 0.0007872%
2027 | 296 | 296-68F | Tier-2 | Tier-2---21 | 1--2 | 22 | 100% | 1.8827 | 64.81% | 0% | 35.19% | 0.060402 | 0 | 0 | 0.060402 | 0 | 0.054965 | 6.9057 | 0.0079594 | 0.054965 | 6.9057 | 0.0079594 | 0.060996 | 7.6634 | 0.0079594 | 3.208% | 0.0027146 | 0.0025802 | 693.5578 | 98.2554 | 297.2044 | 298.098 | 706.2671 | 0 | 0 | 706.2671 | 1.268e-05%
2027 | 300 | 300-483F | Tier-2 | Tier-2---12 | 3--5 | 2 | 100% | 101.1563 | 97.7% | 0% | 2.297% | 4.8922 | 0 | 0 | 4.8922 | 0 | 4.4519 | 0.62779 | 7.0913 | 4.4519 | 0.62779 | 7.0913 | 4.9403 | 0.69667 | 7.0913 | 4.836% | 0.018397 | 0.017486 | 5498.5218 | 994.0131 | 114.7317 | 4389.777 | 5505.0994 | 0 | 0 | 5505.0994 | 0.001027%
2027 | 300 | 300-484F | Tier-2 | Tier-2---9 | 4--5 | 169 | 100% | 230.1484 | 75.7% | 22.04% | 2.261% | 8.6234 | 0 | 0 | 8.6234 | 0 | 7.8472 | 53.0485 | 0.14793 | 7.8472 | 53.0485 | 0.14793 | 8.7082 | 58.8688 | 0.14793 | 3.747% | 0.039922 | 0.037946 | 5764.9522 | 606.5801 | 1692.4173 | 3465.9548 | 5837.922 | 0 | 0 | 5837.922 | 0.00181%
2027 | 307 | 307-1538F | Tier-2 | Tier-2---7 | 5--5 | 110 | 100% | 433.4142 | 51.51% | 48.13% | 0.3587% | 11.0514 | 0 | 0 | 11.0514 | 0 | 10.0567 | 34.5286 | 0.29126 | 10.0567 | 34.5286 | 0.29126 | 11.16 | 38.317 | 0.29126 | 2.55% | 0.10098 | 0.09598 | 4292.1557 | 366.942 | 1865.6861 | 2059.5276 | 4400.5386 | 0 | 0 | 4400.5386 | 0.00232%
2027 | 307 | 307-234R | Tier-2 | Tier-2---4 | 5--5 | 294 | 100% | 684.1346 | 69.69% | 29.83% | 0.4763% | 23.6004 | 0 | 0 | 23.6004 | 0 | 21.476 | 92.2855 | 0.23271 | 21.476 | 92.2855 | 0.23271 | 23.8323 | 102.4109 | 0.23271 | 3.45% | 0.11001 | 0.10456 | 6219.0213 | 711.7212 | 1737.152 | 3770.148 | 6317.1866 | 0 | 0 | 6317.1866 | 0.004954%
2027 | 308 | 308-563AE | Tier-2 | Tier-2---18 | 4--3 | 5 | 100% | 81.5523 | 7.703% | 91.46% | 0.8327% | 0.31095 | 0 | 0 | 0.31095 | 0 | 0.28296 | 1.5695 | 0.18029 | 0.28296 | 1.5695 | 0.18029 | 0.31401 | 1.7417 | 0.18029 | 0.3813% | 0.03316 | 0.031518 | 2459.3887 | 44.7352 | 2075.3977 | 339.2558 | 2577.6026 | 0 | 0 | 2577.6026 | 6.527e-05%
2027 | 311 | 311-1199 | Tier-2 | Tier-2---20 | 3--2 | 13 | 100% | 10.8001 | 28.53% | 67.91% | 3.563% | 0.1525 | 0 | 0 | 0.1525 | 0 | 0.13877 | 4.0807 | 0.034007 | 0.13877 | 4.0807 | 0.034007 | 0.154 | 4.5284 | 0.034007 | 1.412% | 0.018336 | 0.017428 | 589.0165 | 20.3604 | 431.6923 | 136.9639 | 610.9411 | 0 | 0 | 610.9411 | 3.201e-05%
2027 | 311 | 311-43 | Tier-2 | Tier-2---15 | 3--4 | 201 | 100% | 155.2668 | 1.703% | 96.44% | 1.86% | 0.13091 | 0 | 0 | 0.13091 | 0 | 0.11913 | 63.0932 | 0.0018881 | 0.11913 | 63.0932 | 0.0018881 | 0.1322 | 70.0156 | 0.0018881 | 0.08431% | 0.027937 | 0.026554 | 5557.7075 | 11.1328 | 4976.695 | 569.8797 | 5842.211 | 0 | 0 | 5842.211 | 2.748e-05%
2027 | 312 | 312-14F | Tier-2 | Tier-2---14 | 3--4 | 10 | 100% | 197.5178 | 0.1105% | 99.63% | 0.2595% | 0.0108 | 0 | 0 | 0.0108 | 0 | 0.009828 | 3.139 | 0.003131 | 0.009828 | 3.139 | 0.003131 | 0.010906 | 3.4834 | 0.003131 | 0.005468% | 0.018868 | 0.017934 | 10468.4008 | 14.5481 | 9413.1367 | 1040.7161 | 11012.9704 | 0 | 0 | 11012.9704 | 2.267e-06%
2027 | 315 | 315-485AE | Tier-2 | Tier-2---14 | 2--5 | 149 | 100% | 44.4978 | 97.71% | 0% | 2.29% | 2.1522 | 0 | 0 | 2.1522 | 0 | 1.9585 | 46.7705 | 0.041874 | 1.9585 | 46.7705 | 0.041874 | 2.1733 | 51.9021 | 0.041874 | 4.837% | 0.00637 | 0.0060547 | 6985.5251 | 2468.7203 | 170.1118 | 4346.6929 | 6993.857 | 0 | 0 | 6993.857 | 0.0004517%
2027 | 350 | 350-2182R | Tier-2 | Tier-2---13 | 4--3 | 2 | 100% | 36.1393 | 94.02% | 5.411% | 0.5649% | 1.682 | 0 | 0 | 1.682 | 0 | 1.5306 | 0.62779 | 2.438 | 1.5306 | 0.62779 | 2.438 | 1.6985 | 0.69667 | 2.438 | 4.654% | 0.068991 | 0.065576 | 523.8262 | 80.2912 | 27.7458 | 415.7892 | 525.4565 | 0 | 0 | 525.4565 | 0.000353%
2027 | 350 | 350-2188R | Tier-2 | Tier-2---5 | 5--5 | 975 | 100% | 752.4795 | 78.87% | 19.12% | 2.014% | 29.3759 | 0 | 0 | 29.3759 | 0 | 26.7316 | 306.0489 | 0.087344 | 26.7316 | 306.0489 | 0.087344 | 29.6646 | 339.6278 | 0.087344 | 3.904% | 0.15121 | 0.14373 | 4976.3874 | 631.9786 | 954.5279 | 3389.8809 | 5031.1577 | 0 | 0 | 5031.1577 | 0.006166%
2027 | 350 | 350-2192R | Tier-2 | Tier-2---2 | 5--5 | 827 | 100% | 2025.3012 | 87.53% | 11.37% | 1.097% | 87.7486 | 0 | 0 | 87.7486 | 0 | 79.8501 | 259.5922 | 0.3076 | 79.8501 | 259.5922 | 0.3076 | 88.611 | 288.0741 | 0.3076 | 4.333% | 0.18928 | 0.17991 | 10700.2197 | 1640.6573 | 1261.0201 | 7798.5423 | 10769.7208 | 0 | 0 | 10769.7208 | 0.01842%
2027 | 350 | 350-2196R | Tier-2 | Tier-2---5 | 5--5 | 961 | 100% | 1111.1446 | 85.23% | 12.69% | 2.072% | 46.8801 | 0 | 0 | 46.8801 | 0 | 42.6603 | 301.6543 | 0.14142 | 42.6603 | 301.6543 | 0.14142 | 47.3409 | 334.7511 | 0.14142 | 4.219% | 0.19915 | 0.18929 | 5579.5197 | 797.1006 | 755.2806 | 4027.1385 | 5622.4251 | 0 | 0 | 5622.4251 | 0.00984%
2027 | 350 | 350-2201R | Tier-3 | Tier-3---4 | 5--5 | 397 | 100% | 1600.0661 | 94.09% | 5.343% | 0.5699% | 74.5202 | 0 | 0 | 74.5202 | 0 | 67.8124 | 124.6168 | 0.54417 | 67.8124 | 124.6168 | 0.54417 | 75.2526 | 138.2895 | 0.54417 | 4.657% | 0.1241 | 0.11796 | 12893.008 | 2307.4254 | 698.8971 | 9886.6855 | 12932.7085 | 0 | 0 | 12932.7085 | 0.01564%
2027 | 350 | 350-41R | Tier-2 | Tier-2---3 | 5--5 | 538 | 100% | 1428.3995 | 91.38% | 7.839% | 0.7806% | 64.611 | 0 | 0 | 64.611 | 0 | 58.7951 | 168.8762 | 0.34816 | 58.7951 | 168.8762 | 0.34816 | 65.246 | 187.4049 | 0.34816 | 4.523% | 0.12896 | 0.12258 | 11076.0411 | 1996.9228 | 1010.9834 | 8068.135 | 11125.7625 | 0 | 0 | 11125.7625 | 0.01356%
2027 | 351 | 351-819R | Tier-2 | Tier-2---1 | 5--5 | 546 | 100% | 2090.3176 | 91.75% | 7.875% | 0.3732% | 94.9359 | 0 | 0 | 94.9359 | 0 | 86.3904 | 171.3874 | 0.50406 | 86.3904 | 171.3874 | 0.50406 | 95.8689 | 190.1916 | 0.50406 | 4.542% | 0.14376 | 0.13664 | 14540.4698 | 3135.0555 | 1103.9508 | 10301.4635 | 14602.9309 | 0 | 0 | 14602.9309 | 0.01993%
2027 | 351 | 351-871R | Tier-3 | Tier-3---6 | 5--5 | 92 | 100% | 781.5367 | 96.92% | 2.713% | 0.3715% | 37.493 | 0 | 0 | 37.493 | 0 | 34.1181 | 28.8785 | 1.1814 | 34.1181 | 28.8785 | 1.1814 | 37.8615 | 32.0469 | 1.1814 | 4.797% | 0.11468 | 0.109 | 6814.8869 | 1079.7555 | 189.4866 | 5545.6448 | 6825.8322 | 0 | 0 | 6825.8322 | 0.00787%
2027 | 352 | 352-27R | Tier-3 | Tier-3---2 | 5--5 | 488 | 100% | 1835.8142 | 93.66% | 5.876% | 0.4611% | 85.1138 | 0 | 0 | 85.1138 | 0 | 77.4524 | 153.1814 | 0.50563 | 77.4524 | 153.1814 | 0.50563 | 85.9503 | 169.9881 | 0.50563 | 4.636% | 0.11814 | 0.11229 | 15539.9427 | 3024.467 | 902.1857 | 11613.29 | 15591.2308 | 0 | 0 | 15591.2308 | 0.01787%
2027 | 353 | 353-1429R | Tier-2 | Tier-2---6 | 5--5 | 319 | 100% | 1003.2846 | 77.44% | 22.07% | 0.495% | 38.4564 | 0 | 0 | 38.4564 | 0 | 34.9948 | 100.1329 | 0.34948 | 34.9948 | 100.1329 | 0.34948 | 38.8343 | 111.1193 | 0.34948 | 3.833% | 0.12141 | 0.1154 | 8263.4579 | 1440.9039 | 1734.7877 | 5087.7663 | 8360.5633 | 0 | 0 | 8360.5633 | 0.008072%
2027 | 353 | 353-593F | Tier-2 | Tier-2---7 | 5--5 | 106 | 100% | 254.848 | 92.09% | 7.347% | 0.5637% | 11.617 | 0 | 0 | 11.617 | 0 | 10.5713 | 33.273 | 0.31772 | 10.5713 | 33.273 | 0.31772 | 11.7312 | 36.9236 | 0.31772 | 4.558% | 0.10537 | 0.10016 | 2418.5368 | 364.9212 | 170.4852 | 1883.1304 | 2428.5005 | 0 | 0 | 2428.5005 | 0.002438%
2027 | 353 | 353-594F | Tier-2 | Tier-2---7 | 5--5 | 24 | 100% | 200.2632 | 99.27% | 0.3225% | 0.4078% | 9.8406 | 0 | 0 | 9.8406 | 0 | 8.9548 | 7.5335 | 1.1887 | 8.9548 | 7.5335 | 1.1887 | 9.9373 | 8.3601 | 1.1887 | 4.914% | 0.10216 | 0.097099 | 1960.3623 | 318.7574 | 13.0779 | 1628.5269 | 1961.1078 | 0 | 0 | 1961.1078 | 0.002066%
2027 | 353 | 353-900F | Tier-2 | Tier-2---8 | 5--5 | 55 | 100% | 371.854 | 40.83% | 58.99% | 0.1797% | 7.5153 | 0 | 0 | 7.5153 | 0 | 6.8388 | 17.2643 | 0.39613 | 6.8388 | 17.2643 | 0.39613 | 7.5892 | 19.1585 | 0.39613 | 2.021% | 0.10085 | 0.09586 | 3687.104 | 250.2733 | 1989.9286 | 1446.9021 | 3800.7218 | 0 | 0 | 3800.7218 | 0.001577%
2027 | 353 | 353-901F | Tier-2 | Tier-2---4 | 5--5 | 46 | 100% | 613.1191 | 58.62% | 41.08% | 0.303% | 17.7913 | 0 | 0 | 17.7913 | 0 | 16.1898 | 14.4392 | 1.1212 | 16.1898 | 14.4392 | 1.1212 | 17.9661 | 16.0235 | 1.1212 | 2.902% | 0.10618 | 0.10093 | 5774.1958 | 681.1246 | 2172.7932 | 2920.278 | 5898.6241 | 0 | 0 | 5898.6241 | 0.003734%
2027 | 353 | 353-902F | Tier-2 | Tier-2---11 | 5--3 | 13 | 100% | 194.7859 | 13.28% | 86.55% | 0.1681% | 1.2803 | 0 | 0 | 1.2803 | 0 | 1.165 | 4.0807 | 0.2855 | 1.165 | 4.0807 | 0.2855 | 1.2929 | 4.5284 | 0.2855 | 0.6573% | 0.098854 | 0.093961 | 1970.4401 | 45.5501 | 1554.0368 | 370.8532 | 2059.4308 | 0 | 0 | 2059.4308 | 0.0002687%
2027 | 353 | 353-904R | Tier-2 | Tier-2---3 | 5--5 | 139 | 100% | 1250.3913 | 94% | 5.586% | 0.417% | 58.1788 | 0 | 0 | 58.1788 | 0 | 52.942 | 43.6316 | 1.2134 | 52.942 | 43.6316 | 1.2134 | 58.7506 | 48.4187 | 1.2134 | 4.653% | 0.12577 | 0.11955 | 9941.809 | 1678.6898 | 757.2282 | 7505.891 | 9972.8894 | 0 | 0 | 9972.8894 | 0.01221%
2027 | 354 | 354-1706R | Tier-2 | Tier-2---1 | 5--5 | 465 | 100% | 2161.9809 | 92.27% | 7.167% | 0.5599% | 98.7488 | 0 | 0 | 98.7488 | 0 | 89.8601 | 145.9618 | 0.61564 | 89.8601 | 145.9618 | 0.61564 | 99.7193 | 161.9764 | 0.61564 | 4.568% | 0.13939 | 0.13249 | 15510.3907 | 2900.5229 | 1230.7208 | 11379.147 | 15572.8049 | 0 | 0 | 15572.8049 | 0.02073%
2027 | 354 | 354-24AE | Tier-2 | Tier-2---4 | 4--5 | 102 | 100% | 742.9911 | 44.89% | 54.76% | 0.3554% | 16.5081 | 0 | 0 | 16.5081 | 0 | 15.0221 | 32.0174 | 0.46919 | 15.0221 | 32.0174 | 0.46919 | 16.6703 | 35.5303 | 0.46919 | 2.222% | 0.080555 | 0.076567 | 9223.4472 | 670.0529 | 4646.9314 | 3906.4629 | 9488.1816 | 0 | 0 | 9488.1816 | 0.003465%
2027 | 355 | 355-41R | Tier-2 | Tier-2---6 | 4--5 | 276 | 100% | 876.3288 | 87.46% | 12.04% | 0.4997% | 37.9373 | 0 | 0 | 37.9373 | 0 | 34.5224 | 86.6354 | 0.39848 | 34.5224 | 86.6354 | 0.39848 | 38.3101 | 96.1408 | 0.39848 | 4.329% | 0.092253 | 0.087687 | 9499.1702 | 1363.9545 | 1082.9983 | 7052.2174 | 9561.2206 | 0 | 0 | 9561.2206 | 0.007963%
2027 | 355 | 355-6R | Tier-2 | Tier-2---7 | 4--5 | 139 | 100% | 466.648 | 28.63% | 71.11% | 0.2566% | 6.6138 | 0 | 0 | 6.6138 | 0 | 6.0185 | 43.6316 | 0.13794 | 6.0185 | 43.6316 | 0.13794 | 6.6788 | 48.4187 | 0.13794 | 1.417% | 0.074333 | 0.070654 | 6277.8037 | 297.3578 | 4112.2061 | 1868.2398 | 6511.1291 | 0 | 0 | 6511.1291 | 0.001388%
2027 | 356 | 356-16R | Tier-2 | Tier-2---4 | 4--5 | 131 | 100% | 692.7279 | 85.74% | 13.66% | 0.5932% | 29.4011 | 0 | 0 | 29.4011 | 0 | 26.7546 | 41.1204 | 0.65064 | 26.7546 | 41.1204 | 0.65064 | 29.6901 | 45.632 | 0.65064 | 4.244% | 0.090754 | 0.086262 | 7633.0284 | 1263.3568 | 1174.8968 | 5194.7749 | 7689.7037 | 0 | 0 | 7689.7037 | 0.006171%
2027 | 356 | 356-19R | Tier-3 | Tier-3---8 | 5--5 | 704 | 100% | 2142.9106 | 83.66% | 15.67% | 0.6694% | 88.7415 | 0 | 0 | 88.7415 | 0 | 80.7536 | 220.983 | 0.36543 | 80.7536 | 220.983 | 0.36543 | 89.6137 | 245.2287 | 0.36543 | 4.141% | 0.16775 | 0.15945 | 12774.1099 | 1993.4622 | 1945.7185 | 8834.9292 | 12882.8117 | 0 | 0 | 12882.8117 | 0.01863%
2027 | 356 | 356-30AE | Tier-3 | Tier-3---6 | 5--5 | 561 | 100% | 1548.5525 | 73.09% | 26.03% | 0.8808% | 56.0222 | 0 | 0 | 56.0222 | 0 | 50.9794 | 176.0958 | 0.2895 | 50.9794 | 176.0958 | 0.2895 | 56.5727 | 195.4166 | 0.2895 | 3.618% | 0.14106 | 0.13408 | 10978.0949 | 1533.3184 | 2733.1665 | 6711.61 | 11131.9717 | 0 | 0 | 11131.9717 | 0.01176%
2027 | 357 | 357-1147R | Tier-2 | Tier-2---10 | 5--4 | 14 | 100% | 122.889 | 90.67% | 8.71% | 0.6166% | 5.5157 | 0 | 0 | 5.5157 | 0 | 5.0192 | 4.3945 | 1.1421 | 5.0192 | 4.3945 | 1.1421 | 5.5699 | 4.8767 | 1.1421 | 4.488% | 0.14287 | 0.1358 | 860.1588 | 128.3592 | 73.5961 | 658.2035 | 864.3366 | 0 | 0 | 864.3366 | 0.001158%
2027 | 357 | 357-1299R | Tier-3 | Tier-3---9 | 5--5 | 7 | 100% | 500.7555 | 96.82% | 2.879% | 0.2981% | 24 | 0 | 0 | 24 | 0 | 21.8397 | 2.1973 | 9.9394 | 21.8397 | 2.1973 | 9.9394 | 24.2359 | 2.4384 | 9.9394 | 4.793% | 0.2409 | 0.22898 | 2078.6481 | 381.924 | 60.0907 | 1636.6334 | 2082.0868 | 0 | 0 | 2082.0868 | 0.005038%
2027 | 357 | 357-2047F | Tier-2 | Tier-2---10 | 5--4 | 1 | 100% | 117.0163 | 66.86% | 32.9% | 0.2354% | 3.8728 | 0 | 0 | 3.8728 | 0 | 3.5242 | 0.3139 | 11.2273 | 3.5242 | 0.3139 | 11.2273 | 3.9109 | 0.34834 | 11.2273 | 3.31% | 0.14128 | 0.13429 | 828.2369 | 91.3768 | 250.8108 | 486.0494 | 842.5305 | 0 | 0 | 842.5305 | 0.0008129%
2027 | 357 | 357-2049F | Tier-3 | Tier-3---8 | 5--5 | 194 | 100% | 1568.933 | 87.25% | 12.44% | 0.3075% | 67.7587 | 0 | 0 | 67.7587 | 0 | 61.6595 | 60.8959 | 1.0125 | 61.6595 | 60.8959 | 1.0125 | 68.4247 | 67.5772 | 1.0125 | 4.319% | 0.18286 | 0.17381 | 8579.8277 | 1438.1344 | 1001.8193 | 6139.874 | 8636.8059 | 0 | 0 | 8636.8059 | 0.01422%
2027 | 357 | 357-45R | Tier-3 | Tier-3---8 | 5--5 | 329 | 100% | 2182.2622 | 79.98% | 19.64% | 0.3802% | 86.3975 | 0 | 0 | 86.3975 | 0 | 78.6206 | 103.2719 | 0.7613 | 78.6206 | 103.2719 | 0.7613 | 87.2466 | 114.6026 | 0.7613 | 3.959% | 0.18538 | 0.1762 | 11771.8449 | 1935.5654 | 2204.1059 | 7632.1736 | 11894.5692 | 0 | 0 | 11894.5692 | 0.01813%
2027 | 357 | 357-50R | Tier-3 | Tier-3---4 | 5--5 | 435 | 100% | 1441.553 | 79.05% | 20.4% | 0.5522% | 56.4096 | 0 | 0 | 56.4096 | 0 | 51.3319 | 136.5449 | 0.37593 | 51.3319 | 136.5449 | 0.37593 | 56.964 | 151.5263 | 0.37593 | 3.913% | 0.14913 | 0.14175 | 9666.6259 | 1487.063 | 1867.4945 | 6312.0683 | 9772.0779 | 0 | 0 | 9772.0779 | 0.01184%
2027 | 357 | 357-750R | Tier-2 | Tier-2---2 | 5--5 | 248 | 100% | 1439.7107 | 82.49% | 17.1% | 0.4096% | 58.7853 | 0 | 0 | 58.7853 | 0 | 53.4938 | 77.8463 | 0.68717 | 53.4938 | 77.8463 | 0.68717 | 59.363 | 86.3874 | 0.68717 | 4.083% | 0.171 | 0.16254 | 8419.2134 | 1423.2143 | 1353.8833 | 5642.1158 | 8495.9978 | 0 | 0 | 8495.9978 | 0.01234%
2027 | 358 | 358-1175F | Tier-2 | Tier-2---11 | 5--3 | 11 | 100% | 71.8528 | 77.22% | 22.39% | 0.388% | 2.7465 | 0 | 0 | 2.7465 | 0 | 2.4992 | 3.4529 | 0.72382 | 2.4992 | 3.4529 | 0.72382 | 2.7734 | 3.8317 | 0.72382 | 3.822% | 0.14195 | 0.13492 | 506.195 | 64.3327 | 105.8745 | 335.9879 | 512.2005 | 0 | 0 | 512.2005 | 0.0005765%
2027 | 358 | 358-33 | Tier-3 | Tier-3---15 | 5--4 | 36 | 100% | 117.3196 | 96.19% | 3.458% | 0.3548% | 5.5859 | 0 | 0 | 5.5859 | 0 | 5.0831 | 11.3003 | 0.44982 | 5.0831 | 11.3003 | 0.44982 | 5.6408 | 12.5401 | 0.44982 | 4.761% | 0.14298 | 0.1359 | 820.5581 | 159.8188 | 30.1137 | 630.6255 | 822.1875 | 0 | 0 | 822.1875 | 0.001172%
2027 | 358 | 358-682F | Tier-3 | Tier-3---3 | 5--5 | 252 | 100% | 3753.9781 | 86.22% | 13.57% | 0.2039% | 160.2214 | 0 | 0 | 160.2214 | 0 | 145.7993 | 79.1019 | 1.8432 | 145.7993 | 79.1019 | 1.8432 | 161.7961 | 87.7807 | 1.8432 | 4.268% | 0.54241 | 0.51556 | 6920.8673 | 1067.6333 | 861.2358 | 4991.9981 | 6970.5225 | 0 | 0 | 6970.5225 | 0.03363%
2027 | 387 | 387-15 | Tier-3 | Tier-3---16 | 4--5 | 14 | 100% | 365.4778 | 57.25% | 41.73% | 1.017% | 10.3576 | 0 | 0 | 10.3576 | 0 | 9.4253 | 4.3945 | 2.1448 | 9.4253 | 4.3945 | 2.1448 | 10.4594 | 4.8767 | 2.1448 | 2.834% | 0.072601 | 0.069007 | 5034.0466 | 537.3079 | 1996.9235 | 2499.8151 | 5146.1153 | 0 | 0 | 5146.1153 | 0.002174%
2027 | 393 | 393-14R | Tier-2 | Tier-2---10 | 5--4 | 22 | 100% | 777.0926 | 5.544% | 94.24% | 0.2191% | 2.1327 | 0 | 0 | 2.1327 | 0 | 1.9407 | 6.9057 | 0.28103 | 1.9407 | 6.9057 | 0.28103 | 2.1536 | 7.6634 | 0.28103 | 0.2744% | 0.10079 | 0.095804 | 7709.7876 | 115.9827 | 6667.436 | 926.369 | 8089.036 | 0 | 0 | 8089.036 | 0.0004476%
2027 | 396 | 396-699R | Tier-2 | Tier-2---5 | 5--5 | 590 | 100% | 888.3486 | 59.21% | 39.34% | 1.447% | 26.0383 | 0 | 0 | 26.0383 | 0 | 23.6945 | 185.1988 | 0.12794 | 23.6945 | 185.1988 | 0.12794 | 26.2942 | 205.5184 | 0.12794 | 2.931% | 0.15664 | 0.14888 | 5671.3841 | 668.179 | 2146.3409 | 2856.8642 | 5791.8474 | 0 | 0 | 5791.8474 | 0.005465%
2027 | 411 | 411-1873R | Tier-2 | Tier-2---7 | 4--5 | 455 | 100% | 340.3229 | 88.45% | 9.585% | 1.967% | 14.8999 | 0 | 0 | 14.8999 | 0 | 13.5587 | 142.8228 | 0.094934 | 13.5587 | 142.8228 | 0.094934 | 15.0463 | 158.493 | 0.094934 | 4.378% | 0.04682 | 0.044503 | 7268.7189 | 1142.008 | 975.4979 | 5151.213 | 7312.4483 | 0 | 0 | 7312.4483 | 0.003128%
2027 | 411 | 411-30R | Tier-3 | Tier-3---6 | 5--5 | 839 | 100% | 1028.3805 | 90.72% | 7.641% | 1.643% | 46.1788 | 0 | 0 | 46.1788 | 0 | 42.0221 | 263.359 | 0.15956 | 42.0221 | 263.359 | 0.15956 | 46.6327 | 292.2541 | 0.15956 | 4.49% | 0.10309 | 0.09799 | 9975.2889 | 1901.318 | 929.458 | 7144.5129 | 10023.5186 | 0 | 0 | 10023.5186 | 0.009693%
2027 | 411 | 411-47R | Tier-2 | Tier-2---9 | 4--5 | 3 | 100% | 334.7019 | 84.13% | 13.18% | 2.693% | 13.9384 | 0 | 0 | 13.9384 | 0 | 12.6838 | 0.94169 | 13.4692 | 12.6838 | 0.94169 | 13.4692 | 14.0754 | 1.045 | 13.4692 | 4.164% | 0.063274 | 0.060142 | 5289.7062 | 845.5012 | 1035.5091 | 3408.6958 | 5333.4243 | 0 | 0 | 5333.4243 | 0.002926%
2027 | 434 | 434-301 | Tier-2 | Tier-2---17 | 1--5 | 1 | 100% | 17.5402 | 98.17% | 0% | 1.83% | 0.85235 | 0 | 0 | 0.85235 | 0 | 0.77562 | 0.3139 | 2.471 | 0.77562 | 0.3139 | 2.471 | 0.86072 | 0.34834 | 2.471 | 4.859% | 0.003157 | 0.0030007 | 5555.9717 | 867.4345 | 222.2106 | 4466.3265 | 5561.2679 | 0 | 0 | 5561.2679 | 0.0001789%
2027 | 441 | 441-23R | Tier-3 | Tier-3---11 | 5--4 | 91 | 100% | 647.4088 | 86.44% | 13.14% | 0.4218% | 27.7015 | 0 | 0 | 27.7015 | 0 | 25.208 | 28.5646 | 0.88249 | 25.208 | 28.5646 | 0.88249 | 27.9737 | 31.6986 | 0.88249 | 4.279% | 0.54783 | 0.52071 | 1181.7687 | 148.5478 | 135.1005 | 898.1204 | 1190.1135 | 0 | 0 | 1190.1135 | 0.005815%
2027 | 441 | 441-279R | Tier-3 | Tier-3---18 | 5--2 | 3 | 100% | 161.5568 | 69.39% | 29.65% | 0.9602% | 5.5494 | 0 | 0 | 5.5494 | 0 | 5.0499 | 0.94169 | 5.3626 | 5.0499 | 0.94169 | 5.3626 | 5.6039 | 1.045 | 5.3626 | 3.435% | 0.53527 | 0.50877 | 301.8227 | 28.024 | 73.3421 | 200.4565 | 306.6336 | 0 | 0 | 306.6336 | 0.001165%
2027 | 441 | 441-27R | Tier-3 | Tier-3---9 | 5--4 | 68 | 100% | 878.0372 | 89.43% | 10.14% | 0.4287% | 38.8687 | 0 | 0 | 38.8687 | 0 | 35.37 | 21.3449 | 1.6571 | 35.37 | 21.3449 | 1.6571 | 39.2507 | 23.6869 | 1.6571 | 4.427% | 0.55752 | 0.52992 | 1574.8947 | 207.3126 | 146.5629 | 1221.0192 | 1583.5641 | 0 | 0 | 1583.5641 | 0.008159%
2027 | 441 | 441-30R | Tier-3 | Tier-3---9 | 5--4 | 20 | 100% | 950.7549 | 92.15% | 7.507% | 0.3471% | 43.3661 | 0 | 0 | 43.3661 | 0 | 39.4625 | 6.2779 | 6.2859 | 39.4625 | 6.2779 | 6.2859 | 43.7923 | 6.9667 | 6.2859 | 4.561% | 0.55519 | 0.52771 | 1712.4757 | 231.3815 | 120.1168 | 1360.9775 | 1719.4801 | 0 | 0 | 1719.4801 | 0.009103%
2027 | 442 | 442-16R | Tier-3 | Tier-3---14 | 5--3 | 358 | 100% | 453.4046 | 84.5% | 14% | 1.497% | 18.9645 | 0 | 0 | 18.9645 | 0 | 17.2574 | 112.3749 | 0.15357 | 17.2574 | 112.3749 | 0.15357 | 19.1508 | 124.7044 | 0.15357 | 4.183% | 0.45792 | 0.43525 | 990.1415 | 105.6368 | 130.7729 | 753.7318 | 998.1347 | 0 | 0 | 998.1347 | 0.003981%
2027 | 442 | 442-46R | Tier-3 | Tier-3---19 | 5--1 | 28 | 100% | 85.0858 | 0.5117% | 99.4% | 0.08534% | 0.021553 | 0 | 0 | 0.021553 | 0 | 0.019613 | 8.7891 | 0.0022315 | 0.019613 | 8.7891 | 0.0022315 | 0.021765 | 9.7534 | 0.0022315 | 0.02533% | 0.35092 | 0.33355 | 242.465 | 0.40496 | 218.5335 | 23.5266 | 255.0274 | 0 | 0 | 255.0274 | 4.524e-06%
2027 | 442 | 442-509R | Tier-3 | Tier-3---15 | 5--3 | 37 | 100% | 278.3023 | 54.83% | 44.11% | 1.062% | 7.5527 | 0 | 0 | 7.5527 | 0 | 6.8729 | 11.6142 | 0.59177 | 6.8729 | 11.6142 | 0.59177 | 7.6269 | 12.8884 | 0.59177 | 2.714% | 0.36954 | 0.35125 | 753.0994 | 59.1542 | 305.0958 | 388.8494 | 770.8168 | 0 | 0 | 770.8168 | 0.001585%
2027 | 442 | 442-525 | Tier-3 | Tier-3---18 | 5--2 | 17 | 100% | 299.6774 | 27.82% | 71.36% | 0.8189% | 4.1268 | 0 | 0 | 4.1268 | 0 | 3.7553 | 5.3362 | 0.70374 | 3.7553 | 5.3362 | 0.70374 | 4.1673 | 5.9217 | 0.70374 | 1.377% | 0.36155 | 0.34365 | 828.8663 | 34.3592 | 535.1133 | 259.3938 | 860.0234 | 0 | 0 | 860.0234 | 0.0008662%
2027 | 442 | 442-728R | Tier-3 | Tier-3---5 | 5--5 | 558 | 100% | 2907.2477 | 55.16% | 44.36% | 0.4825% | 79.3812 | 0 | 0 | 79.3812 | 0 | 72.2358 | 175.1541 | 0.41241 | 72.2358 | 175.1541 | 0.41241 | 80.1613 | 194.3716 | 0.41241 | 2.73% | 0.35802 | 0.3403 | 8120.3954 | 853.7381 | 3313.1015 | 3953.5558 | 8310.0172 | 0 | 0 | 8310.0172 | 0.01666%
2027 | 442 | 442-758F | Tier-3 | Tier-3---18 | 5--2 | 9 | 100% | 96.5341 | 94% | 5.101% | 0.8948% | 4.4919 | 0 | 0 | 4.4919 | 0 | 4.0876 | 2.8251 | 1.4469 | 4.0876 | 2.8251 | 1.4469 | 4.5361 | 3.135 | 1.4469 | 4.653% | 0.35119 | 0.3338 | 274.8807 | 37.0629 | 13.3172 | 224.5005 | 275.739 | 0 | 0 | 275.739 | 0.0009429%
2027 | 442 | 442-764R | Tier-3 | Tier-3---18 | 5--2 | 29 | 100% | 133.0317 | 69.69% | 29.04% | 1.271% | 4.5888 | 0 | 0 | 4.5888 | 0 | 4.1758 | 9.103 | 0.45872 | 4.1758 | 9.103 | 0.45872 | 4.6339 | 10.1018 | 0.45872 | 3.449% | 0.35448 | 0.33694 | 375.2846 | 31.8241 | 102.8444 | 240.6162 | 381.2093 | 0 | 0 | 381.2093 | 0.0009632%
2027 | 442 | 442-780 | Tier-3 | Tier-3---19 | 5--1 | 7 | 100% | 89.5952 | 24.38% | 74.86% | 0.754% | 1.0813 | 0 | 0 | 1.0813 | 0 | 0.98398 | 2.1973 | 0.44782 | 0.98398 | 2.1973 | 0.44782 | 1.0919 | 2.4384 | 0.44782 | 1.207% | 0.34601 | 0.32888 | 258.9415 | 9.1784 | 175.8129 | 73.9502 | 269.1388 | 0 | 0 | 269.1388 | 0.000227%
2027 | 444 | 444-43R | Tier-2 | Tier-2---5 | 5--5 | 16 | 100% | 962.2981 | 91.92% | 6.922% | 1.16% | 43.7843 | 0 | 0 | 43.7843 | 0 | 39.8432 | 5.0223 | 7.9332 | 39.8432 | 5.0223 | 7.9332 | 44.2147 | 5.5734 | 7.9332 | 4.55% | 0.2124 | 0.20189 | 4530.5338 | 537.4714 | 429.3017 | 3563.7607 | 4549.6008 | 0 | 0 | 4549.6008 | 0.00919%
2027 | 444 | 444-9R | Tier-2 | Tier-2---11 | 5--3 | 219 | 100% | 323.6995 | 49.46% | 48.19% | 2.343% | 7.9256 | 0 | 0 | 7.9256 | 0 | 7.2122 | 68.7433 | 0.10491 | 7.2122 | 68.7433 | 0.10491 | 8.0035 | 76.2856 | 0.10491 | 2.448% | 0.1488 | 0.14143 | 2175.4322 | 138.2481 | 1034.3801 | 1002.804 | 2232.6859 | 0 | 0 | 2232.6859 | 0.001664%
2027 | 445 | 445-1311R | Tier-3 | Tier-3---5 | 5--5 | 202 | 100% | 2047.0117 | 76.8% | 22.84% | 0.359% | 77.8189 | 0 | 0 | 77.8189 | 0 | 70.8141 | 63.407 | 1.1168 | 70.8141 | 63.407 | 1.1168 | 78.5837 | 70.3639 | 1.1168 | 3.802% | 0.53792 | 0.51129 | 3805.4061 | 462.3517 | 801.0027 | 2542.0517 | 3851.3839 | 0 | 0 | 3851.3839 | 0.01633%
2027 | 445 | 445-1325F | Tier-2 | Tier-2---2 | 5--4 | 55 | 100% | 1447.5424 | 80.92% | 18.64% | 0.4376% | 57.9841 | 0 | 0 | 57.9841 | 0 | 52.7648 | 17.2643 | 3.0563 | 52.7648 | 17.2643 | 3.0563 | 58.554 | 19.1585 | 3.0563 | 4.006% | 0.57356 | 0.54517 | 2523.7784 | 315.2588 | 429.2208 | 1779.2988 | 2548.8517 | 0 | 0 | 2548.8517 | 0.01217%
2027 | 445 | 445-17R | Tier-2 | Tier-2---8 | 5--3 | 33 | 100% | 440.7591 | 59.87% | 39.69% | 0.4369% | 13.0625 | 0 | 0 | 13.0625 | 0 | 11.8867 | 10.3586 | 1.1475 | 11.8867 | 10.3586 | 1.1475 | 13.1909 | 11.4951 | 1.1475 | 2.964% | 0.53426 | 0.50782 | 824.9822 | 74.1046 | 294.4492 | 456.4284 | 842.2227 | 0 | 0 | 842.2227 | 0.002742%
2027 | 445 | 445-18R | Tier-2 | Tier-2---2 | 5--5 | 211 | 100% | 2423.1968 | 81.52% | 17.92% | 0.5628% | 97.7815 | 0 | 0 | 97.7815 | 0 | 88.9798 | 66.2321 | 1.3435 | 88.9798 | 66.2321 | 1.3435 | 98.7425 | 73.4989 | 1.3435 | 4.035% | 0.6048 | 0.57486 | 4006.6402 | 487.3751 | 662.1707 | 2857.0944 | 4045.2006 | 0 | 0 | 4045.2006 | 0.02052%
2027 | 445 | 445-19R | Tier-2 | Tier-2---8 | 5--3 | 16 | 100% | 654.5269 | 59.7% | 39.33% | 0.9775% | 19.3409 | 0 | 0 | 19.3409 | 0 | 17.5999 | 5.0223 | 3.5043 | 17.5999 | 5.0223 | 3.5043 | 19.5309 | 5.5734 | 3.5043 | 2.955% | 0.56527 | 0.53729 | 1157.9013 | 92.6902 | 418.9958 | 646.2153 | 1182.2052 | 0 | 0 | 1182.2052 | 0.00406%
2027 | 445 | 445-39R | Tier-2 | Tier-2---5 | 5--4 | 52 | 100% | 1104.2716 | 59.42% | 40.16% | 0.4235% | 32.4803 | 0 | 0 | 32.4803 | 0 | 29.5566 | 16.3226 | 1.8108 | 29.5566 | 16.3226 | 1.8108 | 32.7995 | 18.1135 | 1.8108 | 2.941% | 0.48997 | 0.46571 | 2253.7709 | 194.1003 | 866.8973 | 1192.7734 | 2301.3993 | 0 | 0 | 2301.3993 | 0.006818%
2027 | 445 | 445-894R | Tier-2 | Tier-2---5 | 5--4 | 29 | 100% | 1498.1966 | 65.73% | 33.21% | 1.065% | 48.7442 | 0 | 0 | 48.7442 | 0 | 44.3565 | 9.103 | 4.8727 | 44.3565 | 9.103 | 4.8727 | 49.2232 | 10.1018 | 4.8727 | 3.254% | 0.63526 | 0.60381 | 2358.411 | 194.1011 | 729.7847 | 1434.5253 | 2400.5046 | 0 | 0 | 2400.5046 | 0.01023%
2027 | 445 | 445-897R | Tier-2 | Tier-2---10 | 5--3 | 2 | 100% | 278.2745 | 86.91% | 12.87% | 0.2201% | 11.9717 | 0 | 0 | 11.9717 | 0 | 10.8941 | 0.62779 | 17.353 | 10.8941 | 0.62779 | 17.353 | 12.0894 | 0.69667 | 17.353 | 4.302% | 0.75637 | 0.71893 | 367.9091 | 46.7882 | 51.285 | 269.8359 | 370.4168 | 0 | 0 | 370.4168 | 0.002513%
2027 | 448 | 448-1234R | Tier-3 | Tier-3---15 | 5--3 | 1 | 100% | 246.005 | 87.44% | 11.91% | 0.6491% | 10.6477 | 0 | 0 | 10.6477 | 0 | 9.6892 | 0.3139 | 30.8676 | 9.6892 | 0.3139 | 30.8676 | 10.7523 | 0.34834 | 30.8676 | 4.328% | 0.62101 | 0.59027 | 396.1396 | 50.2628 | 45.6467 | 300.2301 | 398.731 | 0 | 0 | 398.731 | 0.002235%
2027 | 448 | 448-47R | Tier-3 | Tier-3---14 | 5--3 | 56 | 100% | 687.0853 | 69.92% | 29.31% | 0.7656% | 23.7813 | 0 | 0 | 23.7813 | 0 | 21.6406 | 17.5782 | 1.2311 | 21.6406 | 17.5782 | 1.2311 | 24.015 | 19.5068 | 1.2311 | 3.461% | 0.62882 | 0.59769 | 1092.6575 | 111.5426 | 295.153 | 685.9619 | 1109.7723 | 0 | 0 | 1109.7723 | 0.004992%
2027 | 448 | 448-714R | Tier-3 | Tier-3---14 | 5--3 | 60 | 100% | 1225.9869 | 25.1% | 74.31% | 0.5831% | 15.2336 | 0 | 0 | 15.2336 | 0 | 13.8624 | 18.8338 | 0.73604 | 13.8624 | 18.8338 | 0.73604 | 15.3833 | 20.9002 | 0.73604 | 1.243% | 0.46343 | 0.44049 | 2645.4709 | 92.606 | 1775.6477 | 777.2172 | 2748.6579 | 0 | 0 | 2748.6579 | 0.003198%
2027 | 448 | 448-724R | Tier-3 | Tier-3---18 | 5--2 | 73 | 100% | 255.0047 | 52.43% | 45.5% | 2.066% | 6.6185 | 0 | 0 | 6.6185 | 0 | 6.0227 | 22.9144 | 0.26284 | 6.0227 | 22.9144 | 0.26284 | 6.6835 | 25.4285 | 0.26284 | 2.595% | 0.55035 | 0.52311 | 463.3505 | 25.9997 | 195.8184 | 241.5324 | 474.8286 | 0 | 0 | 474.8286 | 0.001389%
2027 | 448 | 448-735R | Tier-3 | Tier-3---18 | 5--2 | 79 | 100% | 276.9497 | 53.49% | 44.76% | 1.748% | 7.3327 | 0 | 0 | 7.3327 | 0 | 6.6726 | 24.7978 | 0.26908 | 6.6726 | 24.7978 | 0.26908 | 7.4048 | 27.5186 | 0.26908 | 2.648% | 0.54202 | 0.51519 | 510.9626 | 35.205 | 210.0136 | 265.744 | 523.3393 | 0 | 0 | 523.3393 | 0.001539%
2027 | 448 | 448-744R | Tier-3 | Tier-3---7 | 5--5 | 243 | 100% | 2370.1609 | 68.76% | 30.51% | 0.7221% | 80.6754 | 0 | 0 | 80.6754 | 0 | 73.4135 | 76.2768 | 0.96246 | 73.4135 | 76.2768 | 0.96246 | 81.4683 | 84.6457 | 0.96246 | 3.404% | 0.49442 | 0.46994 | 4793.8402 | 492.7082 | 1356.6651 | 2944.4669 | 4871.823 | 0 | 0 | 4871.823 | 0.01693%
2027 | 448 | 448-9R | Tier-3 | Tier-3---9 | 5--4 | 119 | 100% | 1381.6742 | 73.74% | 25.5% | 0.7592% | 50.4329 | 0 | 0 | 50.4329 | 0 | 45.8932 | 37.3537 | 1.2286 | 45.8932 | 37.3537 | 1.2286 | 50.9285 | 41.452 | 1.2286 | 3.65% | 0.54394 | 0.51701 | 2540.1235 | 273.4783 | 621.4078 | 1645.2374 | 2574.8613 | 0 | 0 | 2574.8613 | 0.01059%
2027 | 449 | 449-13R | Tier-3 | Tier-3---7 | 5--5 | 495 | 100% | 1663.2464 | 62.39% | 36.97% | 0.6428% | 51.3669 | 0 | 0 | 51.3669 | 0 | 46.7432 | 155.3787 | 0.30083 | 46.7432 | 155.3787 | 0.30083 | 51.8717 | 172.4264 | 0.30083 | 3.088% | 0.28234 | 0.26837 | 5890.9135 | 610.6402 | 2022.1047 | 3258.1686 | 6006.2928 | 0 | 0 | 6006.2928 | 0.01078%
2027 | 449 | 449-16R | Tier-3 | Tier-3---15 | 5--4 | 14 | 100% | 266.6482 | 83.41% | 16.04% | 0.5501% | 11.0087 | 0 | 0 | 11.0087 | 0 | 10.0178 | 4.3945 | 2.2796 | 10.0178 | 4.3945 | 2.2796 | 11.1169 | 4.8767 | 2.2796 | 4.129% | 0.23738 | 0.22563 | 1123.2928 | 151.839 | 170.3603 | 801.0935 | 1133.0005 | 0 | 0 | 1133.0005 | 0.002311%
2027 | 449 | 449-683 | Tier-3 | Tier-3---18 | 5--3 | 10 | 100% | 130.3299 | 84.46% | 14.85% | 0.6893% | 5.4491 | 0 | 0 | 5.4491 | 0 | 4.9586 | 3.139 | 1.5797 | 4.9586 | 3.139 | 1.5797 | 5.5026 | 3.4834 | 1.5797 | 4.181% | 0.34581 | 0.32869 | 376.8856 | 45.4714 | 46.4516 | 284.9627 | 379.9349 | 0 | 0 | 379.9349 | 0.001144%
2027 | 449 | 449-693R | Tier-3 | Tier-3---9 | 5--5 | 61 | 100% | 869.7515 | 92.74% | 6.815% | 0.4405% | 39.9289 | 0 | 0 | 39.9289 | 0 | 36.3348 | 19.1477 | 1.8976 | 36.3348 | 19.1477 | 1.8976 | 40.3213 | 21.2485 | 1.8976 | 4.591% | 0.26107 | 0.24815 | 3331.4725 | 480.9166 | 218.7859 | 2631.7699 | 3344.0608 | 0 | 0 | 3344.0608 | 0.008381%
2027 | 449 | 449-6R | Tier-3 | Tier-3---14 | 5--4 | 125 | 100% | 487.7509 | 79.3% | 20.07% | 0.6273% | 19.1465 | 0 | 0 | 19.1465 | 0 | 17.423 | 39.237 | 0.44405 | 17.423 | 39.237 | 0.44405 | 19.3346 | 43.542 | 0.44405 | 3.925% | 0.24779 | 0.23552 | 1968.4202 | 236.5464 | 397.0448 | 1334.829 | 1989.6378 | 0 | 0 | 1989.6378 | 0.004019%
2027 | 450 | 450-1850 | Tier-2 | Tier-2---13 | 4--3 | 49 | 100% | 42.3233 | 80.24% | 18.63% | 1.138% | 1.681 | 0 | 0 | 1.681 | 0 | 1.5296 | 15.3809 | 0.099451 | 1.5296 | 15.3809 | 0.099451 | 1.6975 | 17.0685 | 0.099451 | 3.972% | 0.073712 | 0.070064 | 574.1677 | 75.9334 | 104.2813 | 393.953 | 580.0772 | 0 | 0 | 580.0772 | 0.0003528%
2027 | 450 | 450-1851F | Tier-2 | Tier-2---3 | 5--5 | 257 | 100% | 915.4961 | 93.2% | 6.334% | 0.4614% | 42.2374 | 0 | 0 | 42.2374 | 0 | 38.4355 | 80.6713 | 0.47645 | 38.4355 | 80.6713 | 0.47645 | 42.6526 | 89.5224 | 0.47645 | 4.614% | 0.099477 | 0.094553 | 9203.0933 | 2582.2914 | 565.9601 | 6054.8418 | 9235.6635 | 0 | 0 | 9235.6635 | 0.008866%
2027 | 450 | 450-1853F | Tier-2 | Tier-2---10 | 4--4 | 62 | 100% | 133.4424 | 58.04% | 41.41% | 0.5447% | 3.8339 | 0 | 0 | 3.8339 | 0 | 3.4888 | 19.4616 | 0.17927 | 3.4888 | 19.4616 | 0.17927 | 3.8716 | 21.5968 | 0.17927 | 2.873% | 0.075291 | 0.071564 | 1772.351 | 169.5911 | 681.6123 | 921.1476 | 1811.0782 | 0 | 0 | 1811.0782 | 0.0008047%
2027 | 450 | 450-1854 | Tier-2 | Tier-2---9 | 4--4 | 61 | 100% | 167.8113 | 68.69% | 30.5% | 0.8174% | 5.7056 | 0 | 0 | 5.7056 | 0 | 5.192 | 19.1477 | 0.27116 | 5.192 | 19.1477 | 0.27116 | 5.7617 | 21.2485 | 0.27116 | 3.4% | 0.079085 | 0.07517 | 2121.91 | 277.0369 | 611.709 | 1233.1641 | 2156.5118 | 0 | 0 | 2156.5118 | 0.001198%
2027 | 452 | 452-1403 | Tier-2 | Tier-2---15 | 1--5 | 27 | 100% | 16.9711 | 99.17% | 0% | 0.8269% | 0.83313 | 0 | 0 | 0.83313 | 0 | 0.75813 | 8.4752 | 0.089453 | 0.75813 | 8.4752 | 0.089453 | 0.84131 | 9.4051 | 0.089453 | 4.909% | 0.0007938 | 0.00075451 | 21379.6258 | 3471.6579 | 162.5094 | 17745.4585 | 21388.8328 | 0 | 0 | 21388.8328 | 0.0001749%
2027 | 452 | 452-1405 | Tier-2 | Tier-2---15 | 1--5 | 4 | 100% | 24.9262 | 98.86% | 0% | 1.141% | 1.2198 | 0 | 0 | 1.2198 | 0 | 1.11 | 1.2556 | 0.88403 | 1.11 | 1.2556 | 0.88403 | 1.2318 | 1.3933 | 0.88403 | 4.894% | 0.001513 | 0.0014381 | 16474.6859 | 3100.6815 | 174.1987 | 13199.8057 | 16484.4765 | 0 | 0 | 16484.4765 | 0.000256%
2027 | 452 | 452-38AE | Tier-2 | Tier-2---4 | 2--5 | 175 | 100% | 306.0513 | 99.41% | 0% | 0.595% | 15.0594 | 0 | 0 | 15.0594 | 0 | 13.7039 | 54.9318 | 0.24947 | 13.7039 | 54.9318 | 0.24947 | 15.2074 | 60.9588 | 0.24947 | 4.921% | 0.011395 | 0.010831 | 26857.9154 | 5689.4503 | 153.4079 | 21015.0572 | 26866.2375 | 0 | 0 | 26866.2375 | 0.003161%
2027 | 454 | 454-1814 | Tier-2 | Tier-2---20 | 4--2 | 14 | 100% | 7.1232 | 85.18% | 13.84% | 0.9794% | 0.30033 | 0 | 0 | 0.30033 | 0 | 0.27329 | 4.3945 | 0.06219 | 0.27329 | 4.3945 | 0.06219 | 0.30328 | 4.8767 | 0.06219 | 4.216% | 0.072066 | 0.068499 | 98.8421 | 13.8906 | 13.4536 | 71.498 | 99.6051 | 0 | 0 | 99.6051 | 6.304e-05%
2027 | 454 | 454-48F | Tier-2 | Tier-2---4 | 4--5 | 287 | 100% | 395.265 | 97.43% | 2.166% | 0.3994% | 19.0636 | 0 | 0 | 19.0636 | 0 | 17.3476 | 90.0882 | 0.19256 | 17.3476 | 90.0882 | 0.19256 | 19.2509 | 99.9725 | 0.19256 | 4.823% | 0.085487 | 0.081255 | 4623.6959 | 1485.502 | 103.1361 | 3035.0579 | 4629.8744 | 0 | 0 | 4629.8744 | 0.004001%
2027 | 463 | 463-1229 | Tier-2 | Tier-2---9 | 5--4 | 15 | 100% | 220.9596 | 94% | 3.511% | 2.487% | 10.2815 | 0 | 0 | 10.2815 | 0 | 9.3561 | 4.7084 | 1.9871 | 9.3561 | 4.7084 | 1.9871 | 10.3826 | 5.225 | 1.9871 | 4.653% | 0.096723 | 0.091935 | 2284.4628 | 504.7537 | 115.6932 | 1664.0158 | 2291.5979 | 0 | 0 | 2291.5979 | 0.002158%
2027 | 470 | 470-40AE | Tier-2 | Tier-2---4 | 4--5 | 213 | 100% | 675.3424 | 87.26% | 12.19% | 0.553% | 29.1697 | 0 | 0 | 29.1697 | 0 | 26.5441 | 66.8599 | 0.39701 | 26.5441 | 66.8599 | 0.39701 | 29.4564 | 74.1956 | 0.39701 | 4.319% | 0.091034 | 0.086528 | 7418.573 | 1155.6027 | 850.5498 | 5412.4205 | 7467.8024 | 0 | 0 | 7467.8024 | 0.006123%
2027 | 470 | 470-47R | Tier-3 | Tier-3---2 | 5--5 | 471 | 100% | 2012.6027 | 94.87% | 4.37% | 0.7559% | 94.5174 | 0 | 0 | 94.5174 | 0 | 86.0096 | 147.8451 | 0.58175 | 86.0096 | 147.8451 | 0.58175 | 95.4464 | 164.0664 | 0.58175 | 4.696% | 0.16225 | 0.15422 | 12404.0406 | 2097.9829 | 564.7309 | 9741.3268 | 12437.1512 | 0 | 0 | 12437.1512 | 0.01984%
2027 | 471 | 471-36F | Tier-2 | Tier-2---4 | 4--5 | 15 | 100% | 570.7201 | 63.27% | 36.3% | 0.4365% | 17.8733 | 0 | 0 | 17.8733 | 0 | 16.2645 | 4.7084 | 3.4543 | 16.2645 | 4.7084 | 3.4543 | 18.049 | 5.225 | 3.4543 | 3.132% | 0.093079 | 0.088471 | 6131.5794 | 664.7661 | 2054.2802 | 3412.5332 | 6248.875 | 0 | 0 | 6248.875 | 0.003752%
2027 | 501 | 501-786 | Tier-2 | Tier-2---14 | 2--5 | 90 | 100% | 41.2155 | 98.22% | 0% | 1.777% | 2.0039 | 0 | 0 | 2.0039 | 0 | 1.8235 | 28.2507 | 0.064548 | 1.8235 | 28.2507 | 0.064548 | 2.0236 | 31.3503 | 0.064548 | 4.862% | 0.0050324 | 0.0047833 | 8190.019 | 1322.239 | 139.0981 | 6728.6818 | 8197.5989 | 0 | 0 | 8197.5989 | 0.0004206%
2027 | 504 | 504-2501R | Tier-2 | Tier-2---9 | 3--5 | 31 | 100% | 152.2062 | 97.69% | 0% | 2.311% | 7.3601 | 0 | 0 | 7.3601 | 0 | 6.6976 | 9.7308 | 0.68829 | 6.6976 | 9.7308 | 0.68829 | 7.4324 | 10.7984 | 0.68829 | 4.836% | 0.021593 | 0.020524 | 7048.9974 | 1058.3908 | 620.2842 | 5370.3225 | 7057.4821 | 0 | 0 | 7057.4821 | 0.001545%
2027 | 520 | 520-1045R | Tier-2 | Tier-2---5 | 5--4 | 779 | 100% | 596.734 | 87.03% | 12.08% | 0.8955% | 25.7068 | 0 | 0 | 25.7068 | 0 | 23.3928 | 244.5252 | 0.095666 | 23.3928 | 244.5252 | 0.095666 | 25.9594 | 271.3539 | 0.095666 | 4.308% | 0.26824 | 0.25496 | 2224.662 | 286.7109 | 250.5356 | 1687.4154 | 2239.6901 | 0 | 0 | 2239.6901 | 0.005396%
2027 | 520 | 520-10R | Tier-2 | Tier-2---7 | 4--5 | 148 | 100% | 296.4545 | 90.13% | 8.578% | 1.296% | 13.2256 | 0 | 0 | 13.2256 | 0 | 12.0351 | 46.4566 | 0.25906 | 12.0351 | 46.4566 | 0.25906 | 13.3556 | 51.5538 | 0.25906 | 4.461% | 0.046043 | 0.043764 | 6438.5886 | 1240.5174 | 702.7495 | 4495.3216 | 6471.6962 | 0 | 0 | 6471.6962 | 0.002776%
2027 | 520 | 520-1489R | Tier-2 | Tier-2---8 | 5--5 | 400 | 100% | 662.1633 | 87.36% | 10.91% | 1.733% | 28.6339 | 0 | 0 | 28.6339 | 0 | 26.0565 | 125.5585 | 0.20752 | 26.0565 | 125.5585 | 0.20752 | 28.9153 | 139.3345 | 0.20752 | 4.324% | 0.13822 | 0.13138 | 4790.7448 | 574.961 | 546.3603 | 3669.4236 | 4822.2817 | 0 | 0 | 4822.2817 | 0.00601%
2027 | 520 | 520-1509R | Tier-2 | Tier-2---5 | 5--4 | 745 | 100% | 868.9578 | 72.04% | 26.87% | 1.095% | 30.9848 | 0 | 0 | 30.9848 | 0 | 28.1957 | 233.8527 | 0.12057 | 28.1957 | 233.8527 | 0.12057 | 31.2893 | 259.5105 | 0.12057 | 3.566% | 0.28561 | 0.27147 | 3042.4946 | 331.9166 | 761.5633 | 1949.0147 | 3086.8039 | 0 | 0 | 3086.8039 | 0.006504%
2027 | 520 | 520-1525R | Tier-2 | Tier-2---8 | 5--5 | 290 | 100% | 360.0635 | 92.4% | 6.369% | 1.229% | 16.469 | 0 | 0 | 16.469 | 0 | 14.9866 | 91.0299 | 0.16463 | 14.9866 | 91.0299 | 0.16463 | 16.6309 | 101.0175 | 0.16463 | 4.574% | 0.099044 | 0.094141 | 3635.4035 | 686.7062 | 313.6705 | 2635.0268 | 3649.7874 | 0 | 0 | 3649.7874 | 0.003457%
2027 | 520 | 520-1527R | Tier-3 | Tier-3---7 | 5--5 | 504 | 100% | 1151.6571 | 81.16% | 18.23% | 0.6117% | 46.2645 | 0 | 0 | 46.2645 | 0 | 42.1001 | 158.2037 | 0.26611 | 42.1001 | 158.2037 | 0.26611 | 46.7192 | 175.5615 | 0.26611 | 4.017% | 0.27105 | 0.25763 | 4248.9299 | 642.1047 | 732.0594 | 2874.7658 | 4290.6273 | 0 | 0 | 4290.6273 | 0.009711%
2027 | 520 | 520-1902R | Tier-2 | Tier-2---9 | 4--4 | 258 | 100% | 295.4783 | 43.89% | 53.74% | 2.376% | 6.4191 | 0 | 0 | 6.4191 | 0 | 5.8413 | 80.9852 | 0.072128 | 5.8413 | 80.9852 | 0.072128 | 6.4822 | 89.8708 | 0.072128 | 2.172% | 0.058932 | 0.056015 | 5013.9026 | 463.7784 | 2584.0113 | 1966.1129 | 5160.4189 | 0 | 0 | 5160.4189 | 0.001347%
2027 | 520 | 520-1904 | Tier-3 | Tier-3---13 | 4--5 | 221 | 100% | 381.2363 | 81.21% | 17.45% | 1.344% | 15.3248 | 0 | 0 | 15.3248 | 0 | 13.9453 | 69.3711 | 0.20103 | 13.9453 | 69.3711 | 0.20103 | 15.4754 | 76.9823 | 0.20103 | 4.02% | 0.05278 | 0.050167 | 7223.1755 | 1024.2251 | 1263.1331 | 4935.8173 | 7293.8681 | 0 | 0 | 7293.8681 | 0.003217%
2027 | 520 | 520-22R | Tier-2 | Tier-2---14 | 4--4 | 63 | 100% | 116.9083 | 45.37% | 53.02% | 1.617% | 2.6254 | 0 | 0 | 2.6254 | 0 | 2.3891 | 19.7755 | 0.12081 | 2.3891 | 19.7755 | 0.12081 | 2.6512 | 21.9452 | 0.12081 | 2.246% | 0.036011 | 0.034228 | 3246.4956 | 310.4275 | 1853.8749 | 1082.1932 | 3338.8629 | 0 | 0 | 3338.8629 | 0.0005511%
2027 | 520 | 520-35R | Tier-3 | Tier-3---9 | 5--5 | 657 | 100% | 985.3264 | 82.6% | 16.44% | 0.9544% | 40.2894 | 0 | 0 | 40.2894 | 0 | 36.6628 | 206.2299 | 0.17778 | 36.6628 | 206.2299 | 0.17778 | 40.6854 | 228.8569 | 0.17778 | 4.089% | 0.28544 | 0.27131 | 3451.9467 | 462.7417 | 537.5528 | 2451.6522 | 3483.2179 | 0 | 0 | 3483.2179 | 0.008457%
2027 | 520 | 520-45 | Tier-2 | Tier-2---8 | 5--5 | 231 | 100% | 455.0819 | 89.33% | 9.369% | 1.306% | 20.122 | 0 | 0 | 20.122 | 0 | 18.3108 | 72.51 | 0.25253 | 18.3108 | 72.51 | 0.25253 | 20.3198 | 80.4657 | 0.25253 | 4.422% | 0.10446 | 0.099291 | 4356.4514 | 530.4104 | 403.5927 | 3422.4483 | 4380.6683 | 0 | 0 | 4380.6683 | 0.004224%
2027 | 521 | 521-14R | Tier-3 | Tier-3---5 | 5--5 | 427 | 100% | 1719.0003 | 78.65% | 20.86% | 0.4907% | 66.9215 | 0 | 0 | 66.9215 | 0 | 60.8977 | 134.0337 | 0.45435 | 60.8977 | 134.0337 | 0.45435 | 67.5792 | 148.7396 | 0.45435 | 3.893% | 0.27097 | 0.25755 | 6343.9843 | 812.9811 | 1238.2176 | 4292.7856 | 6414.5291 | 0 | 0 | 6414.5291 | 0.01405%
2027 | 521 | 521-1819R | Tier-2 | Tier-2---9 | 4--5 | 152 | 100% | 223.8855 | 62.17% | 36.25% | 1.574% | 6.8901 | 0 | 0 | 6.8901 | 0 | 6.2699 | 47.7122 | 0.13141 | 6.2699 | 47.7122 | 0.13141 | 6.9578 | 52.9471 | 0.13141 | 3.078% | 0.043667 | 0.041505 | 5127.1322 | 737.124 | 1856.4943 | 2533.514 | 5228.1367 | 0 | 0 | 5228.1367 | 0.001446%
2027 | 521 | 521-1856R | Tier-3 | Tier-3---6 | 5--5 | 356 | 100% | 1212.5663 | 84.9% | 14.39% | 0.7143% | 50.9587 | 0 | 0 | 50.9587 | 0 | 46.3718 | 111.7471 | 0.41497 | 46.3718 | 111.7471 | 0.41497 | 51.4596 | 124.0077 | 0.41497 | 4.203% | 0.15411 | 0.14648 | 7868.3195 | 1087.4875 | 1070.4078 | 5710.4242 | 7930.1938 | 0 | 0 | 7930.1938 | 0.0107%
2027 | 521 | 521-18R | Tier-3 | Tier-3---6 | 4--5 | 268 | 100% | 1129.9866 | 95.19% | 4.09% | 0.7206% | 53.2437 | 0 | 0 | 53.2437 | 0 | 48.451 | 84.1242 | 0.57595 | 48.451 | 84.1242 | 0.57595 | 53.767 | 93.3541 | 0.57595 | 4.712% | 0.071321 | 0.067791 | 15843.6289 | 2470.7432 | 733.9331 | 12638.9526 | 15883.3193 | 0 | 0 | 15883.3193 | 0.01118%
2027 | 521 | 521-27R | Tier-2 | Tier-2---3 | 4--5 | 378 | 100% | 810.4848 | 91.73% | 7.398% | 0.8745% | 36.8002 | 0 | 0 | 36.8002 | 0 | 33.4877 | 118.6528 | 0.28223 | 33.4877 | 118.6528 | 0.28223 | 37.1619 | 131.6711 | 0.28223 | 4.541% | 0.063668 | 0.060516 | 12729.941 | 2154.4423 | 1058.961 | 9516.5377 | 12784.7821 | 0 | 0 | 12784.7821 | 0.007724%
2027 | 521 | 521-32R | Tier-3 | Tier-3---4 | 5--5 | 262 | 100% | 1448.9015 | 94.87% | 4.661% | 0.4687% | 68.0413 | 0 | 0 | 68.0413 | 0 | 61.9166 | 82.2408 | 0.75287 | 61.9166 | 82.2408 | 0.75287 | 68.71 | 91.2641 | 0.75287 | 4.696% | 0.14844 | 0.14109 | 9761.0273 | 1631.7912 | 451.6127 | 7677.6235 | 9787.1056 | 0 | 0 | 9787.1056 | 0.01428%
2027 | 521 | 521-700R | Tier-2 | Tier-2---3 | 4--5 | 549 | 100% | 1225.9943 | 93.19% | 6.054% | 0.7541% | 56.5552 | 0 | 0 | 56.5552 | 0 | 51.4645 | 172.3291 | 0.29864 | 51.4645 | 172.3291 | 0.29864 | 57.111 | 191.2366 | 0.29864 | 4.613% | 0.074421 | 0.070737 | 16473.8564 | 2889.9121 | 1156.3836 | 12427.5607 | 16532.2631 | 0 | 0 | 16532.2631 | 0.01187%
2027 | 522 | 522-34 | Tier-2 | Tier-2---16 | 4--3 | 29 | 100% | 77.0016 | 18.51% | 79.83% | 1.663% | 0.70537 | 0 | 0 | 0.70537 | 0 | 0.64188 | 9.103 | 0.070513 | 0.64188 | 9.103 | 0.070513 | 0.7123 | 10.1018 | 0.070513 | 0.916% | 0.030009 | 0.028524 | 2565.9512 | 64.6552 | 2012.714 | 488.582 | 2674.851 | 0 | 0 | 2674.851 | 0.0001481%
2027 | 522 | 522-36 | Tier-2 | Tier-2---16 | 4--3 | 39 | 100% | 95.5847 | 7.342% | 91.11% | 1.546% | 0.34738 | 0 | 0 | 0.34738 | 0 | 0.31611 | 12.242 | 0.025822 | 0.31611 | 12.242 | 0.025822 | 0.35079 | 13.5851 | 0.025822 | 0.3634% | 0.031092 | 0.029553 | 3074.2923 | 36.1538 | 2591.8703 | 446.2683 | 3222.6404 | 0 | 0 | 3222.6404 | 7.291e-05%
2027 | 522 | 522-38R | Tier-2 | Tier-2---6 | 4--5 | 897 | 100% | 1016.2869 | 80.7% | 18.11% | 1.19% | 40.5981 | 0 | 0 | 40.5981 | 0 | 36.9438 | 281.565 | 0.13121 | 36.9438 | 281.565 | 0.13121 | 40.9971 | 312.4576 | 0.13121 | 3.995% | 0.088602 | 0.084216 | 11470.2225 | 2251.3608 | 2088.2887 | 7130.573 | 11585.4977 | 0 | 0 | 11585.4977 | 0.008522%
2027 | 523 | 523-31AE | Tier-2 | Tier-2---14 | 4--4 | 111 | 100% | 275.1089 | 4.221% | 94.59% | 1.185% | 0.57475 | 0 | 0 | 0.57475 | 0 | 0.52301 | 34.8425 | 0.015011 | 0.52301 | 34.8425 | 0.015011 | 0.5804 | 38.6653 | 0.015011 | 0.2089% | 0.037419 | 0.035567 | 7352.039 | 68.2792 | 6334.1642 | 949.5956 | 7718.7579 | 0 | 0 | 7718.7579 | 0.0001206%
2027 | 524 | 524-1782F | Tier-3 | Tier-3---10 | 4--5 | 119 | 100% | 681.1238 | 98.24% | 0.8976% | 0.8607% | 33.1228 | 0 | 0 | 33.1228 | 0 | 30.1413 | 37.3537 | 0.80692 | 30.1413 | 37.3537 | 0.80692 | 33.4483 | 41.452 | 0.80692 | 4.863% | 0.040404 | 0.038404 | 16857.9136 | 3235.0894 | 389.5202 | 13233.3041 | 16873.3501 | 0 | 0 | 16873.3501 | 0.006953%
2027 | 524 | 524-27R | Tier-3 | Tier-3---4 | 4--5 | 253 | 100% | 1282.5738 | 98.01% | 1.22% | 0.7702% | 62.2241 | 0 | 0 | 62.2241 | 0 | 56.6231 | 79.4158 | 0.713 | 56.6231 | 79.4158 | 0.713 | 62.8356 | 88.1291 | 0.713 | 4.852% | 0.060207 | 0.057227 | 21302.6656 | 4149.5256 | 661.6102 | 16491.5299 | 21324.7409 | 0 | 0 | 21324.7409 | 0.01306%
2027 | 524 | 524-46R | Tier-3 | Tier-3---4 | 5--5 | 241 | 100% | 1602.1034 | 91.53% | 7.997% | 0.4775% | 72.5837 | 0 | 0 | 72.5837 | 0 | 66.0502 | 75.649 | 0.87311 | 66.0502 | 75.649 | 0.87311 | 73.297 | 83.949 | 0.87311 | 4.531% | 0.18916 | 0.17979 | 8469.7554 | 1511.9887 | 676.5843 | 6281.1824 | 8507.1343 | 0 | 0 | 8507.1343 | 0.01524%
2027 | 524 | 524-50R | Tier-3 | Tier-3---7 | 5--5 | 136 | 100% | 1190.6418 | 87% | 12.41% | 0.5904% | 51.273 | 0 | 0 | 51.273 | 0 | 46.6577 | 42.6899 | 1.0929 | 46.6577 | 42.6899 | 1.0929 | 51.7769 | 47.3737 | 1.0929 | 4.306% | 0.18313 | 0.17407 | 6501.4644 | 979.7439 | 766.6075 | 4755.113 | 6545.4915 | 0 | 0 | 6545.4915 | 0.01076%
2027 | 524 | 524-69R | Tier-3 | Tier-3---1 | 5--5 | 592 | 100% | 4619.0742 | 91.74% | 7.782% | 0.477% | 209.7609 | 0 | 0 | 209.7609 | 0 | 190.8796 | 185.8266 | 1.0272 | 190.8796 | 185.8266 | 1.0272 | 211.8224 | 206.2151 | 1.0272 | 4.541% | 0.27264 | 0.25914 | 16942.2754 | 2594.1012 | 1293.4919 | 13054.6823 | 17015.1442 | 0 | 0 | 17015.1442 | 0.04403%
2027 | 540 | 540-241R | Tier-2 | Tier-2---9 | 4--5 | 30 | 100% | 346.6156 | 24.2% | 75.62% | 0.1791% | 4.1527 | 0 | 0 | 4.1527 | 0 | 3.7789 | 9.4169 | 0.40129 | 3.7789 | 9.4169 | 0.40129 | 4.1935 | 10.4501 | 0.40129 | 1.198% | 0.047942 | 0.045568 | 7229.9557 | 274.5689 | 5138.5463 | 1816.8405 | 7515.3456 | 0 | 0 | 7515.3456 | 0.0008717%
2027 | 583 | 583-318F | Tier-1 | Non-HFTD---4 | 2--5 | 1 | 100% | 30.8265 | 97.26% | 0% | 2.742% | 1.4841 | 0 | 0 | 1.4841 | 0 | 1.3505 | 0.3139 | 4.3023 | 1.3505 | 0.3139 | 4.3023 | 1.4987 | 0.34834 | 4.3023 | 4.814% | 0.0076984 | 0.0073173 | 4004.2782 | 928.2214 | 99.7499 | 2976.3069 | 4009.9969 | 0 | 0 | 4009.9969 | 0.0003115%
2027 | 591 | 591-1594R | Tier-2 | Tier-2---12 | 4--4 | 4 | 100% | 96.6888 | 80.68% | 17.2% | 2.123% | 3.8614 | 0 | 0 | 3.8614 | 0 | 3.5138 | 1.2556 | 2.7986 | 3.5138 | 1.2556 | 2.7986 | 3.8994 | 1.3933 | 2.7986 | 3.994% | 0.047196 | 0.04486 | 2048.6739 | 331.857 | 357.6365 | 1359.1804 | 2069.2869 | 0 | 0 | 2069.2869 | 0.0008105%
2027 | 594 | 594-1379F | Tier-2 | Tier-2---17 | 1--5 | 16 | 100% | 10.6264 | 97.33% | 0% | 2.675% | 0.51194 | 0 | 0 | 0.51194 | 0 | 0.46585 | 5.0223 | 0.092756 | 0.46585 | 5.0223 | 0.092756 | 0.51697 | 5.5734 | 0.092756 | 4.818% | 0.0021822 | 0.0020742 | 4869.5729 | 1396.0349 | 121.0441 | 3352.4938 | 4876.3565 | 0 | 0 | 4876.3565 | 0.0001075%
2027 | 597 | 597-595 | Tier-2 | Tier-2---1 | 5--5 | 685 | 100% | 2598.8794 | 68.57% | 30.98% | 0.4453% | 88.2139 | 0 | 0 | 88.2139 | 0 | 80.2734 | 215.019 | 0.37333 | 80.2734 | 215.019 | 0.37333 | 89.0808 | 238.6103 | 0.37333 | 3.394% | 0.15307 | 0.14549 | 16978.8381 | 2723.3618 | 4869.9544 | 9385.5219 | 17256.733 | 0 | 0 | 17256.733 | 0.01852%
2027 | 599 | 599-19R | Tier-2 | Tier-2---1 | 5--5 | 899 | 100% | 2814.0812 | 94.6% | 4.701% | 0.7012% | 131.7718 | 0 | 0 | 131.7718 | 0 | 119.9105 | 282.1928 | 0.42492 | 119.9105 | 282.1928 | 0.42492 | 133.0668 | 313.1543 | 0.42492 | 4.683% | 0.15161 | 0.14411 | 18560.9002 | 2880.2053 | 906.7756 | 14773.9194 | 18613.1195 | 0 | 0 | 18613.1195 | 0.02766%
2027 | 67 | 67-24R | Tier-3 | Tier-3---13 | 5--4 | 188 | 100% | 649.2908 | 74.83% | 23.84% | 1.334% | 24.0487 | 0 | 0 | 24.0487 | 0 | 21.884 | 59.0125 | 0.37084 | 21.884 | 59.0125 | 0.37084 | 24.2851 | 65.4872 | 0.37084 | 3.704% | 0.2194 | 0.20854 | 2959.3576 | 336.0702 | 674.1995 | 1949.088 | 2998.1563 | 0 | 0 | 2998.1563 | 0.005048%
2027 | 67 | 67-34R | Tier-3 | Tier-3---11 | 5--5 | 406 | 100% | 1084.2867 | 76.65% | 22.12% | 1.235% | 41.1379 | 0 | 0 | 41.1379 | 0 | 37.4349 | 127.4419 | 0.29374 | 37.4349 | 127.4419 | 0.29374 | 41.5422 | 141.4245 | 0.29374 | 3.794% | 0.24743 | 0.23519 | 4382.1248 | 535.8218 | 956.7681 | 2889.5349 | 4435.4199 | 0 | 0 | 4435.4199 | 0.008635%
2027 | 67 | 67-37R | Tier-3 | Tier-3---17 | 5--3 | 88 | 100% | 226.6286 | 65.58% | 32.17% | 2.242% | 7.3573 | 0 | 0 | 7.3573 | 0 | 6.6951 | 27.6229 | 0.24237 | 6.6951 | 27.6229 | 0.24237 | 7.4296 | 30.6536 | 0.24237 | 3.246% | 0.20095 | 0.191 | 1127.7881 | 99.8375 | 351.0117 | 676.9389 | 1148.0014 | 0 | 0 | 1148.0014 | 0.001544%
2027 | 67 | 67-45R | Tier-3 | Tier-3---15 | 5--4 | 132 | 100% | 468.8847 | 75.51% | 23.11% | 1.372% | 17.5265 | 0 | 0 | 17.5265 | 0 | 15.9488 | 41.4343 | 0.38492 | 15.9488 | 41.4343 | 0.38492 | 17.6987 | 45.9804 | 0.38492 | 3.738% | 0.20887 | 0.19854 | 2244.8167 | 264.9489 | 495.8782 | 1483.9896 | 2273.443 | 0 | 0 | 2273.443 | 0.003679%
2027 | 73 | 73-1130R | Tier-3 | Tier-3---9 | 5--5 | 54 | 100% | 971.12 | 83.08% | 16.23% | 0.6878% | 39.9363 | 0 | 0 | 39.9363 | 0 | 36.3415 | 16.9504 | 2.144 | 36.3415 | 16.9504 | 2.144 | 40.3288 | 18.8102 | 2.144 | 4.112% | 0.2182 | 0.2074 | 4450.6448 | 608.0965 | 688.9858 | 3153.5625 | 4489.8651 | 0 | 0 | 4489.8651 | 0.008383%
2027 | 73 | 73-1163 | Tier-3 | Tier-3---4 | 5--5 | 293 | 100% | 1861.7789 | 88.41% | 11.22% | 0.3692% | 81.4778 | 0 | 0 | 81.4778 | 0 | 74.1437 | 91.9716 | 0.80616 | 74.1437 | 91.9716 | 0.80616 | 82.2785 | 102.0625 | 0.80616 | 4.376% | 0.22506 | 0.21392 | 8272.2274 | 1229.0974 | 921.3142 | 6121.8157 | 8322.1532 | 0 | 0 | 8322.1532 | 0.0171%
2027 | 73 | 73-1164 | Tier-3 | Tier-3---13 | 5--4 | 134 | 100% | 263.7681 | 87.65% | 11.96% | 0.3908% | 11.4441 | 0 | 0 | 11.4441 | 0 | 10.414 | 42.0621 | 0.24759 | 10.414 | 42.0621 | 0.24759 | 11.5566 | 46.6771 | 0.24759 | 4.339% | 0.18614 | 0.17693 | 1417.02 | 198.6601 | 156.5468 | 1061.8131 | 1426.1334 | 0 | 0 | 1426.1334 | 0.002402%
2027 | 73 | 73-23R | Tier-3 | Tier-3---9 | 5--5 | 32 | 100% | 841.8786 | 89.4% | 10.02% | 0.5825% | 37.2536 | 0 | 0 | 37.2536 | 0 | 33.9003 | 10.0447 | 3.3749 | 33.9003 | 10.0447 | 3.3749 | 37.6197 | 11.1468 | 3.3749 | 4.425% | 0.21349 | 0.20292 | 3943.3878 | 597.9657 | 380.5291 | 2964.893 | 3965.1665 | 0 | 0 | 3965.1665 | 0.00782%
2027 | 73 | 73-678R | Tier-3 | Tier-3---5 | 5--5 | 150 | 100% | 1587.7071 | 88.98% | 10.47% | 0.5476% | 69.9321 | 0 | 0 | 69.9321 | 0 | 63.6373 | 47.0844 | 1.3516 | 63.6373 | 47.0844 | 1.3516 | 70.6194 | 52.2504 | 1.3516 | 4.405% | 0.23776 | 0.22599 | 6677.7947 | 1003.2668 | 681.1886 | 4993.3394 | 6716.1123 | 0 | 0 | 6716.1123 | 0.01468%
2027 | 73 | 73-683R | Tier-3 | Tier-3---7 | 5--5 | 119 | 100% | 1378.6065 | 89.65% | 9.845% | 0.5099% | 61.1747 | 0 | 0 | 61.1747 | 0 | 55.6682 | 37.3537 | 1.4903 | 55.6682 | 37.3537 | 1.4903 | 61.7759 | 41.452 | 1.4903 | 4.437% | 0.22716 | 0.21591 | 6068.9321 | 866.1538 | 585.2944 | 4617.4838 | 6101.6595 | 0 | 0 | 6101.6595 | 0.01284%
2027 | 75 | 75-2257F | Tier-3 | Tier-3---20 | 1--5 | 2 | 100% | 2.5742 | 95.54% | 0% | 4.459% | 0.12174 | 0 | 0 | 0.12174 | 0 | 0.11078 | 0.62779 | 0.17646 | 0.11078 | 0.62779 | 0.17646 | 0.12294 | 0.69667 | 0.17646 | 4.729% | 0.0002804 | 0.00026652 | 9180.3996 | 1426.0853 | 371.877 | 7382.4374 | 9201.7195 | 0 | 0 | 9201.7195 | 2.555e-05%
2027 | 75 | 75-2259F | Tier-3 | Tier-3---12 | 3--5 | 157 | 100% | 362.3539 | 98.06% | 1.201% | 0.7355% | 17.5891 | 0 | 0 | 17.5891 | 0 | 16.0058 | 49.2817 | 0.32478 | 16.0058 | 49.2817 | 0.32478 | 17.762 | 54.6888 | 0.32478 | 4.854% | 0.020337 | 0.019331 | 17817.1226 | 3618.9618 | 323.8838 | 13874.277 | 17835.0947 | 0 | 0 | 17835.0947 | 0.003692%
2027 | 75 | 75-32R | Tier-3 | Tier-3---13 | 3--5 | 53 | 100% | 196.1202 | 96.38% | 2.668% | 0.9512% | 9.3566 | 0 | 0 | 9.3566 | 0 | 8.5144 | 16.6365 | 0.51179 | 8.5144 | 16.6365 | 0.51179 | 9.4485 | 18.4618 | 0.51179 | 4.771% | 0.014781 | 0.01405 | 13268.2222 | 2437.4241 | 453.4454 | 10377.3526 | 13293.2324 | 0 | 0 | 13293.2324 | 0.001964%
2027 | 75 | 75-41 | Tier-3 | Tier-3---13 | 3--5 | 25 | 100% | 232.3508 | 98.84% | 0.3675% | 0.788% | 11.3685 | 0 | 0 | 11.3685 | 0 | 10.3452 | 7.8474 | 1.3183 | 10.3452 | 7.8474 | 1.3183 | 11.4802 | 8.7084 | 1.3183 | 4.893% | 0.0163 | 0.015493 | 14254.8272 | 3156.0323 | 229.2614 | 10869.5335 | 14263.4051 | 0 | 0 | 14263.4051 | 0.002386%
2027 | 75 | 75-996R | Tier-2 | Tier-2---7 | 4--5 | 300 | 100% | 357.2986 | 95.33% | 2.61% | 2.061% | 16.8601 | 0 | 0 | 16.8601 | 0 | 15.3425 | 94.1689 | 0.16292 | 15.3425 | 94.1689 | 0.16292 | 17.0258 | 104.5009 | 0.16292 | 4.719% | 0.043997 | 0.041819 | 8120.9384 | 1655.5756 | 489.8744 | 5975.4884 | 8140.6943 | 0 | 0 | 8140.6943 | 0.003539%
2027 | 78 | 78-26R | Tier-3 | Tier-3---5 | 5--5 | 133 | 100% | 1506.352 | 86.4% | 13.31% | 0.287% | 64.4231 | 0 | 0 | 64.4231 | 0 | 58.6242 | 41.7482 | 1.4042 | 58.6242 | 41.7482 | 1.4042 | 65.0563 | 46.3287 | 1.4042 | 4.277% | 0.34567 | 0.32856 | 4357.7168 | 613.0091 | 539.1725 | 3205.5352 | 4388.5824 | 0 | 0 | 4388.5824 | 0.01352%
2027 | 78 | 78-782R | Tier-3 | Tier-3---7 | 5--5 | 9 | 100% | 610.0389 | 94.37% | 5.437% | 0.1919% | 28.4972 | 0 | 0 | 28.4972 | 0 | 25.9321 | 2.8251 | 9.1793 | 25.9321 | 2.8251 | 9.1793 | 28.7773 | 3.135 | 9.1793 | 4.671% | 0.33808 | 0.32134 | 1804.4347 | 294.1768 | 90.6725 | 1419.5855 | 1809.7241 | 0 | 0 | 1809.7241 | 0.005982%
2027 | 788 | 788-34R | Tier-2 | Tier-2---6 | 5--5 | 236 | 100% | 1602.6496 | 68.44% | 30.89% | 0.6716% | 54.2931 | 0 | 0 | 54.2931 | 0 | 49.406 | 74.0795 | 0.66693 | 49.406 | 74.0795 | 0.66693 | 54.8267 | 82.2074 | 0.66693 | 3.388% | 0.12404 | 0.1179 | 12920.0508 | 2335.3392 | 3828.2096 | 6756.5021 | 13132.4116 | 0 | 0 | 13132.4116 | 0.0114%
2027 | 79 | 79-1215F | Tier-3 | Tier-3---18 | 5--3 | 3 | 100% | 33.4718 | 96.07% | 3.425% | 0.5103% | 1.5917 | 0 | 0 | 1.5917 | 0 | 1.4484 | 0.94169 | 1.5381 | 1.4484 | 0.94169 | 1.5381 | 1.6073 | 1.045 | 1.5381 | 4.755% | 0.1831 | 0.17404 | 182.8036 | 27.7714 | 8.4859 | 146.5463 | 183.1782 | 0 | 0 | 183.1782 | 0.0003341%
2027 | 791 | 791-419F | Tier-2 | Tier-2---5 | 5--5 | 43 | 100% | 638.6863 | 61.95% | 37.46% | 0.5934% | 19.5851 | 0 | 0 | 19.5851 | 0 | 17.8222 | 13.4975 | 1.3204 | 17.8222 | 13.4975 | 1.3204 | 19.7776 | 14.9785 | 1.3204 | 3.066% | 0.11325 | 0.10765 | 5639.4744 | 649.4436 | 1934.52 | 3055.5108 | 5751.2271 | 0 | 0 | 5751.2271 | 0.004111%
2027 | 79 | 79-658R | Tier-3 | Tier-3---5 | 5--5 | 109 | 100% | 1583.1515 | 94.39% | 5.201% | 0.4074% | 73.9712 | 0 | 0 | 73.9712 | 0 | 67.3127 | 34.2147 | 1.9674 | 67.3127 | 34.2147 | 1.9674 | 74.6981 | 37.9687 | 1.9674 | 4.672% | 0.46655 | 0.44346 | 3393.3013 | 536.1336 | 179.2959 | 2677.8718 | 3403.2117 | 0 | 0 | 3403.2117 | 0.01553%
2027 | 79 | 79-660R | Tier-3 | Tier-3---14 | 5--3 | 129 | 100% | 410.2866 | 87.38% | 11.28% | 1.342% | 17.7464 | 0 | 0 | 17.7464 | 0 | 16.149 | 40.4926 | 0.39881 | 16.149 | 40.4926 | 0.39881 | 17.9208 | 44.9354 | 0.39881 | 4.325% | 0.45747 | 0.43483 | 896.8574 | 100.1714 | 108.3483 | 688.3376 | 902.7512 | 0 | 0 | 902.7512 | 0.003725%
2027 | 79 | 79-668R | Tier-3 | Tier-3---15 | 5--3 | 99 | 100% | 744.6976 | 38.65% | 60.41% | 0.9336% | 14.2487 | 0 | 0 | 14.2487 | 0 | 12.9661 | 31.0757 | 0.41724 | 12.9661 | 31.0757 | 0.41724 | 14.3888 | 34.4853 | 0.41724 | 1.913% | 0.43999 | 0.41821 | 1692.5377 | 90.5162 | 925.3729 | 676.6485 | 1746.6107 | 0 | 0 | 1746.6107 | 0.002991%
2027 | 79 | 79-676R | Tier-3 | Tier-3---5 | 5--5 | 62 | 100% | 1054.6802 | 84.57% | 15.17% | 0.2582% | 44.1504 | 0 | 0 | 44.1504 | 0 | 40.1763 | 19.4616 | 2.0644 | 40.1763 | 19.4616 | 2.0644 | 44.5843 | 21.5968 | 2.0644 | 4.186% | 0.38409 | 0.36508 | 2745.9122 | 408.062 | 399.7376 | 1938.1127 | 2767.9795 | 0 | 0 | 2767.9795 | 0.009267%
2027 | 79 | 79-679R | Tier-3 | Tier-3---3 | 5--5 | 47 | 100% | 1892.052 | 89.49% | 10.28% | 0.2308% | 83.8134 | 0 | 0 | 83.8134 | 0 | 76.2691 | 14.7531 | 5.1697 | 76.2691 | 14.7531 | 5.1697 | 84.6372 | 16.3718 | 5.1697 | 4.43% | 0.3939 | 0.3744 | 4803.3522 | 735.2081 | 460.7879 | 3607.3562 | 4829.6424 | 0 | 0 | 4829.6424 | 0.01759%
2027 | 79 | 79-685R | Tier-3 | Tier-3---14 | 5--4 | 9 | 100% | 400.4276 | 96.08% | 3.359% | 0.5615% | 19.044 | 0 | 0 | 19.044 | 0 | 17.3298 | 2.8251 | 6.1343 | 17.3298 | 2.8251 | 6.1343 | 19.2312 | 3.135 | 6.1343 | 4.756% | 0.43155 | 0.41019 | 927.8849 | 128.9201 | 31.6542 | 767.3106 | 929.7795 | 0 | 0 | 929.7795 | 0.003997%
2027 | 79 | 79-714R | Tier-3 | Tier-3---9 | 5--4 | 103 | 100% | 903.7514 | 77.92% | 21.67% | 0.4055% | 34.8589 | 0 | 0 | 34.8589 | 0 | 31.7212 | 32.3313 | 0.98113 | 31.7212 | 32.3313 | 0.98113 | 35.2015 | 35.8786 | 0.98113 | 3.857% | 0.37772 | 0.35902 | 2392.6757 | 300.8376 | 478.1412 | 1613.6969 | 2420.1861 | 0 | 0 | 2420.1861 | 0.007317%
2027 | 79 | 79-785 | Tier-3 | Tier-3---3 | 5--5 | 226 | 100% | 2480.4804 | 78.86% | 20.81% | 0.3308% | 96.8251 | 0 | 0 | 96.8251 | 0 | 88.1095 | 70.9406 | 1.242 | 88.1095 | 70.9406 | 1.242 | 97.7767 | 78.724 | 1.242 | 3.903% | 0.38023 | 0.36141 | 6523.6349 | 955.6486 | 1258.2917 | 4309.6946 | 6595.4614 | 0 | 0 | 6595.4614 | 0.02032%
2027 | 79 | 79-799R | Tier-3 | Tier-3---14 | 5--3 | 5 | 100% | 551.8926 | 84.52% | 14.8% | 0.6835% | 23.0887 | 0 | 0 | 23.0887 | 0 | 21.0104 | 1.5695 | 13.3868 | 21.0104 | 1.5695 | 13.3868 | 23.3156 | 1.7417 | 13.3868 | 4.184% | 0.77068 | 0.73253 | 716.1099 | 80.6305 | 98.909 | 536.5704 | 721.8843 | 0 | 0 | 721.8843 | 0.004846%
2027 | 79 | 79-808R | Tier-3 | Tier-3---3 | 5--5 | 210 | 100% | 2167.6529 | 93.07% | 6.627% | 0.3038% | 99.8623 | 0 | 0 | 99.8623 | 0 | 90.8733 | 65.9182 | 1.3786 | 90.8733 | 65.9182 | 1.3786 | 100.8437 | 73.1506 | 1.3786 | 4.607% | 0.44563 | 0.42357 | 4864.2458 | 733.0646 | 303.7151 | 3827.4661 | 4881.8025 | 0 | 0 | 4881.8025 | 0.02096%
2027 | 799 | 799-504R | Tier-2 | Tier-2---15 | 1--5 | 6 | 100% | 27.7948 | 96.8% | 0% | 3.201% | 1.3318 | 0 | 0 | 1.3318 | 0 | 1.2119 | 1.8834 | 0.64348 | 1.2119 | 1.8834 | 0.64348 | 1.3449 | 2.09 | 0.64348 | 4.792% | 0.0046964 | 0.0044639 | 5918.3199 | 1511.7003 | 676.4165 | 3730.2032 | 5928.185 | 0 | 0 | 5928.185 | 0.0002795%
2027 | 835 | 835-10F | Tier-2 | Tier-2---19 | 1--4 | 27 | 100% | 3.5155 | 95.99% | 0% | 4.014% | 0.16703 | 0 | 0 | 0.16703 | 0 | 0.152 | 8.4752 | 0.017934 | 0.152 | 8.4752 | 0.017934 | 0.16868 | 9.4051 | 0.017934 | 4.751% | 0.0010446 | 0.00099289 | 3365.4208 | 527.6091 | 131.7666 | 2706.0451 | 3372.4555 | 0 | 0 | 3372.4555 | 3.506e-05%
2027 | 835 | 835-11F | Tier-2 | Tier-2---15 | 1--5 | 20 | 100% | 29.5331 | 98.28% | 0% | 1.716% | 1.4368 | 0 | 0 | 1.4368 | 0 | 1.3075 | 6.2779 | 0.20826 | 1.3075 | 6.2779 | 0.20826 | 1.4509 | 6.9667 | 0.20826 | 4.865% | 0.0041866 | 0.0039794 | 7054.2016 | 1691.248 | 112.5867 | 5250.3669 | 7060.5075 | 0 | 0 | 7060.5075 | 0.0003016%
2027 | 835 | 835-35F | Tier-2 | Tier-2---19 | 1--5 | 7 | 100% | 1.702 | 96.24% | 0% | 3.761% | 0.081081 | 0 | 0 | 0.081081 | 0 | 0.073782 | 2.1973 | 0.033579 | 0.073782 | 2.1973 | 0.033579 | 0.081878 | 2.4384 | 0.033579 | 4.764% | 0.0003154 | 0.00029979 | 5396.3575 | 853.3516 | 185.8923 | 4357.1135 | 5406.9276 | 0 | 0 | 5406.9276 | 1.702e-05%
2027 | 840 | 840-308F | Tier-2 | Tier-2---13 | 4--4 | 4 | 100% | 43.5719 | 95.47% | 3.384% | 1.143% | 2.0592 | 0 | 0 | 2.0592 | 0 | 1.8738 | 1.2556 | 1.4924 | 1.8738 | 1.2556 | 1.4924 | 2.0794 | 1.3933 | 1.4924 | 4.726% | 0.063249 | 0.060118 | 688.8919 | 152.3879 | 26.757 | 509.7471 | 690.5159 | 0 | 0 | 690.5159 | 0.0004322%
2027 | 840 | 840-374 | Tier-2 | Tier-2---13 | 4--3 | 95 | 100% | 37.0531 | 79.48% | 17.21% | 3.315% | 1.4577 | 0 | 0 | 1.4577 | 0 | 1.3265 | 29.8201 | 0.044484 | 1.3265 | 29.8201 | 0.044484 | 1.4721 | 33.0919 | 0.044484 | 3.934% | 0.064007 | 0.060838 | 578.893 | 75.1815 | 95.4784 | 408.233 | 585.0798 | 0 | 0 | 585.0798 | 0.000306%
2027 | 859 | 859-42R | Tier-2 | Tier-2---3 | 4--5 | 381 | 100% | 1138.7404 | 98.96% | 0% | 1.04% | 55.7813 | 0 | 0 | 55.7813 | 0 | 50.7603 | 119.5945 | 0.42444 | 50.7603 | 119.5945 | 0.42444 | 56.3296 | 132.7161 | 0.42444 | 4.899% | 0.067132 | 0.063809 | 16962.7575 | 2757.3465 | 237.2903 | 13968.1207 | 16971.9461 | 0 | 0 | 16971.9461 | 0.01171%
2027 | 907 | 907-1562AE | Tier-3 | Tier-3---6 | 4--5 | 124 | 100% | 858.7853 | 77.1% | 22.57% | 0.3293% | 32.7744 | 0 | 0 | 32.7744 | 0 | 29.8243 | 38.9231 | 0.76624 | 29.8243 | 38.9231 | 0.76624 | 33.0965 | 43.1937 | 0.76624 | 3.816% | 0.054867 | 0.052151 | 15652.2427 | 2298.9356 | 3240.4011 | 10112.906 | 15838.9218 | 0 | 0 | 15838.9218 | 0.006879%
2027 | 907 | 907-1602 | Tier-3 | Tier-3---17 | 3--4 | 1 | 100% | 23.6904 | 85.8% | 13.77% | 0.4286% | 1.0061 | 0 | 0 | 1.0061 | 0 | 0.91555 | 0.3139 | 2.9167 | 0.91555 | 0.3139 | 2.9167 | 1.016 | 0.34834 | 2.9167 | 4.247% | 0.018131 | 0.017233 | 1306.6407 | 183.5641 | 147.0644 | 976.0122 | 1316.3056 | 0 | 0 | 1316.3056 | 0.0002112%
2027 | 907 | 907-1702R | Tier-3 | Tier-3---6 | 4--5 | 115 | 100% | 840.6328 | 97.1% | 2.481% | 0.4145% | 40.4066 | 0 | 0 | 40.4066 | 0 | 36.7695 | 36.0981 | 1.0186 | 36.7695 | 36.0981 | 1.0186 | 40.8038 | 40.0587 | 1.0186 | 4.807% | 0.061079 | 0.058055 | 13763.1312 | 2505.9528 | 366.7943 | 10890.3841 | 13783.8819 | 0 | 0 | 13783.8819 | 0.008481%
2027 | 907 | 907-1716R | Tier-3 | Tier-3---2 | 4--5 | 618 | 100% | 2427.1827 | 91.21% | 8.47% | 0.3199% | 109.585 | 0 | 0 | 109.585 | 0 | 99.7208 | 193.9879 | 0.51406 | 99.7208 | 193.9879 | 0.51406 | 110.662 | 215.2718 | 0.51406 | 4.515% | 0.088049 | 0.083691 | 27566.2098 | 5467.7784 | 2289.9071 | 19808.5244 | 27692.3953 | 0 | 0 | 27692.3953 | 0.023%
2027 | 907 | 907-2820R | Tier-3 | Tier-3---10 | 4--5 | 53 | 100% | 535.894 | 99.72% | 0.09292% | 0.1857% | 26.4528 | 0 | 0 | 26.4528 | 0 | 24.0717 | 16.6365 | 1.4469 | 24.0717 | 16.6365 | 1.4469 | 26.7128 | 18.4618 | 1.4469 | 4.936% | 0.082479 | 0.078396 | 6497.3542 | 1341.6962 | 16.6169 | 5139.0411 | 6498.2969 | 0 | 0 | 6498.2969 | 0.005552%
2027 | 908 | 908-1172R | Tier-2 | Tier-2---2 | 5--5 | 451 | 100% | 1737.7755 | 85.15% | 14.43% | 0.419% | 73.2487 | 0 | 0 | 73.2487 | 0 | 66.6554 | 141.5672 | 0.47084 | 66.6554 | 141.5672 | 0.47084 | 73.9686 | 157.0996 | 0.47084 | 4.215% | 0.20692 | 0.19668 | 8398.1993 | 1379.7509 | 1146.2529 | 5872.1954 | 8463.133 | 0 | 0 | 8463.133 | 0.01537%
2027 | 908 | 908-1236 | Tier-2 | Tier-2---2 | 5--5 | 350 | 100% | 1117.3056 | 87.67% | 11.99% | 0.3416% | 48.4882 | 0 | 0 | 48.4882 | 0 | 44.1236 | 109.8637 | 0.40162 | 44.1236 | 109.8637 | 0.40162 | 48.9647 | 121.9177 | 0.40162 | 4.34% | 0.1877 | 0.17841 | 5952.6009 | 1091.9072 | 667.6574 | 4193.0363 | 5990.8188 | 0 | 0 | 5990.8188 | 0.01018%
2027 | 908 | 908-1368R | Tier-2 | Tier-2---5 | 5--5 | 479 | 100% | 991.2216 | 79.39% | 19.4% | 1.209% | 38.9519 | 0 | 0 | 38.9519 | 0 | 35.4457 | 150.3563 | 0.23574 | 35.4457 | 150.3563 | 0.23574 | 39.3347 | 166.8531 | 0.23574 | 3.93% | 0.23644 | 0.22474 | 4192.2079 | 563.5001 | 776.6437 | 2852.0641 | 4237.2091 | 0 | 0 | 4237.2091 | 0.008176%
2027 | 908 | 908-1370R | Tier-2 | Tier-2---8 | 5--4 | 302 | 100% | 321.5186 | 63.48% | 35.24% | 1.285% | 10.1025 | 0 | 0 | 10.1025 | 0 | 9.1931 | 94.7967 | 0.096977 | 9.1931 | 94.7967 | 0.096977 | 10.2018 | 105.1975 | 0.096977 | 3.142% | 0.1878 | 0.17851 | 1711.9863 | 197.0075 | 569.379 | 945.5998 | 1744.5489 | 0 | 0 | 1744.5489 | 0.002121%
2027 | 908 | 908-1372R | Tier-2 | Tier-2---2 | 5--5 | 118 | 100% | 804.0275 | 84.01% | 15.68% | 0.3083% | 33.4346 | 0 | 0 | 33.4346 | 0 | 30.4251 | 37.0398 | 0.82142 | 30.4251 | 37.0398 | 0.82142 | 33.7632 | 41.1037 | 0.82142 | 4.158% | 0.17701 | 0.16825 | 4542.3486 | 816.5914 | 664.0711 | 3061.6861 | 4580.1787 | 0 | 0 | 4580.1787 | 0.007018%
2027 | 908 | 908-2038R | Tier-2 | Tier-2---1 | 5--5 | 313 | 100% | 3761.7346 | 88.11% | 11.56% | 0.3295% | 164.0652 | 0 | 0 | 164.0652 | 0 | 149.2971 | 98.2495 | 1.5196 | 149.2971 | 98.2495 | 1.5196 | 165.6776 | 109.0292 | 1.5196 | 4.361% | 0.23053 | 0.21912 | 16317.5676 | 2905.2613 | 1774.9087 | 11637.3976 | 16418.6104 | 0 | 0 | 16418.6104 | 0.03444%
2027 | 908 | 908-2040 | Tier-2 | Tier-2---5 | 5--5 | 226 | 100% | 697.2725 | 58.64% | 40.83% | 0.5327% | 20.2401 | 0 | 0 | 20.2401 | 0 | 18.4183 | 70.9406 | 0.25963 | 18.4183 | 70.9406 | 0.25963 | 20.4391 | 78.724 | 0.25963 | 2.903% | 0.17929 | 0.17042 | 3888.9985 | 484.676 | 1468.7466 | 1935.576 | 3972.762 | 0 | 0 | 3972.762 | 0.004248%
2027 | 908 | 908-2055F | Tier-3 | Tier-3---2 | 5--5 | 273 | 100% | 2141.2623 | 90.56% | 9.061% | 0.3753% | 95.9903 | 0 | 0 | 95.9903 | 0 | 87.3499 | 85.6937 | 1.0193 | 87.3499 | 85.6937 | 1.0193 | 96.9337 | 95.0958 | 1.0193 | 4.483% | 0.20355 | 0.19347 | 10519.7129 | 1841.0843 | 947.7804 | 7730.8482 | 10571.4113 | 0 | 0 | 10571.4113 | 0.02015%
2027 | 908 | 908-2062F | Tier-2 | Tier-2---16 | 5--2 | 2 | 100% | 16.6415 | 87.19% | 12.22% | 0.5909% | 0.7182 | 0 | 0 | 0.7182 | 0 | 0.65355 | 0.62779 | 1.041 | 0.65355 | 0.62779 | 1.041 | 0.72526 | 0.69667 | 1.041 | 4.316% | 0.16054 | 0.1526 | 103.6572 | 14.5987 | 13.5444 | 75.5142 | 104.3489 | 0 | 0 | 104.3489 | 0.0001508%
2027 | 908 | 908-30 | Tier-2 | Tier-2---10 | 5--4 | 71 | 100% | 139.6838 | 79.37% | 19.74% | 0.8803% | 5.4882 | 0 | 0 | 5.4882 | 0 | 4.9942 | 22.2866 | 0.22409 | 4.9942 | 22.2866 | 0.22409 | 5.5422 | 24.7319 | 0.22409 | 3.929% | 0.16572 | 0.15752 | 842.8699 | 108.2915 | 162.9752 | 571.6032 | 851.9233 | 0 | 0 | 851.9233 | 0.001152%
2027 | 909 | 909-451 | Tier-3 | Tier-3---1 | 5--5 | 434 | 100% | 4745.7108 | 91.73% | 8.003% | 0.272% | 215.4739 | 0 | 0 | 215.4739 | 0 | 196.0783 | 136.231 | 1.4393 | 196.0783 | 136.231 | 1.4393 | 217.5915 | 151.1779 | 1.4393 | 4.54% | 0.31112 | 0.29572 | 15253.5364 | 2448.7202 | 1130.6792 | 11674.137 | 15319.2699 | 0 | 0 | 15319.2699 | 0.04523%
2027 | 909 | 909-453R | Tier-2 | Tier-2---3 | 2--5 | 1 | 100% | 476.0233 | 99.61% | 0% | 0.3866% | 23.4721 | 0 | 0 | 23.4721 | 0 | 21.3593 | 0.3139 | 68.0456 | 21.3593 | 0.3139 | 68.0456 | 23.7027 | 0.34834 | 68.0456 | 4.931% | 0.0097928 | 0.0093081 | 48609.517 | 7840.4908 | 672.9123 | 40096.1139 | 48619.3034 | 0 | 0 | 48619.3034 | 0.004927%
2027 | 909 | 909-805R | Tier-2 | Tier-2---1 | 5--5 | 458 | 100% | 2804.3911 | 91.7% | 7.979% | 0.3181% | 127.2991 | 0 | 0 | 127.2991 | 0 | 115.8404 | 143.7645 | 0.80577 | 115.8404 | 143.7645 | 0.80577 | 128.5502 | 159.538 | 0.80577 | 4.539% | 0.28921 | 0.27489 | 9696.7159 | 1951.0291 | 709.8564 | 7035.8304 | 9738.6166 | 0 | 0 | 9738.6166 | 0.02672%
2027 | 91 | 91-7F | Tier-2 | Tier-2---9 | 4--5 | 136 | 100% | 251.2122 | 79.73% | 18.17% | 2.101% | 9.9145 | 0 | 0 | 9.9145 | 0 | 9.0221 | 42.6899 | 0.21134 | 9.0221 | 42.6899 | 0.21134 | 10.0119 | 47.3737 | 0.21134 | 3.947% | 0.034038 | 0.032353 | 7380.3891 | 1285.4298 | 1444.1692 | 4650.7901 | 7458.2959 | 0 | 0 | 7458.2959 | 0.002081%
2027 | 920 | 920-1342R | Tier-3 | Tier-3---12 | 4--5 | 74 | 100% | 408.8204 | 94.62% | 4.403% | 0.9773% | 19.1478 | 0 | 0 | 19.1478 | 0 | 17.4242 | 23.2283 | 0.75013 | 17.4242 | 23.2283 | 0.75013 | 19.3359 | 25.7769 | 0.75013 | 4.684% | 0.068604 | 0.065208 | 5959.0983 | 1229.6301 | 289.5515 | 4439.9167 | 5975.7964 | 0 | 0 | 5975.7964 | 0.004019%
2027 | 920 | 920-735AE | Tier-2 | Tier-2---7 | 4--5 | 41 | 100% | 627.5827 | 25.02% | 74.11% | 0.8722% | 7.7723 | 0 | 0 | 7.7723 | 0 | 7.0727 | 12.8697 | 0.54956 | 7.0727 | 12.8697 | 0.54956 | 7.8487 | 14.2818 | 0.54956 | 1.238% | 0.068691 | 0.065291 | 9136.3433 | 511.7297 | 6274.1673 | 2350.4463 | 9493.1022 | 0 | 0 | 9493.1022 | 0.001631%
2027 | 921 | 921-800F | Tier-2 | Tier-2---7 | 4--5 | 93 | 100% | 650.3067 | 29.95% | 69.36% | 0.6872% | 9.6425 | 0 | 0 | 9.6425 | 0 | 8.7745 | 29.1924 | 0.30058 | 8.7745 | 29.1924 | 0.30058 | 9.7373 | 32.3953 | 0.30058 | 1.483% | 0.065336 | 0.062102 | 9953.2373 | 702.3415 | 6282.5542 | 2968.3417 | 10316.3119 | 0 | 0 | 10316.3119 | 0.002024%
2027 | 928 | 928-19 | Tier-2 | Tier-2---11 | 4--4 | 2 | 100% | 73.2406 | 96.92% | 1.567% | 1.51% | 3.5139 | 0 | 0 | 3.5139 | 0 | 3.1976 | 0.62779 | 5.0933 | 3.1976 | 0.62779 | 5.0933 | 3.5484 | 0.69667 | 5.0933 | 4.798% | 0.051756 | 0.049194 | 1415.107 | 294.5529 | 37.2101 | 1083.344 | 1417.3747 | 0 | 0 | 1417.3747 | 0.0007376%
2027 | 970 | 970-1341R | Tier-3 | Tier-3---4 | 5--5 | 34 | 100% | 1130.055 | 96.17% | 3.586% | 0.2481% | 53.7928 | 0 | 0 | 53.7928 | 0 | 48.9507 | 10.6725 | 4.5866 | 48.9507 | 10.6725 | 4.5866 | 54.3214 | 11.8434 | 4.5866 | 4.76% | 0.12497 | 0.11878 | 9042.8131 | 2000.05 | 446.8525 | 6595.9106 | 9060.8711 | 0 | 0 | 9060.8711 | 0.01129%
2027 | 971 | 971-1973R | Tier-3 | Tier-3---4 | 5--5 | 309 | 100% | 1698.739 | 91.74% | 7.818% | 0.44% | 77.1439 | 0 | 0 | 77.1439 | 0 | 70.1999 | 96.994 | 0.72375 | 70.1999 | 96.994 | 0.72375 | 77.902 | 107.6359 | 0.72375 | 4.541% | 0.14704 | 0.13976 | 11552.8886 | 2071.9815 | 875.2489 | 8605.6581 | 11602.5712 | 0 | 0 | 11602.5712 | 0.01619%
2027 | 971 | 971-2050R | Tier-3 | Tier-3---2 | 5--5 | 657 | 100% | 3108.8974 | 90.26% | 9.266% | 0.4743% | 138.901 | 0 | 0 | 138.901 | 0 | 126.398 | 206.2299 | 0.6129 | 126.398 | 206.2299 | 0.6129 | 140.2661 | 228.8569 | 0.6129 | 4.468% | 0.18464 | 0.1755 | 16837.3789 | 2911.4979 | 1523.0662 | 12402.8149 | 16922.7873 | 0 | 0 | 16922.7873 | 0.02916%
2027 | 971 | 971-29R | Tier-3 | Tier-3---6 | 5--5 | 75 | 100% | 752.2042 | 94.43% | 5.253% | 0.3211% | 35.1587 | 0 | 0 | 35.1587 | 0 | 31.9939 | 23.5422 | 1.359 | 31.9939 | 23.5422 | 1.359 | 35.5042 | 26.1252 | 1.359 | 4.674% | 0.12171 | 0.11568 | 6180.3198 | 998.028 | 309.4222 | 4872.8696 | 6198.2603 | 0 | 0 | 6198.2603 | 0.00738%
2027 | 971 | 971-371R | Tier-3 | Tier-3---12 | 5--5 | 25 | 100% | 419.6492 | 95.09% | 4.537% | 0.3709% | 19.7532 | 0 | 0 | 19.7532 | 0 | 17.9751 | 7.8474 | 2.2906 | 17.9751 | 7.8474 | 2.2906 | 19.9473 | 8.7084 | 2.2906 | 4.707% | 0.11668 | 0.1109 | 3596.6988 | 576.739 | 156.4778 | 2863.4821 | 3605.8911 | 0 | 0 | 3605.8911 | 0.004146%
2027 | 971 | 971-383R | Tier-3 | Tier-3---4 | 5--5 | 123 | 100% | 1568.3841 | 85.57% | 14.07% | 0.3633% | 66.4295 | 0 | 0 | 66.4295 | 0 | 60.45 | 38.6092 | 1.5657 | 60.45 | 38.6092 | 1.5657 | 67.0824 | 42.8454 | 1.5657 | 4.236% | 0.13837 | 0.13152 | 11334.794 | 1698.1384 | 1536.4876 | 8100.1681 | 11419.9942 | 0 | 0 | 11419.9942 | 0.01394%
2027 | 971 | 971-388R | Tier-3 | Tier-3---4 | 5--5 | 319 | 100% | 1370.1526 | 91.78% | 7.427% | 0.7941% | 62.2469 | 0 | 0 | 62.2469 | 0 | 56.6438 | 100.1329 | 0.56569 | 56.6438 | 100.1329 | 0.56569 | 62.8586 | 111.1193 | 0.56569 | 4.543% | 0.17642 | 0.16769 | 7766.4244 | 1241.1352 | 582.4552 | 5942.8339 | 7799.675 | 0 | 0 | 7799.675 | 0.01307%
2027 | 972 | 972-1582R | Tier-3 | Tier-3---6 | 5--5 | 88 | 100% | 1102.3739 | 89.57% | 9.851% | 0.5741% | 48.8787 | 0 | 0 | 48.8787 | 0 | 44.479 | 27.6229 | 1.6102 | 44.479 | 27.6229 | 1.6102 | 49.3591 | 30.6536 | 1.6102 | 4.434% | 0.15062 | 0.14317 | 7318.7038 | 1095.1808 | 689.6681 | 5533.8548 | 7358.4386 | 0 | 0 | 7358.4386 | 0.01026%
2027 | 972 | 972-1590F | Tier-3 | Tier-3---2 | 5--5 | 704 | 100% | 2662.477 | 86.18% | 13.31% | 0.5115% | 113.5799 | 0 | 0 | 113.5799 | 0 | 103.3562 | 220.983 | 0.46771 | 103.3562 | 220.983 | 0.46771 | 114.6962 | 245.2287 | 0.46771 | 4.266% | 0.17603 | 0.16732 | 15124.9944 | 2683.3405 | 1935.3853 | 10506.2686 | 15233.8451 | 0 | 0 | 15233.8451 | 0.02384%
2027 | 972 | 972-32R | Tier-2 | Tier-2---1 | 5--5 | 407 | 100% | 2627.0976 | 78.5% | 21.13% | 0.3758% | 102.0774 | 0 | 0 | 102.0774 | 0 | 92.889 | 127.7558 | 0.72708 | 92.889 | 127.7558 | 0.72708 | 103.0806 | 141.7729 | 0.72708 | 3.886% | 0.16607 | 0.15785 | 15819.0849 | 2182.9188 | 3069.8118 | 10566.3543 | 15996.2393 | 0 | 0 | 15996.2393 | 0.02143%
2027 | 972 | 972-942R | Tier-3 | Tier-3---6 | 5--5 | 137 | 100% | 1052.2316 | 92.49% | 7.06% | 0.4532% | 48.1724 | 0 | 0 | 48.1724 | 0 | 43.8362 | 43.0038 | 1.0194 | 43.8362 | 43.0038 | 1.0194 | 48.6458 | 47.7221 | 1.0194 | 4.578% | 0.14194 | 0.13492 | 7412.953 | 1277.1801 | 501.709 | 5634.0638 | 7441.9562 | 0 | 0 | 7441.9562 | 0.01011%
2027 | 973 | 973-1226R | Tier-3 | Tier-3---10 | 5--5 | 80 | 100% | 738.9301 | 81.66% | 17.71% | 0.6284% | 29.8702 | 0 | 0 | 29.8702 | 0 | 27.1815 | 25.1117 | 1.0824 | 27.1815 | 25.1117 | 1.0824 | 30.1638 | 27.8669 | 1.0824 | 4.042% | 0.13989 | 0.13297 | 5282.0414 | 696.4842 | 883.7073 | 3701.85 | 5332.48 | 0 | 0 | 5332.48 | 0.00627%
2027 | 973 | 973-1245R | Tier-3 | Tier-3---6 | 5--5 | 48 | 100% | 792.6367 | 95.03% | 4.73% | 0.2408% | 37.2851 | 0 | 0 | 37.2851 | 0 | 33.929 | 15.067 | 2.2519 | 33.929 | 15.067 | 2.2519 | 37.6516 | 16.7201 | 2.2519 | 4.704% | 0.12039 | 0.11443 | 6584.1053 | 1077.527 | 369.5828 | 5136.9955 | 6601.1501 | 0 | 0 | 6601.1501 | 0.007826%
2027 | 973 | 973-626R | Tier-3 | Tier-3---7 | 5--5 | 42 | 100% | 933.998 | 86.55% | 12.73% | 0.7172% | 40.0157 | 0 | 0 | 40.0157 | 0 | 36.4137 | 13.1836 | 2.762 | 36.4137 | 13.1836 | 2.762 | 40.4089 | 14.6301 | 2.762 | 4.284% | 0.1523 | 0.14476 | 6132.6277 | 944.3399 | 738.3045 | 4449.9833 | 6175.576 | 0 | 0 | 6175.576 | 0.008399%
2027 | 974 | 974-23R | Tier-3 | Tier-3---11 | 5--5 | 138 | 100% | 770.0113 | 72.03% | 26.78% | 1.193% | 27.4528 | 0 | 0 | 27.4528 | 0 | 24.9817 | 43.3177 | 0.57671 | 24.9817 | 43.3177 | 0.57671 | 27.7226 | 48.0704 | 0.57671 | 3.565% | 0.16472 | 0.15657 | 4674.6625 | 542.8961 | 1175.2982 | 2956.4682 | 4742.7663 | 0 | 0 | 4742.7663 | 0.005762%
2027 | 974 | 974-715R | Tier-3 | Tier-3---6 | 5--5 | 12 | 100% | 765.8632 | 95.89% | 3.616% | 0.4898% | 36.3537 | 0 | 0 | 36.3537 | 0 | 33.0814 | 3.7668 | 8.7825 | 33.0814 | 3.7668 | 8.7825 | 36.711 | 4.18 | 8.7825 | 4.747% | 0.14069 | 0.13372 | 5443.6999 | 833.249 | 274.7582 | 4335.6927 | 5455.3397 | 0 | 0 | 5455.3397 | 0.007631%
2027 | 975 | 975-22R | Tier-3 | Tier-3---7 | 5--5 | 5 | 100% | 1670.0817 | 26.02% | 73.92% | 0.06338% | 21.5086 | 0 | 0 | 21.5086 | 0 | 19.5725 | 1.5695 | 12.4707 | 19.5725 | 1.5695 | 12.4707 | 21.72 | 1.7417 | 12.4707 | 1.288% | 0.19669 | 0.18696 | 8490.7264 | 507.2869 | 5821.7498 | 2161.6897 | 8817.8604 | 0 | 0 | 8817.8604 | 0.004515%
2027 | 991 | 991-1 | Tier-2 | Tier-2---12 | 4--5 | 17 | 100% | 269.0349 | 22.26% | 77.39% | 0.3477% | 2.965 | 0 | 0 | 2.965 | 0 | 2.6982 | 5.3362 | 0.50563 | 2.6982 | 5.3362 | 0.50563 | 2.9942 | 5.9217 | 0.50563 | 1.102% | 0.034773 | 0.033051 | 7736.9795 | 537.9923 | 5445.2245 | 1753.7627 | 8050.1946 | 0 | 0 | 8050.1946 | 0.0006224%
2027 | 991 | 991-1206R | Tier-2 | Tier-2---4 | 4--5 | 107 | 100% | 580.6091 | 98.3% | 0.7633% | 0.9388% | 28.251 | 0 | 0 | 28.251 | 0 | 25.708 | 33.5869 | 0.76542 | 25.708 | 33.5869 | 0.76542 | 28.5286 | 37.272 | 0.76542 | 4.866% | 0.063785 | 0.060628 | 9102.5384 | 2181.358 | 136.565 | 6784.6154 | 9110.6067 | 0 | 0 | 9110.6067 | 0.00593%
2027 | 1023 | CB 1023 | Tier-2 | Tier-2---4 | 4--5 | 82 | 100% | 374.8399 | 98.36% | 0.9442% | 0.6917% | 18.251 | 0 | 0 | 18.251 | 0 | 16.6082 | 25.7395 | 0.64524 | 16.6082 | 25.7395 | 0.64524 | 18.4304 | 28.5636 | 0.64524 | 4.869% | 0.082267 | 0.078195 | 4556.3931 | 688.3386 | 326.2097 | 3541.8448 | 4560.275 | 0 | 0 | 4560.275 | 0.003831%
2027 | 1090 | CB 1090 | Tier-2 | Tier-2---7 | 3--5 | 19 | 100% | 193.2665 | 97.29% | 1.202% | 1.508% | 9.3074 | 0 | 0 | 9.3074 | 0 | 8.4696 | 5.964 | 1.4201 | 8.4696 | 5.964 | 1.4201 | 9.3989 | 6.6184 | 1.4201 | 4.816% | 0.025114 | 0.023871 | 7695.6285 | 1211.5196 | 206.2478 | 6277.8611 | 7706.4898 | 0 | 0 | 7706.4898 | 0.001954%
2027 | 1101 | CB 1101 | Tier-2 | Tier-2---9 | 4--4 | 3 | 100% | 199.93 | 98.45% | 0.8502% | 0.703% | 9.7428 | 0 | 0 | 9.7428 | 0 | 8.8658 | 0.94169 | 9.4148 | 8.8658 | 0.94169 | 9.4148 | 9.8386 | 1.045 | 9.4148 | 4.873% | 0.091579 | 0.087045 | 2183.1518 | 318.4441 | 233.987 | 1630.7207 | 2184.9176 | 0 | 0 | 2184.9176 | 0.002045%
2027 | 1106 | CB 1106 | Tier-2 | Tier-2---7 | 4--5 | 56 | 100% | 1067.6226 | 5.884% | 94.04% | 0.07265% | 3.1093 | 0 | 0 | 3.1093 | 0 | 2.8294 | 17.5782 | 0.16096 | 2.8294 | 17.5782 | 0.16096 | 3.1399 | 19.5068 | 0.16096 | 0.2912% | 0.070774 | 0.067271 | 15084.9121 | 163.1311 | 12883.8022 | 2037.9789 | 15824.2814 | 0 | 0 | 15824.2814 | 0.0006526%
2027 | 1138 | CB 1138 | Tier-2 | Tier-2---10 | 5--4 | 80 | 100% | 305.5776 | 38.78% | 59.44% | 1.777% | 5.8657 | 0 | 0 | 5.8657 | 0 | 5.3377 | 25.1117 | 0.21256 | 5.3377 | 25.1117 | 0.21256 | 5.9234 | 27.8669 | 0.21256 | 1.92% | 0.11418 | 0.10853 | 2676.3311 | 209.1802 | 1537.4835 | 929.6674 | 2761.6594 | 0 | 0 | 2761.6594 | 0.001231%
2027 | 1234 | CB 1234 | Tier-3 | Tier-3---10 | 5--5 | 571 | 100% | 1703.5911 | 47.26% | 52.1% | 0.6391% | 39.8535 | 0 | 0 | 39.8535 | 0 | 36.2661 | 179.2348 | 0.20234 | 36.2661 | 179.2348 | 0.20234 | 40.2452 | 198.9 | 0.20234 | 2.339% | 0.11961 | 0.11369 | 14242.4054 | 1075.4767 | 7121.7223 | 6045.2064 | 14633.5836 | 0 | 0 | 14633.5836 | 0.008365%
2027 | 1235 | CB 1235 | Tier-2 | Tier-2---6 | 4--5 | 1192 | 100% | 1038.4291 | 94.32% | 4.296% | 1.381% | 48.4843 | 0 | 0 | 48.4843 | 0 | 44.1201 | 374.1644 | 0.11792 | 44.1201 | 374.1644 | 0.11792 | 48.9608 | 415.2168 | 0.11792 | 4.669% | 0.082825 | 0.078725 | 12537.6589 | 2179.7945 | 762.6013 | 9595.263 | 12574.7238 | 0 | 0 | 12574.7238 | 0.01018%
2027 | 1243 | CB 1243 | Tier-2 | Tier-2---7 | 3--5 | 132 | 100% | 199.4877 | 98.24% | 0% | 1.764% | 9.7004 | 0 | 0 | 9.7004 | 0 | 8.8273 | 41.4343 | 0.21304 | 8.8273 | 41.4343 | 0.21304 | 9.7958 | 45.9804 | 0.21304 | 4.863% | 0.019586 | 0.018616 | 10185.2188 | 1675.1434 | 207.9289 | 8302.1466 | 10194.5771 | 0 | 0 | 10194.5771 | 0.002036%
2027 | 1245 | CB 1245 | Tier-2 | Tier-2---15 | 1--5 | 4 | 100% | 16.7924 | 98.43% | 0% | 1.568% | 0.81819 | 0 | 0 | 0.81819 | 0 | 0.74454 | 1.2556 | 0.59299 | 0.74454 | 1.2556 | 0.59299 | 0.82623 | 1.3933 | 0.59299 | 4.872% | 0.001637 | 0.001556 | 10258.0329 | 2664.8486 | 151.8636 | 7441.3207 | 10266.4078 | 0 | 0 | 10266.4078 | 0.0001717%
2027 | 1250 | CB 1250 | Tier-2 | Tier-2---4 | 4--5 | 38 | 100% | 388.8417 | 99.33% | 0.414% | 0.257% | 19.1185 | 0 | 0 | 19.1185 | 0 | 17.3976 | 11.9281 | 1.4585 | 17.3976 | 11.9281 | 1.4585 | 19.3064 | 13.2368 | 1.4585 | 4.917% | 0.088703 | 0.084312 | 4383.6458 | 676.5543 | 273.8326 | 3433.2589 | 4385.1777 | 0 | 0 | 4385.1777 | 0.004013%
2027 | 1299 | CB 1299 | Tier-2 | Tier-2---19 | 3--3 | 3 | 100% | 20.1766 | 88.04% | 0% | 11.96% | 0.87929 | 0 | 0 | 0.87929 | 0 | 0.80014 | 0.94169 | 0.84969 | 0.80014 | 0.94169 | 0.84969 | 0.88793 | 1.045 | 0.84969 | 4.358% | 0.014997 | 0.014255 | 1345.3401 | 209.983 | 174.7231 | 960.634 | 1353.7198 | 0 | 0 | 1353.7198 | 0.0001846%
2027 | 1525 | CB 1525 | Tier-2 | Tier-2---13 | 4--4 | 1 | 100% | 193.8892 | 15.57% | 82.62% | 1.812% | 1.4939 | 0 | 0 | 1.4939 | 0 | 1.3594 | 0.3139 | 4.3308 | 1.3594 | 0.3139 | 4.3308 | 1.5086 | 0.34834 | 4.3308 | 0.7705% | 0.050512 | 0.048011 | 3838.4933 | 115.2522 | 3031.2128 | 692.0283 | 4007.2783 | 0 | 0 | 4007.2783 | 0.0003136%
2027 | 185 | CB 185 | Tier-2 | Tier-2---12 | 3--4 | 1 | 100% | 138.4091 | 43.72% | 54.12% | 2.153% | 2.9955 | 0 | 0 | 2.9955 | 0 | 2.7259 | 0.3139 | 8.684 | 2.7259 | 0.3139 | 8.684 | 3.0249 | 0.34834 | 8.684 | 2.164% | 0.027797 | 0.026421 | 4979.3165 | 370.0673 | 2508.501 | 2100.7482 | 5125.2523 | 0 | 0 | 5125.2523 | 0.0006288%
2027 | 200 | CB 200 | Tier-2 | Tier-2---9 | 4--5 | 58 | 100% | 748.3334 | 16.62% | 82.09% | 1.289% | 6.1567 | 0 | 0 | 6.1567 | 0 | 5.6026 | 18.206 | 0.30773 | 5.6026 | 18.206 | 0.30773 | 6.2173 | 20.2035 | 0.30773 | 0.8227% | 0.060261 | 0.057278 | 12418.2035 | 230.4691 | 10130.0521 | 2057.6824 | 12957.4282 | 0 | 0 | 12957.4282 | 0.001292%
2027 | 202 | CB 202 | Tier-2 | Tier-2---16 | 4--3 | 22 | 100% | 63.0384 | 89.89% | 0% | 10.11% | 2.805 | 0 | 0 | 2.805 | 0 | 2.5525 | 6.9057 | 0.36962 | 2.5525 | 6.9057 | 0.36962 | 2.8325 | 7.6634 | 0.36962 | 4.45% | 0.040966 | 0.038939 | 1538.7821 | 188.6374 | 158.7642 | 1191.3805 | 1546.8829 | 0 | 0 | 1546.8829 | 0.0005888%
2027 | 203 | CB 203 | Tier-2 | Tier-2---13 | 4--4 | 248 | 100% | 187.9021 | 7.943% | 89.84% | 2.222% | 0.73876 | 0 | 0 | 0.73876 | 0 | 0.67226 | 77.8463 | 0.0086358 | 0.67226 | 77.8463 | 0.0086358 | 0.74602 | 86.3874 | 0.0086358 | 0.3932% | 0.03541 | 0.033657 | 5306.4388 | 19.0742 | 4782.3725 | 504.9921 | 5560.8373 | 0 | 0 | 5560.8373 | 0.0001551%
2027 | 204 | CB 204 | Tier-2 | Tier-2---9 | 4--4 | 89 | 100% | 421.5291 | 52.89% | 45.23% | 1.878% | 11.0363 | 0 | 0 | 11.0363 | 0 | 10.0429 | 27.9368 | 0.35949 | 10.0429 | 27.9368 | 0.35949 | 11.1448 | 31.0019 | 0.35949 | 2.618% | 0.068524 | 0.065132 | 6151.5544 | 481.5982 | 2922.6769 | 2747.2793 | 6302.4694 | 0 | 0 | 6302.4694 | 0.002317%
2027 | 230 | CB 230 | Tier-2 | Tier-2---14 | 1--5 | 36 | 100% | 37.0692 | 98.96% | 0% | 1.045% | 1.8158 | 0 | 0 | 1.8158 | 0 | 1.6523 | 11.3003 | 0.14622 | 1.6523 | 11.3003 | 0.14622 | 1.8336 | 12.5401 | 0.14622 | 4.898% | 0.0025822 | 0.0024544 | 14355.6795 | 1973.4751 | 2354.5204 | 10027.684 | 14363.4884 | 0 | 0 | 14363.4884 | 0.0003811%
2027 | 231 | CB 231 | Tier-2 | Tier-2---7 | 4--5 | 209 | 100% | 416.5176 | 95.81% | 2.821% | 1.365% | 19.7547 | 0 | 0 | 19.7547 | 0 | 17.9765 | 65.6043 | 0.27401 | 17.9765 | 65.6043 | 0.27401 | 19.9488 | 72.8023 | 0.27401 | 4.743% | 0.037573 | 0.035713 | 11085.6737 | 1859.8233 | 754.4202 | 8471.4303 | 11109.8371 | 0 | 0 | 11109.8371 | 0.004147%
2027 | 232 | CB 232 | Tier-2 | Tier-2---7 | 4--5 | 277 | 100% | 300.2122 | 85.96% | 12.43% | 1.615% | 12.7738 | 0 | 0 | 12.7738 | 0 | 11.624 | 86.9493 | 0.13369 | 11.624 | 86.9493 | 0.13369 | 12.8994 | 96.4891 | 0.13369 | 4.255% | 0.029023 | 0.027587 | 10343.7991 | 1418.351 | 1554.0747 | 7371.3734 | 10419.4395 | 0 | 0 | 10419.4395 | 0.002681%
2027 | 233 | CB 233 | Tier-2 | Tier-2---4 | 4--5 | 730 | 100% | 763.9567 | 93.34% | 4.903% | 1.762% | 35.2955 | 0 | 0 | 35.2955 | 0 | 32.1184 | 229.1443 | 0.14017 | 32.1184 | 229.1443 | 0.14017 | 35.6423 | 254.2855 | 0.14017 | 4.62% | 0.075451 | 0.071716 | 10125.1756 | 1595.7447 | 1194.5405 | 7334.8905 | 10160.3196 | 0 | 0 | 10160.3196 | 0.007409%
2027 | 234 | CB 234 | Tier-2 | Tier-2---4 | 4--5 | 485 | 100% | 535.5214 | 93.25% | 5.438% | 1.313% | 24.7187 | 0 | 0 | 24.7187 | 0 | 22.4936 | 152.2397 | 0.14775 | 22.4936 | 152.2397 | 0.14775 | 24.9616 | 168.9431 | 0.14775 | 4.616% | 0.044658 | 0.042447 | 11991.611 | 2064.9333 | 958.1122 | 8968.5654 | 12033.7724 | 0 | 0 | 12033.7724 | 0.005188%
2027 | 236 | CB 236 | Tier-2 | Tier-2---1 | 5--5 | 236 | 100% | 1431.5889 | 79.32% | 20.27% | 0.409% | 56.2122 | 0 | 0 | 56.2122 | 0 | 51.1523 | 74.0795 | 0.69051 | 51.1523 | 74.0795 | 0.69051 | 56.7646 | 82.2074 | 0.69051 | 3.927% | 0.1419 | 0.13487 | 10088.9585 | 1415.4843 | 1966.6729 | 6706.8012 | 10197.5904 | 0 | 0 | 10197.5904 | 0.0118%
2027 | 237 | CB 237 | Tier-2 | Tier-2---8 | 5--5 | 2 | 100% | 185.7066 | 94.91% | 4.738% | 0.3556% | 8.7243 | 0 | 0 | 8.7243 | 0 | 7.939 | 0.62779 | 12.6458 | 7.939 | 0.62779 | 12.6458 | 8.81 | 0.69667 | 12.6458 | 4.698% | 0.10923 | 0.10382 | 1700.183 | 298.8503 | 101.9614 | 1299.3713 | 1704.6928 | 0 | 0 | 1704.6928 | 0.001831%
2027 | 240 | CB 240 | Tier-2 | Tier-2---9 | 4--5 | 134 | 100% | 222.9994 | 87.14% | 10.79% | 2.065% | 9.6189 | 0 | 0 | 9.6189 | 0 | 8.7531 | 42.0621 | 0.2081 | 8.7531 | 42.0621 | 0.2081 | 9.7135 | 46.6771 | 0.2081 | 4.313% | 0.048511 | 0.046109 | 4596.922 | 825.8016 | 739.2506 | 3031.8699 | 4627.7085 | 0 | 0 | 4627.7085 | 0.002019%
2027 | 242 | CB 242 | Tier-2 | Tier-2---11 | 5--3 | 18 | 100% | 207.8863 | 31.82% | 66.99% | 1.182% | 3.2748 | 0 | 0 | 3.2748 | 0 | 2.98 | 5.6501 | 0.52742 | 2.98 | 5.6501 | 0.52742 | 3.3069 | 6.2701 | 0.52742 | 1.575% | 0.1014 | 0.096385 | 2050.064 | 80.1099 | 1437.2921 | 532.662 | 2122.8512 | 0 | 0 | 2122.8512 | 0.0006874%
2027 | 244 | CB 244 | Tier-2 | Tier-2---14 | 4--4 | 10 | 100% | 218.1664 | 17.26% | 81.28% | 1.461% | 1.8642 | 0 | 0 | 1.8642 | 0 | 1.6964 | 3.139 | 0.54042 | 1.6964 | 3.139 | 0.54042 | 1.8825 | 3.4834 | 0.54042 | 0.8545% | 0.040668 | 0.038655 | 5364.5179 | 74.3952 | 4565.48 | 724.6427 | 5595.6651 | 0 | 0 | 5595.6651 | 0.0003913%
2027 | 246 | CB 246 | Tier-2 | Tier-2---7 | 4--5 | 167 | 100% | 397.8494 | 64.68% | 33.47% | 1.858% | 12.7368 | 0 | 0 | 12.7368 | 0 | 11.5904 | 52.4207 | 0.2211 | 11.5904 | 52.4207 | 0.2211 | 12.862 | 58.1722 | 0.2211 | 3.201% | 0.066431 | 0.063143 | 5988.8765 | 880.2356 | 2229.0372 | 2879.6037 | 6099.0502 | 0 | 0 | 6099.0502 | 0.002673%
2027 | 247 | CB 247 | Tier-2 | Tier-2---12 | 4--4 | 45 | 100% | 172.2064 | 35.95% | 62.53% | 1.527% | 3.0642 | 0 | 0 | 3.0642 | 0 | 2.7884 | 14.1253 | 0.1974 | 2.7884 | 14.1253 | 0.1974 | 3.0943 | 15.6751 | 0.1974 | 1.779% | 0.038566 | 0.036657 | 4465.2144 | 298.159 | 2868.7773 | 1298.2781 | 4614.1618 | 0 | 0 | 4614.1618 | 0.0006432%
2027 | 248 | CB 248 | Tier-2 | Tier-2---9 | 3--5 | 46 | 100% | 152.3893 | 96.93% | 0% | 3.073% | 7.3115 | 0 | 0 | 7.3115 | 0 | 6.6533 | 14.4392 | 0.46078 | 6.6533 | 14.4392 | 0.46078 | 7.3833 | 16.0235 | 0.46078 | 4.798% | 0.01881 | 0.017879 | 8101.4189 | 1342.8535 | 227.2912 | 6531.2742 | 8114.384 | 0 | 0 | 8114.384 | 0.001535%
2027 | 249 | CB 249 | Tier-3 | Tier-3---16 | 4--4 | 79 | 100% | 160.495 | 85.08% | 13.47% | 1.449% | 6.7591 | 0 | 0 | 6.7591 | 0 | 6.1507 | 24.7978 | 0.24803 | 6.1507 | 24.7978 | 0.24803 | 6.8255 | 27.5186 | 0.24803 | 4.211% | 0.05906 | 0.056137 | 2717.4811 | 349.6551 | 457.423 | 1910.4031 | 2738.598 | 0 | 0 | 2738.598 | 0.001419%
2027 | 292 | CB 292 | Tier-2 | Tier-2---18 | 4--3 | 82 | 100% | 47.5044 | 34.5% | 64.33% | 1.17% | 0.81136 | 0 | 0 | 0.81136 | 0 | 0.73832 | 25.7395 | 0.028684 | 0.73832 | 25.7395 | 0.028684 | 0.81933 | 28.5636 | 0.028684 | 1.708% | 0.048129 | 0.045747 | 987.0231 | 50.0827 | 552.1658 | 384.7746 | 1020.6893 | 0 | 0 | 1020.6893 | 0.0001703%
2027 | 315 | CB 315 | Tier-2 | Tier-2---19 | 1--4 | 13 | 100% | 5.1424 | 94.4% | 0% | 5.599% | 0.2403 | 0 | 0 | 0.2403 | 0 | 0.21867 | 4.0807 | 0.053586 | 0.21867 | 4.0807 | 0.053586 | 0.24266 | 4.5284 | 0.053586 | 4.673% | 0.0017586 | 0.0016715 | 2924.1607 | 267.0973 | 1290.9222 | 1366.1411 | 2932.6876 | 0 | 0 | 2932.6876 | 5.044e-05%
2027 | 327 | CB 327 | Tier-3 | Tier-3---16 | 4--5 | 1 | 100% | 193.645 | 98.47% | 1.165% | 0.3624% | 9.439 | 0 | 0 | 9.439 | 0 | 8.5894 | 0.3139 | 27.3637 | 8.5894 | 0.3139 | 27.3637 | 9.5318 | 0.34834 | 27.3637 | 4.874% | 0.076966 | 0.073157 | 2515.9681 | 429.9476 | 31.582 | 2054.4384 | 2517.9694 | 0 | 0 | 2517.9694 | 0.001981%
2027 | 329 | CB 329 | Tier-2 | Tier-2---14 | 3--4 | 14 | 100% | 65.8898 | 89.85% | 8.372% | 1.777% | 2.9305 | 0 | 0 | 2.9305 | 0 | 2.6667 | 4.3945 | 0.60683 | 2.6667 | 4.3945 | 0.60683 | 2.9593 | 4.8767 | 0.60683 | 4.448% | 0.026212 | 0.024915 | 2513.6892 | 282.0394 | 739.5173 | 1492.1325 | 2526.9755 | 0 | 0 | 2526.9755 | 0.0006151%
2027 | 330 | CB 330 | Tier-2 | Tier-2---16 | 4--3 | 96 | 100% | 120.677 | 32.91% | 64.46% | 2.626% | 1.966 | 0 | 0 | 1.966 | 0 | 1.789 | 30.134 | 0.059368 | 1.789 | 30.134 | 0.059368 | 1.9853 | 33.4403 | 0.059368 | 1.629% | 0.029702 | 0.028232 | 4062.9261 | 7.6233 | 3748.7743 | 306.5286 | 4204.8777 | 0 | 0 | 4204.8777 | 0.0004127%
2027 | 351 | CB 351 | Tier-2 | Tier-2---3 | 5--5 | 211 | 100% | 1226.0332 | 96.06% | 3.555% | 0.3808% | 58.2998 | 0 | 0 | 58.2998 | 0 | 53.052 | 66.2321 | 0.801 | 53.052 | 66.2321 | 0.801 | 58.8728 | 73.4989 | 0.801 | 4.755% | 0.12463 | 0.11847 | 9837.0052 | 2175.7089 | 389.2547 | 7272.0416 | 9857.1702 | 0 | 0 | 9857.1702 | 0.01224%
2027 | 352 | CB 352 | Tier-2 | Tier-2---18 | 4--2 | 22 | 100% | 9.3178 | 92.82% | 5.766% | 1.417% | 0.4281 | 0 | 0 | 0.4281 | 0 | 0.38956 | 6.9057 | 0.056412 | 0.38956 | 6.9057 | 0.056412 | 0.4323 | 7.6634 | 0.056412 | 4.594% | 0.066856 | 0.063546 | 139.3709 | 20.9143 | 9.4564 | 109.0003 | 139.8923 | 0 | 0 | 139.8923 | 8.986e-05%
2027 | 353 | CB 353 | Tier-2 | Tier-2---19 | 1--5 | 1 | 100% | 1.2114 | 91.46% | 0% | 8.541% | 0.054842 | 0 | 0 | 0.054842 | 0 | 0.049906 | 0.3139 | 0.15899 | 0.049906 | 0.3139 | 0.15899 | 0.055381 | 0.34834 | 0.15899 | 4.527% | 0.0001926 | 0.00018307 | 6289.6304 | 841.6188 | 1074.3724 | 4373.6392 | 6317.6054 | 0 | 0 | 6317.6054 | 1.151e-05%
2027 | 355 | CB 355 | Tier-2 | Tier-2---3 | 5--5 | 376 | 100% | 1277.9843 | 89.96% | 9.576% | 0.4654% | 56.9079 | 0 | 0 | 56.9079 | 0 | 51.7854 | 118.025 | 0.43877 | 51.7854 | 118.025 | 0.43877 | 57.4672 | 130.9744 | 0.43877 | 4.453% | 0.1048 | 0.099616 | 12194.1112 | 2321.0506 | 1198.9562 | 8674.1044 | 12257.8799 | 0 | 0 | 12257.8799 | 0.01195%
2027 | 356 | CB 356 | Tier-2 | Tier-2---19 | 1--5 | 1 | 100% | 1.0316 | 94.21% | 0% | 5.788% | 0.048109 | 0 | 0 | 0.048109 | 0 | 0.043779 | 0.3139 | 0.13947 | 0.043779 | 0.3139 | 0.13947 | 0.048582 | 0.34834 | 0.13947 | 4.663% | 0.0001262 | 0.00011995 | 8174.5031 | 1142.3903 | 1177.2898 | 5854.823 | 8199.1451 | 0 | 0 | 8199.1451 | 1.01e-05%
2027 | 357 | CB 357 | Tier-3 | Tier-3---10 | 5--5 | 184 | 100% | 902.4975 | 73.58% | 26.03% | 0.3952% | 32.8696 | 0 | 0 | 32.8696 | 0 | 29.9109 | 57.7569 | 0.51787 | 29.9109 | 57.7569 | 0.51787 | 33.1926 | 64.0939 | 0.51787 | 3.642% | 0.12773 | 0.12141 | 7065.5334 | 866.3454 | 1820.4674 | 4378.7206 | 7162.7585 | 0 | 0 | 7162.7585 | 0.006899%
2027 | 358 | CB 358 | Tier-3 | Tier-3---15 | 5--4 | 14 | 100% | 699.283 | 2.295% | 97.69% | 0.01935% | 0.79454 | 0 | 0 | 0.79454 | 0 | 0.72302 | 4.3945 | 0.16453 | 0.72302 | 4.3945 | 0.16453 | 0.80235 | 4.8767 | 0.16453 | 0.1136% | 0.1387 | 0.13184 | 5041.5636 | 26.6978 | 4414.3494 | 600.5164 | 5298.0908 | 0 | 0 | 5298.0908 | 0.0001668%
2027 | 396 | CB 396 | Tier-2 | Tier-2---11 | 5--4 | 2 | 100% | 591.9026 | 5.239% | 94.32% | 0.4451% | 1.5351 | 0 | 0 | 1.5351 | 0 | 1.3969 | 0.62779 | 2.2251 | 1.3969 | 0.62779 | 2.2251 | 1.5501 | 0.69667 | 2.2251 | 0.2593% | 0.10036 | 0.095392 | 5897.7936 | 58.5391 | 5103.2719 | 735.9827 | 6188.846 | 0 | 0 | 6188.846 | 0.0003222%
2027 | 441 | CB 441 | Tier-3 | Tier-3---15 | 5--3 | 40 | 100% | 331.3843 | 80.16% | 18.98% | 0.8593% | 13.1488 | 0 | 0 | 13.1488 | 0 | 11.9652 | 12.5559 | 0.95296 | 11.9652 | 12.5559 | 0.95296 | 13.278 | 13.9334 | 0.95296 | 3.968% | 0.54555 | 0.51854 | 607.4359 | 49.8353 | 106.5497 | 451.0509 | 613.7126 | 0 | 0 | 613.7126 | 0.00276%
2027 | 470 | CB 470 | Tier-2 | Tier-2---6 | 5--5 | 56 | 100% | 1121.5891 | 72.77% | 26.47% | 0.763% | 40.4013 | 0 | 0 | 40.4013 | 0 | 36.7646 | 17.5782 | 2.0915 | 36.7646 | 17.5782 | 2.0915 | 40.7983 | 19.5068 | 2.0915 | 3.602% | 0.114 | 0.10835 | 9838.8116 | 1666.77 | 2557.3386 | 5614.703 | 9978.3305 | 0 | 0 | 9978.3305 | 0.00848%
2027 | 499 | CB 499 | Tier-2 | Tier-2---19 | 2--3 | 3 | 100% | 12.7092 | 92.01% | 0% | 7.988% | 0.57885 | 0 | 0 | 0.57885 | 0 | 0.52675 | 0.94169 | 0.55937 | 0.52675 | 0.94169 | 0.55937 | 0.58454 | 1.045 | 0.55937 | 4.555% | 0.00687 | 0.0065299 | 1849.953 | 152.4302 | 848.7409 | 848.782 | 1857.6484 | 0 | 0 | 1857.6484 | 0.0001215%
2027 | 520 | CB 520 | Tier-2 | Tier-2---21 | 1--5 | 1 | 100% | 0.50118 | 92.64% | 0% | 7.355% | 0.022984 | 0 | 0 | 0.022984 | 0 | 0.020915 | 0.3139 | 0.066629 | 0.020915 | 0.3139 | 0.066629 | 0.023209 | 0.34834 | 0.066629 | 4.586% | 7.36e-05 | 6.9957e-05 | 6809.4677 | 1224.7725 | 1893.3117 | 3691.3835 | 6835.5511 | 0 | 0 | 6835.5511 | 4.824e-06%
2027 | 521 | CB 521 | Tier-2 | Tier-2---20 | 3--1 | 11 | 100% | 11.4145 | 12.51% | 85.49% | 2% | 0.070669 | 0 | 0 | 0.070669 | 0 | 0.064307 | 3.4529 | 0.018624 | 0.064307 | 3.4529 | 0.018624 | 0.071363 | 3.8317 | 0.018624 | 0.6191% | 0.025917 | 0.024634 | 440.4321 | 3.6709 | 389.1723 | 47.5888 | 460.5001 | 0 | 0 | 460.5001 | 1.483e-05%
2027 | 522 | CB 522 | Tier-2 | Tier-2---9 | 4--5 | 277 | 100% | 287.6477 | 61.65% | 36.8% | 1.551% | 8.7785 | 0 | 0 | 8.7785 | 0 | 7.9884 | 86.9493 | 0.091874 | 7.9884 | 86.9493 | 0.091874 | 8.8648 | 96.4891 | 0.091874 | 3.052% | 0.049006 | 0.04658 | 5869.6662 | 552.6079 | 2337.7067 | 2979.3516 | 5986.8842 | 0 | 0 | 5986.8842 | 0.001843%
2027 | 523 | CB 523 | Tier-2 | Tier-2---13 | 4--4 | 87 | 100% | 222.6972 | 15.76% | 82.25% | 1.985% | 1.7375 | 0 | 0 | 1.7375 | 0 | 1.5811 | 27.309 | 0.057897 | 1.5811 | 27.309 | 0.057897 | 1.7546 | 30.3053 | 0.057897 | 0.7802% | 0.044603 | 0.042395 | 4992.8754 | 164.6768 | 3992.464 | 835.7347 | 5211.9099 | 0 | 0 | 5211.9099 | 0.0003647%
2027 | 524 | CB 524 | Tier-3 | Tier-3---17 | 3--5 | 12 | 100% | 116.6365 | 76.81% | 21.38% | 1.816% | 4.4344 | 0 | 0 | 4.4344 | 0 | 4.0353 | 3.7668 | 1.0713 | 4.0353 | 3.7668 | 1.0713 | 4.478 | 4.18 | 1.0713 | 3.802% | 0.018139 | 0.017241 | 6430.2901 | 828.1118 | 2267.5068 | 3334.6715 | 6507.9597 | 0 | 0 | 6507.9597 | 0.0009308%
2027 | 536 | CB 536 | Tier-2 | Tier-2---18 | 4--2 | 8 | 100% | 21.8677 | 42.26% | 53.34% | 4.392% | 0.4575 | 0 | 0 | 0.4575 | 0 | 0.41632 | 2.5112 | 0.16579 | 0.41632 | 2.5112 | 0.16579 | 0.46199 | 2.7867 | 0.16579 | 2.092% | 0.063476 | 0.060334 | 344.504 | 23.2544 | 160.0251 | 161.2245 | 354.8623 | 0 | 0 | 354.8623 | 9.603e-05%
2027 | 540 | CB 540 | Tier-2 | Tier-2---17 | 1--5 | 56 | 100% | 18.5654 | 97.32% | 0% | 2.676% | 0.8944 | 0 | 0 | 0.8944 | 0 | 0.81389 | 17.5782 | 0.046301 | 0.81389 | 17.5782 | 0.046301 | 0.90319 | 19.5068 | 0.046301 | 4.818% | 0.0036022 | 0.0034239 | 5153.9037 | 633.0265 | 1280.5124 | 3240.3647 | 5161.0857 | 0 | 0 | 5161.0857 | 0.0001877%
2027 | 542 | CB 542 | Tier-2 | Tier-2---9 | 4--5 | 45 | 100% | 175.7332 | 76% | 23.31% | 0.6907% | 6.6111 | 0 | 0 | 6.6111 | 0 | 6.016 | 14.1253 | 0.4259 | 6.016 | 14.1253 | 0.4259 | 6.6761 | 15.6751 | 0.4259 | 3.762% | 0.053515 | 0.050866 | 3283.8373 | 324.6387 | 1232.8957 | 1726.3029 | 3324.8806 | 0 | 0 | 3324.8806 | 0.001388%
2027 | 576 | CB 576 | Tier-2 | Tier-2---12 | 4--4 | 20 | 100% | 131.3157 | 32.74% | 66.81% | 0.4539% | 2.1281 | 0 | 0 | 2.1281 | 0 | 1.9366 | 6.2779 | 0.30847 | 1.9366 | 6.2779 | 0.30847 | 2.149 | 6.9667 | 0.30847 | 1.621% | 0.047237 | 0.044899 | 2779.9099 | 133.7981 | 1808.4788 | 837.633 | 2877.2837 | 0 | 0 | 2877.2837 | 0.0004467%
2027 | 599 | CB 599 | Tier-2 | Tier-2---4 | 4--5 | 375 | 100% | 599.9379 | 98.66% | 0% | 1.337% | 29.2998 | 0 | 0 | 29.2998 | 0 | 26.6624 | 117.7111 | 0.22651 | 26.6624 | 117.7111 | 0.22651 | 29.5877 | 130.6261 | 0.22651 | 4.884% | 0.043095 | 0.040961 | 13921.4169 | 2931.9396 | 582.1864 | 10407.2909 | 13931.1128 | 0 | 0 | 13931.1128 | 0.00615%
2027 | 776 | CB 776 | Tier-2 | Tier-2---18 | 3--3 | 47 | 100% | 19.7396 | 79.97% | 11.02% | 9.01% | 0.78143 | 0 | 0 | 0.78143 | 0 | 0.71109 | 14.7531 | 0.048199 | 0.71109 | 14.7531 | 0.048199 | 0.78911 | 16.3718 | 0.048199 | 3.959% | 0.014982 | 0.01424 | 1317.5724 | 201.6613 | 223.1115 | 892.7996 | 1331.3137 | 0 | 0 | 1331.3137 | 0.000164%
2027 | 788 | CB 788 | Tier-2 | Tier-2---2 | 5--5 | 23 | 100% | 1509.6378 | 72.67% | 26.38% | 0.9544% | 54.3006 | 0 | 0 | 54.3006 | 0 | 49.4128 | 7.2196 | 6.8442 | 49.4128 | 7.2196 | 6.8442 | 54.8343 | 8.0117 | 6.8442 | 3.597% | 0.14181 | 0.13479 | 10645.451 | 1766.7834 | 2805.5671 | 6073.1005 | 10796.9927 | 0 | 0 | 10796.9927 | 0.0114%
2027 | 835 | CB 835 | Tier-2 | Tier-2---17 | 1--5 | 104 | 100% | 10.4449 | 97.71% | 0% | 2.289% | 0.50519 | 0 | 0 | 0.50519 | 0 | 0.45971 | 32.6452 | 0.014082 | 0.45971 | 32.6452 | 0.014082 | 0.51015 | 36.227 | 0.014082 | 4.837% | 0.0017112 | 0.0016265 | 6103.8249 | 1270.1971 | 131.1199 | 4702.5079 | 6111.0995 | 0 | 0 | 6111.0995 | 0.000106%
2027 | 907 | CB 907 | Tier-3 | Tier-3---13 | 3--5 | 26 | 100% | 230.3059 | 98.07% | 1.485% | 0.4463% | 11.18 | 0 | 0 | 11.18 | 0 | 10.1737 | 8.1613 | 1.2466 | 10.1737 | 8.1613 | 1.2466 | 11.2899 | 9.0567 | 1.2466 | 4.854% | 0.023668 | 0.022497 | 9730.5209 | 1957.65 | 164.6441 | 7608.2269 | 9740.3056 | 0 | 0 | 9740.3056 | 0.002347%
2027 | 91 | CB 91 | Tier-2 | Tier-2---12 | 3--5 | 89 | 100% | 89.8564 | 75.83% | 22.36% | 1.818% | 3.3727 | 0 | 0 | 3.3727 | 0 | 3.0691 | 27.9368 | 0.10986 | 3.0691 | 27.9368 | 0.10986 | 3.4058 | 31.0019 | 0.10986 | 3.753% | 0.015476 | 0.01471 | 5806.255 | 775.6182 | 1813.9846 | 3216.6522 | 5879.3513 | 0 | 0 | 5879.3513 | 0.0007079%
2027 | 970 | CB 970 | Tier-2 | Tier-2---14 | 1--5 | 2 | 100% | 22.122 | 99.63% | 0% | 0.3731% | 1.091 | 0 | 0 | 1.091 | 0 | 0.99275 | 0.62779 | 1.5813 | 0.99275 | 0.62779 | 1.5813 | 1.1017 | 0.69667 | 1.5813 | 4.932% | 0.00034 | 0.00032317 | 65064.7285 | 10349.1227 | 1856.0637 | 52859.5421 | 65077.3719 | 0 | 0 | 65077.3719 | 0.000229%
2027 | 971 | CB 971 | Tier-2 | Tier-2---3 | 5--5 | 34 | 100% | 1052.4948 | 94.77% | 4.863% | 0.3691% | 49.3729 | 0 | 0 | 49.3729 | 0 | 44.9286 | 10.6725 | 4.2098 | 44.9286 | 10.6725 | 4.2098 | 49.8581 | 11.8434 | 4.2098 | 4.691% | 0.12528 | 0.11908 | 8401.3813 | 1359.4082 | 538.7088 | 6503.2643 | 8424.2712 | 0 | 0 | 8424.2712 | 0.01036%
2027 | 975 | CB 975 | Tier-3 | Tier-3---16 | 5--4 | 36 | 100% | 120.9969 | 94.86% | 4.853% | 0.2849% | 5.6816 | 0 | 0 | 5.6816 | 0 | 5.1702 | 11.3003 | 0.45753 | 5.1702 | 11.3003 | 0.45753 | 5.7375 | 12.5401 | 0.45753 | 4.696% | 0.10726 | 0.10195 | 1128.0883 | 171.5054 | 73.8837 | 882.6993 | 1131.1066 | 0 | 0 | 1131.1066 | 0.001193%
2027 | 980 | CB 980 | Tier-2 | Tier-2---12 | 2--5 | 341 | 100% | 71.0483 | 98.38% | 0% | 1.619% | 3.46 | 0 | 0 | 3.46 | 0 | 3.1485 | 107.0386 | 0.029415 | 3.1485 | 107.0386 | 0.029415 | 3.494 | 118.7827 | 0.029415 | 4.87% | 0.0069124 | 0.0065702 | 10278.3875 | 4306.656 | 761.4547 | 5210.2768 | 10287.0528 | 0 | 0 | 10287.0528 | 0.0007262%
2027 | 981 | CB 981 | Tier-2 | Tier-2---15 | 1--5 | 23 | 100% | 31.4522 | 98.54% | 0% | 1.457% | 1.5342 | 0 | 0 | 1.5342 | 0 | 1.3961 | 7.2196 | 0.19338 | 1.3961 | 7.2196 | 0.19338 | 1.5493 | 8.0117 | 0.19338 | 4.878% | 0.0030076 | 0.0028587 | 10457.5682 | 1238.1114 | 2911.2172 | 6308.2397 | 10465.5035 | 0 | 0 | 10465.5035 | 0.000322%
2027 | CTL1 | CB CTL1 | Tier-3 | Tier-3---19 | 5--1 | 2 | 100% | 6.7195 | 60.86% | 38.02% | 1.116% | 0.20243 | 0 | 0 | 0.20243 | 0 | 0.18421 | 0.62779 | 0.29343 | 0.18421 | 0.62779 | 0.29343 | 0.20442 | 0.69667 | 0.29343 | 3.013% | 0.42111 | 0.40027 | 15.9564 | 1.4967 | 5.9559 | 8.5038 | 16.2817 | 0 | 0 | 16.2817 | 4.249e-05%
2027 | FB1 | CB FB1 | Tier-2 | Tier-2---11 | 4--4 | 161 | 100% | 245.022 | 12.75% | 85.01% | 2.236% | 1.5467 | 0 | 0 | 1.5467 | 0 | 1.4074 | 50.5373 | 0.02785 | 1.4074 | 50.5373 | 0.02785 | 1.5619 | 56.0821 | 0.02785 | 0.6312% | 0.04664 | 0.044331 | 5253.4738 | 206.1005 | 4090.6925 | 956.6808 | 5492.1747 | 0 | 0 | 5492.1747 | 0.0003246%
2027 | FB2 | CB FB2 | Tier-2 | Tier-2---9 | 4--5 | 154 | 100% | 225.8323 | 74.73% | 23.69% | 1.581% | 8.3536 | 0 | 0 | 8.3536 | 0 | 7.6016 | 48.34 | 0.15725 | 7.6016 | 48.34 | 0.15725 | 8.4357 | 53.6438 | 0.15725 | 3.699% | 0.045688 | 0.043427 | 4942.9022 | 871.2523 | 1151.504 | 2920.1458 | 5007.9571 | 0 | 0 | 5007.9571 | 0.001753%
2027 | JU1 | CB JU1 | Tier-3 | Tier-3---15 | 5--4 | 126 | 100% | 282.3719 | 88.57% | 10.71% | 0.7177% | 12.3804 | 0 | 0 | 12.3804 | 0 | 11.266 | 39.5509 | 0.28485 | 11.266 | 39.5509 | 0.28485 | 12.5021 | 43.8904 | 0.28485 | 4.384% | 0.1808 | 0.17185 | 1561.7518 | 212.6103 | 161.3522 | 1187.7892 | 1571.0444 | 0 | 0 | 1571.0444 | 0.002599%
2027 | MOR1 | CB MOR1 | Tier-2 | Tier-2---4 | 5--5 | 97 | 100% | 584.1991 | 87.63% | 11.93% | 0.4377% | 25.3416 | 0 | 0 | 25.3416 | 0 | 23.0605 | 30.4479 | 0.75737 | 23.0605 | 30.4479 | 0.75737 | 25.5906 | 33.7886 | 0.75737 | 4.338% | 0.12647 | 0.12021 | 4619.2848 | 721.3686 | 522.5493 | 3375.3669 | 4649.0352 | 0 | 0 | 4649.0352 | 0.005319%
2027 | NVS1 | CB NVS1 | Tier-2 | Tier-2---12 | 4--5 | 10 | 100% | 109.1989 | 94.39% | 0% | 5.606% | 5.1023 | 0 | 0 | 5.1023 | 0 | 4.643 | 3.139 | 1.4792 | 4.643 | 3.139 | 1.4792 | 5.1525 | 3.4834 | 1.4792 | 4.673% | 0.029239 | 0.027792 | 3734.676 | 571.7006 | 249.4939 | 2913.4815 | 3745.5791 | 0 | 0 | 3745.5791 | 0.001071%
2027 | OK1 | CB OK1 | Tier-3 | Tier-3---7 | 5--5 | 593 | 100% | 1048.1259 | 93.55% | 5.94% | 0.509% | 48.5366 | 0 | 0 | 48.5366 | 0 | 44.1676 | 186.1405 | 0.23728 | 44.1676 | 186.1405 | 0.23728 | 49.0136 | 206.5634 | 0.23728 | 4.631% | 0.20255 | 0.19252 | 5174.6627 | 847.3251 | 299.3088 | 4028.0288 | 5192.0406 | 0 | 0 | 5192.0406 | 0.01019%
2027 | PE1 | CB PE1 | Tier-3 | Tier-3---13 | 5--4 | 510 | 100% | 620.7512 | 74.86% | 24.36% | 0.7799% | 23.002 | 0 | 0 | 23.002 | 0 | 20.9315 | 160.0871 | 0.13075 | 20.9315 | 160.0871 | 0.13075 | 23.2281 | 177.6515 | 0.13075 | 3.706% | 0.24168 | 0.22972 | 2568.4774 | 292.3041 | 583.6879 | 1692.4855 | 2602.1063 | 0 | 0 | 2602.1063 | 0.004828%
2027 | RA1 | CB RA1 | Tier-2 | Tier-2---2 | 5--5 | 214 | 100% | 1222.3715 | 85.76% | 13.62% | 0.6194% | 51.8894 | 0 | 0 | 51.8894 | 0 | 47.2187 | 67.1738 | 0.70293 | 47.2187 | 67.1738 | 0.70293 | 52.3994 | 74.544 | 0.70293 | 4.245% | 0.14726 | 0.13997 | 8300.6807 | 1160.1787 | 1072.7493 | 6067.7527 | 8362.2497 | 0 | 0 | 8362.2497 | 0.01089%
2027 | RA2 | CB RA2 | Tier-2 | Tier-2---4 | 5--5 | 170 | 100% | 579.2495 | 83.34% | 16.16% | 0.4909% | 23.8972 | 0 | 0 | 23.8972 | 0 | 21.7461 | 53.3624 | 0.40752 | 21.7461 | 53.3624 | 0.40752 | 24.132 | 59.2172 | 0.40752 | 4.126% | 0.12706 | 0.12077 | 4558.9302 | 908.2518 | 686.0992 | 2964.5792 | 4598.474 | 0 | 0 | 4598.474 | 0.005016%
2027 | RA3 | CB RA3 | Tier-2 | Tier-2---10 | 5--4 | 44 | 100% | 353.8636 | 22.75% | 76.17% | 1.082% | 3.9851 | 0 | 0 | 3.9851 | 0 | 3.6263 | 13.8114 | 0.26256 | 3.6263 | 13.8114 | 0.26256 | 4.0242 | 15.3268 | 0.26256 | 1.126% | 0.12911 | 0.12272 | 2740.8339 | 103.3538 | 1864.7752 | 772.7049 | 2851.0971 | 0 | 0 | 2851.0971 | 0.0008365%
2027 | RB1 | CB RB1 | Tier-3 | Tier-3---20 | 1--5 | 3 | 100% | 3.2964 | 98.93% | 0% | 1.066% | 0.16143 | 0 | 0 | 0.16143 | 0 | 0.1469 | 0.94169 | 0.156 | 0.1469 | 0.94169 | 0.156 | 0.16302 | 1.045 | 0.156 | 4.897% | 0.0001458 | 0.00013858 | 22608.9431 | 3603.4994 | 517.2364 | 18488.2073 | 22621.4997 | 0 | 0 | 22621.4997 | 3.388e-05%
2027 | RC1 | CB RC1 | Tier-2 | Tier-2---4 | 4--5 | 182 | 100% | 397.5199 | 92.07% | 7.427% | 0.5025% | 18.117 | 0 | 0 | 18.117 | 0 | 16.4862 | 57.1291 | 0.28858 | 16.4862 | 57.1291 | 0.28858 | 18.295 | 63.3972 | 0.28858 | 4.558% | 0.084253 | 0.080083 | 4718.147 | 893.9653 | 343.0371 | 3481.1447 | 4737.6299 | 0 | 0 | 4737.6299 | 0.003803%
2027 | SL1 | CB SL1 | Tier-3 | Tier-3---11 | 5--5 | 316 | 100% | 677.9763 | 69.55% | 29.7% | 0.758% | 23.3394 | 0 | 0 | 23.3394 | 0 | 21.2385 | 99.1912 | 0.21412 | 21.2385 | 99.1912 | 0.21412 | 23.5688 | 110.0743 | 0.21412 | 3.443% | 0.19527 | 0.18561 | 3471.9301 | 456.3042 | 974.4203 | 2041.2056 | 3526.9947 | 0 | 0 | 3526.9947 | 0.004899%
2027 | SSC1 | CB SSC1 | Tier-2 | Tier-2---18 | 4--3 | 22 | 100% | 91.8404 | 1.784% | 94.85% | 3.363% | 0.081116 | 0 | 0 | 0.081116 | 0 | 0.073814 | 6.9057 | 0.010689 | 0.073814 | 6.9057 | 0.010689 | 0.081913 | 7.6634 | 0.010689 | 0.08832% | 0.031528 | 0.029967 | 2912.9967 | 6.2531 | 2639.8755 | 266.8681 | 3061.9925 | 0 | 0 | 3061.9925 | 1.703e-05%
2027 | CTL1 | CTL1-3R | Tier-3 | Tier-3---14 | 5--4 | 375 | 100% | 691.1308 | 38.4% | 60.91% | 0.6868% | 13.1376 | 0 | 0 | 13.1376 | 0 | 11.955 | 117.7111 | 0.10156 | 11.955 | 117.7111 | 0.10156 | 13.2667 | 130.6261 | 0.10156 | 1.901% | 0.42513 | 0.40409 | 1625.6897 | 99.6026 | 905.5939 | 620.4932 | 1677.8405 | 0 | 0 | 1677.8405 | 0.002758%
2027 | DV1 | DV1-3R | Tier-3 | Tier-3---11 | 5--5 | 113 | 100% | 634.2705 | 72.29% | 26.89% | 0.8162% | 22.6974 | 0 | 0 | 22.6974 | 0 | 20.6543 | 35.4703 | 0.5823 | 20.6543 | 35.4703 | 0.5823 | 22.9204 | 39.362 | 0.5823 | 3.578% | 0.19421 | 0.1846 | 3265.8667 | 390.6526 | 820.8791 | 2054.3349 | 3312.9907 | 0 | 0 | 3312.9907 | 0.004764%
2027 | RA1 | RA1-402R | Tier-3 | Tier-3---4 | 5--5 | 254 | 100% | 861.3982 | 92.86% | 6.845% | 0.2988% | 39.5931 | 0 | 0 | 39.5931 | 0 | 36.0292 | 79.7297 | 0.45189 | 36.0292 | 79.7297 | 0.45189 | 39.9823 | 88.4774 | 0.45189 | 4.596% | 0.12948 | 0.12307 | 6652.8745 | 1118.7394 | 431.7484 | 5102.3868 | 6677.6256 | 0 | 0 | 6677.6256 | 0.008311%
2027 | RB1 | RB1-427R | Tier-3 | Tier-3---7 | 5--5 | 570 | 100% | 996.0696 | 83.51% | 15.68% | 0.8099% | 41.1767 | 0 | 0 | 41.1767 | 0 | 37.4703 | 178.9209 | 0.20942 | 37.4703 | 178.9209 | 0.20942 | 41.5814 | 198.5517 | 0.20942 | 4.134% | 0.15381 | 0.14619 | 6476.1764 | 929.4617 | 937.2221 | 4609.4925 | 6531.7795 | 0 | 0 | 6531.7795 | 0.008643%
2027 | RB1 | RB1-433R | Tier-3 | Tier-3---10 | 5--5 | 73 | 100% | 717.075 | 94.45% | 5% | 0.5477% | 33.526 | 0 | 0 | 33.526 | 0 | 30.5082 | 22.9144 | 1.3314 | 30.5082 | 22.9144 | 1.3314 | 33.8555 | 25.4285 | 1.3314 | 4.675% | 0.15284 | 0.14528 | 4691.5909 | 760.1035 | 231.5295 | 3699.958 | 4705.1455 | 0 | 0 | 4705.1455 | 0.007037%
2027 | TM1 | TM1-10R | Tier-3 | Tier-3---12 | 5--5 | 239 | 100% | 437.3004 | 95.61% | 3.838% | 0.5568% | 20.695 | 0 | 0 | 20.695 | 0 | 18.8322 | 75.0212 | 0.25103 | 18.8322 | 75.0212 | 0.25103 | 20.8984 | 83.2524 | 0.25103 | 4.732% | 0.093421 | 0.088796 | 4680.975 | 712.9363 | 184.5612 | 3783.4774 | 4691.6885 | 0 | 0 | 4691.6885 | 0.004344%
2028 | 1001 | 1001-1231F | Tier-2 | Tier-2---15 | 3--3 | 5 | 100% | 14.0535 | 92.14% | 7.108% | 0.7568% | 0.64094 | 0 | 0 | 0.64094 | 0 | 0.55637 | 1.4972 | 0.37162 | 0.55637 | 1.4972 | 0.37162 | 0.65041 | 1.7502 | 0.37162 | 4.561% | 0.025088 | 0.023847 | 560.1576 | 85.0993 | 40.4936 | 434.5648 | 562.4519 | 0 | 0 | 562.4519 | 0.0001345%
2028 | 1001 | 1001-1814AE | Tier-2 | Tier-2---11 | 5--3 | 34 | 100% | 47.9998 | 92.92% | 6.426% | 0.6525% | 2.2078 | 0 | 0 | 2.2078 | 0 | 1.9165 | 10.1808 | 0.18825 | 1.9165 | 10.1808 | 0.18825 | 2.2404 | 11.9015 | 0.18825 | 4.6% | 0.094213 | 0.089549 | 509.4829 | 78.1654 | 33.1388 | 398.1787 | 511.361 | 0 | 0 | 511.361 | 0.0004634%
2028 | 1001 | 1001-1820F | Tier-2 | Tier-2---5 | 5--5 | 620 | 100% | 829.5199 | 57.26% | 42.23% | 0.5113% | 23.5124 | 0 | 0 | 23.5124 | 0 | 20.4103 | 185.6502 | 0.10994 | 20.4103 | 185.6502 | 0.10994 | 23.8598 | 217.0271 | 0.10994 | 2.834% | 0.12846 | 0.1221 | 6457.4377 | 610.0184 | 2517.829 | 3329.5903 | 6601.1622 | 0 | 0 | 6601.1622 | 0.004935%
2028 | 1021 | 1021-1748F | Tier-3 | Tier-3---2 | 5--5 | 510 | 100% | 3232.7645 | 89.58% | 10.03% | 0.3884% | 143.3482 | 0 | 0 | 143.3482 | 0 | 124.4356 | 152.7122 | 0.81484 | 124.4356 | 152.7122 | 0.81484 | 145.4666 | 178.5223 | 0.81484 | 4.434% | 0.16564 | 0.15744 | 19517.3055 | 3280.9667 | 1890.5731 | 14345.7657 | 19623.2124 | 0 | 0 | 19623.2124 | 0.03009%
2028 | 1021 | 1021-1760R | Tier-3 | Tier-3---6 | 5--5 | 72 | 100% | 678.7974 | 81.46% | 18.22% | 0.3148% | 27.3725 | 0 | 0 | 27.3725 | 0 | 23.7611 | 21.5594 | 1.1021 | 23.7611 | 21.5594 | 1.1021 | 27.777 | 25.2032 | 1.1021 | 4.032% | 0.10829 | 0.10293 | 6268.2599 | 949.9835 | 1058.3856 | 4259.8908 | 6328.7664 | 0 | 0 | 6328.7664 | 0.005746%
2028 | 1021 | 1021-25R | Tier-3 | Tier-3---2 | 5--5 | 230 | 100% | 1498.4695 | 96.3% | 3.418% | 0.2826% | 71.4297 | 0 | 0 | 71.4297 | 0 | 62.0056 | 68.8702 | 0.90033 | 62.0056 | 68.8702 | 0.90033 | 72.4853 | 80.5101 | 0.90033 | 4.767% | 0.12361 | 0.11749 | 12122.637 | 2220.1266 | 404.4712 | 9498.0392 | 12145.9969 | 0 | 0 | 12145.9969 | 0.01499%
2028 | 1021 | 1021-855 | Tier-3 | Tier-3---10 | 5--5 | 99 | 100% | 466.7529 | 94.79% | 4.788% | 0.426% | 21.8995 | 0 | 0 | 21.8995 | 0 | 19.0102 | 29.6441 | 0.64128 | 19.0102 | 29.6441 | 0.64128 | 22.2231 | 34.6543 | 0.64128 | 4.692% | 0.10909 | 0.10369 | 4278.6432 | 663.1014 | 202.1105 | 3413.4312 | 4290.2623 | 0 | 0 | 4290.2623 | 0.004597%
2028 | 1021 | 1021-883R | Tier-3 | Tier-3---16 | 5--4 | 32 | 100% | 128.5827 | 95.57% | 4.014% | 0.4192% | 6.0827 | 0 | 0 | 6.0827 | 0 | 5.2801 | 9.5819 | 0.55105 | 5.2801 | 9.5819 | 0.55105 | 6.1726 | 11.2014 | 0.55105 | 4.731% | 0.10042 | 0.095448 | 1280.464 | 200.1169 | 52.1937 | 1028.1534 | 1283.4204 | 0 | 0 | 1283.4204 | 0.001277%
2028 | 1021 | 1021-92 | Tier-3 | Tier-3---15 | 5--4 | 20 | 100% | 73.801 | 95.78% | 3.784% | 0.4383% | 3.4989 | 0 | 0 | 3.4989 | 0 | 3.0373 | 5.9887 | 0.50716 | 3.0373 | 5.9887 | 0.50716 | 3.5506 | 7.0009 | 0.50716 | 4.741% | 0.099013 | 0.094112 | 745.3636 | 116.7498 | 26.9385 | 601.6753 | 747.0028 | 0 | 0 | 747.0028 | 0.0007344%
2028 | 1022 | 1022-17F | Tier-3 | Tier-3---4 | 5--5 | 145 | 100% | 887.1334 | 95.91% | 3.733% | 0.3607% | 42.1153 | 0 | 0 | 42.1153 | 0 | 36.5588 | 43.4182 | 0.84202 | 36.5588 | 43.4182 | 0.84202 | 42.7377 | 50.7563 | 0.84202 | 4.747% | 0.10945 | 0.10403 | 8105.3609 | 1393.5381 | 301.1063 | 6410.7165 | 8122.6419 | 0 | 0 | 8122.6419 | 0.00884%
2028 | 1022 | 1022-26R | Tier-3 | Tier-3---15 | 4--4 | 5 | 100% | 67.2303 | 92.09% | 7.549% | 0.3574% | 3.0648 | 0 | 0 | 3.0648 | 0 | 2.6604 | 1.4972 | 1.777 | 2.6604 | 1.4972 | 1.777 | 3.1101 | 1.7502 | 1.777 | 4.559% | 0.092662 | 0.088075 | 725.545 | 109.1423 | 50.7298 | 565.6729 | 728.5325 | 0 | 0 | 728.5325 | 0.0006433%
2028 | 1022 | 1022-322R | Tier-3 | Tier-3---10 | 5--5 | 57 | 100% | 526.8683 | 92.1% | 7.447% | 0.4577% | 24.0185 | 0 | 0 | 24.0185 | 0 | 20.8496 | 17.0678 | 1.2216 | 20.8496 | 17.0678 | 1.2216 | 24.3734 | 19.9525 | 1.2216 | 4.559% | 0.10587 | 0.10063 | 4976.7569 | 830.1937 | 356.0985 | 3790.4647 | 4997.2437 | 0 | 0 | 4997.2437 | 0.005041%
2028 | 1023 | 1023-200R | Tier-2 | Tier-2---5 | 4--5 | 198 | 100% | 340.3967 | 93.71% | 5.554% | 0.7407% | 15.7891 | 0 | 0 | 15.7891 | 0 | 13.7059 | 59.2883 | 0.23117 | 13.7059 | 59.2883 | 0.23117 | 16.0224 | 69.3087 | 0.23117 | 4.638% | 0.083115 | 0.079 | 4095.5104 | 628.6418 | 234.4876 | 3232.381 | 4108.9353 | 0 | 0 | 4108.9353 | 0.003314%
2028 | 1023 | 1023-46AE | Tier-2 | Tier-2---2 | 5--5 | 886 | 100% | 1480.046 | 74.84% | 24.29% | 0.8655% | 54.8311 | 0 | 0 | 54.8311 | 0 | 47.597 | 265.3001 | 0.17941 | 47.597 | 265.3001 | 0.17941 | 55.6414 | 310.1388 | 0.17941 | 3.705% | 0.13914 | 0.13225 | 10637.4667 | 1301.0798 | 2440.2216 | 6896.1652 | 10776.8346 | 0 | 0 | 10776.8346 | 0.01151%
2028 | 1023 | 1023-48R | Tier-2 | Tier-2---5 | 5--5 | 587 | 100% | 664.4014 | 85.5% | 12.99% | 1.509% | 28.1206 | 0 | 0 | 28.1206 | 0 | 24.4106 | 175.7688 | 0.13888 | 24.4106 | 175.7688 | 0.13888 | 28.5362 | 205.4757 | 0.13888 | 4.232% | 0.12816 | 0.12182 | 5184.0424 | 718.5028 | 688.8951 | 3776.6445 | 5223.1761 | 0 | 0 | 5223.1761 | 0.005903%
2028 | 1023 | 1023-89R | Tier-2 | Tier-2---11 | 4--4 | 101 | 100% | 171.3673 | 58.84% | 39.57% | 1.585% | 4.9915 | 0 | 0 | 4.9915 | 0 | 4.3329 | 30.243 | 0.14327 | 4.3329 | 30.243 | 0.14327 | 5.0652 | 35.3544 | 0.14327 | 2.913% | 0.083403 | 0.079275 | 2054.6806 | 198.0279 | 761.6338 | 1095.0189 | 2098.7199 | 0 | 0 | 2098.7199 | 0.001048%
2028 | 1030 | 1030-1728R | Tier-3 | Tier-3---9 | 5--5 | 14 | 100% | 527.0422 | 83.47% | 16.25% | 0.2733% | 21.7771 | 0 | 0 | 21.7771 | 0 | 18.9039 | 4.1921 | 4.5094 | 18.9039 | 4.1921 | 4.5094 | 22.0989 | 4.9006 | 4.5094 | 4.132% | 0.23544 | 0.22379 | 2238.5434 | 326.4296 | 340.3101 | 1571.8036 | 2257.8096 | 0 | 0 | 2257.8096 | 0.004571%
2028 | 1030 | 1030-1777 | Tier-3 | Tier-3---5 | 5--5 | 117 | 100% | 1156.6044 | 85.87% | 13.79% | 0.3401% | 49.1606 | 0 | 0 | 49.1606 | 0 | 42.6746 | 35.034 | 1.2181 | 42.6746 | 35.034 | 1.2181 | 49.8871 | 40.9551 | 1.2181 | 4.25% | 0.24629 | 0.2341 | 4696.0317 | 680.3464 | 620.6467 | 3395.0386 | 4730.5949 | 0 | 0 | 4730.5949 | 0.01032%
2028 | 1030 | 1030-1823F | Tier-3 | Tier-3---13 | 5--5 | 50 | 100% | 202.5757 | 94.25% | 5.49% | 0.2586% | 9.4511 | 0 | 0 | 9.4511 | 0 | 8.2042 | 14.9718 | 0.54798 | 8.2042 | 14.9718 | 0.54798 | 9.5908 | 17.5022 | 0.54798 | 4.665% | 0.10605 | 0.1008 | 1910.1293 | 293.8795 | 98.2865 | 1517.9633 | 1915.8474 | 0 | 0 | 1915.8474 | 0.001984%
2028 | 1030 | 1030-18R | Tier-3 | Tier-3---7 | 5--5 | 307 | 100% | 693.6608 | 87.49% | 12.21% | 0.2965% | 30.0406 | 0 | 0 | 30.0406 | 0 | 26.0772 | 91.9268 | 0.28367 | 26.0772 | 91.9268 | 0.28367 | 30.4845 | 107.4634 | 0.28367 | 4.331% | 0.23843 | 0.22663 | 2909.3141 | 434.9069 | 331.8024 | 2142.6047 | 2928.2688 | 0 | 0 | 2928.2688 | 0.006306%
2028 | 1030 | 1030-20R | Tier-3 | Tier-3---3 | 5--5 | 298 | 100% | 2610.2797 | 91.86% | 7.744% | 0.3915% | 118.6968 | 0 | 0 | 118.6968 | 0 | 103.0365 | 89.2318 | 1.1547 | 103.0365 | 89.2318 | 1.1547 | 120.4509 | 104.313 | 1.1547 | 4.547% | 0.28668 | 0.27249 | 9105.2413 | 1516.1831 | 664.7389 | 6924.3193 | 9143.8195 | 0 | 0 | 9143.8195 | 0.02491%
2028 | 1030 | 1030-42R | Tier-3 | Tier-3---3 | 5--5 | 474 | 100% | 2942.2545 | 85.79% | 13.83% | 0.3713% | 124.9524 | 0 | 0 | 124.9524 | 0 | 108.4668 | 141.9325 | 0.76421 | 108.4668 | 141.9325 | 0.76421 | 126.7989 | 165.9208 | 0.76421 | 4.247% | 0.28228 | 0.2683 | 10423.3029 | 1628.0334 | 1345.6404 | 7449.6291 | 10500.4141 | 0 | 0 | 10500.4141 | 0.02623%
2028 | 1030 | 1030-989R | Tier-3 | Tier-3---3 | 5--5 | 159 | 100% | 3020.5785 | 92.73% | 6.883% | 0.3901% | 138.6439 | 0 | 0 | 138.6439 | 0 | 120.3519 | 47.6103 | 2.5279 | 120.3519 | 47.6103 | 2.5279 | 140.6928 | 55.657 | 2.5279 | 4.59% | 0.30703 | 0.29183 | 9838.1975 | 1537.3198 | 631.4887 | 7669.389 | 9875.4617 | 0 | 0 | 9875.4617 | 0.0291%
2028 | 1039 | 1039-13 | Tier-2 | Tier-2---3 | 5--5 | 740 | 100% | 2056.5259 | 80.69% | 18.74% | 0.569% | 82.1418 | 0 | 0 | 82.1418 | 0 | 71.3045 | 221.5824 | 0.3218 | 71.3045 | 221.5824 | 0.3218 | 83.3557 | 259.0324 | 0.3218 | 3.994% | 0.1351 | 0.12841 | 15222.1821 | 2652.795 | 2719.3692 | 9850.0179 | 15375.2522 | 0 | 0 | 15375.2522 | 0.01724%
2028 | 1073 | 1073-872F | Tier-2 | Tier-2---20 | 3--2 | 49 | 100% | 7.9014 | 70.78% | 23.83% | 5.396% | 0.27682 | 0 | 0 | 0.27682 | 0 | 0.2403 | 14.6724 | 0.016377 | 0.2403 | 14.6724 | 0.016377 | 0.28091 | 17.1521 | 0.016377 | 3.503% | 0.018584 | 0.017664 | 425.1621 | 49.479 | 114.8811 | 260.802 | 431.6327 | 0 | 0 | 431.6327 | 5.81e-05%
2028 | 1073 | 1073-886F | Tier-2 | Tier-2---20 | 3--2 | 18 | 100% | 24.1814 | 4.506% | 95.04% | 0.4562% | 0.053933 | 0 | 0 | 0.053933 | 0 | 0.046817 | 5.3898 | 0.0086862 | 0.046817 | 5.3898 | 0.0086862 | 0.05473 | 6.3008 | 0.0086862 | 0.223% | 0.016776 | 0.015946 | 1441.409 | 12.0618 | 1249.7892 | 179.558 | 1513.0923 | 0 | 0 | 1513.0923 | 1.132e-05%
2028 | 1073 | 1073-887F | Tier-2 | Tier-2---21 | 3--1 | 2 | 100% | 4.8278 | 14.92% | 83.66% | 1.424% | 0.035654 | 0 | 0 | 0.035654 | 0 | 0.03095 | 0.59887 | 0.051681 | 0.03095 | 0.59887 | 0.051681 | 0.036181 | 0.70009 | 0.051681 | 0.7385% | 0.016639 | 0.015815 | 290.1481 | 7.5827 | 212.0226 | 70.5428 | 303.004 | 0 | 0 | 303.004 | 7.484e-06%
2028 | 1090 | 1090-1734 | Tier-3 | Tier-3---16 | 2--5 | 5 | 100% | 102.6812 | 94.73% | 4.077% | 1.193% | 4.8148 | 0 | 0 | 4.8148 | 0 | 4.1796 | 1.4972 | 2.7916 | 4.1796 | 1.4972 | 2.7916 | 4.886 | 1.7502 | 2.7916 | 4.689% | 0.01345 | 0.012784 | 7634.5181 | 1203.6871 | 422.3196 | 6008.5114 | 7655.4733 | 0 | 0 | 7655.4733 | 0.001011%
2028 | 1090 | 1090-636R | Tier-3 | Tier-3---15 | 5--3 | 72 | 100% | 202.402 | 73% | 25.01% | 1.988% | 7.3141 | 0 | 0 | 7.3141 | 0 | 6.3491 | 21.5594 | 0.29449 | 6.3491 | 21.5594 | 0.29449 | 7.4222 | 25.2032 | 0.29449 | 3.614% | 0.38465 | 0.36561 | 526.2047 | 57.0359 | 118.3494 | 350.8194 | 533.603 | 0 | 0 | 533.603 | 0.001535%
2028 | 1090 | 1090-70F | Tier-2 | Tier-2---15 | 2--5 | 2 | 100% | 35.1863 | 53.14% | 45.71% | 1.154% | 0.92556 | 0 | 0 | 0.92556 | 0 | 0.80344 | 0.59887 | 1.3416 | 0.80344 | 0.59887 | 1.3416 | 0.93923 | 0.70009 | 1.3416 | 2.63% | 0.0083 | 0.0078891 | 4239.3083 | 364.6844 | 1853.0615 | 2021.5624 | 4342.7622 | 0 | 0 | 4342.7622 | 0.0001943%
2028 | 1090 | 1090-73F | Tier-3 | Tier-3---10 | 4--5 | 252 | 100% | 724.1417 | 96.98% | 2.008% | 1.013% | 34.7621 | 0 | 0 | 34.7621 | 0 | 30.1758 | 75.4578 | 0.3999 | 30.1758 | 75.4578 | 0.3999 | 35.2758 | 88.211 | 0.3999 | 4.8% | 0.046754 | 0.044439 | 15488.4699 | 2874.558 | 442.3847 | 12171.5272 | 15512.8378 | 0 | 0 | 15512.8378 | 0.007297%
2028 | 1090 | 1090-74F | Tier-3 | Tier-3---10 | 4--5 | 260 | 100% | 595.9278 | 96.92% | 1.794% | 1.287% | 28.5897 | 0 | 0 | 28.5897 | 0 | 24.8177 | 77.8533 | 0.31878 | 24.8177 | 77.8533 | 0.31878 | 29.0122 | 91.0114 | 0.31878 | 4.798% | 0.045737 | 0.043473 | 13029.5603 | 2451.0895 | 420.5295 | 10157.9412 | 13050.4642 | 0 | 0 | 13050.4642 | 0.006001%
2028 | 1094 | 1094-35F | Tier-2 | Tier-2---7 | 3--5 | 214 | 100% | 314.0502 | 98.71% | 0% | 1.287% | 15.3455 | 0 | 0 | 15.3455 | 0 | 13.3209 | 64.0792 | 0.20788 | 13.3209 | 64.0792 | 0.20788 | 15.5722 | 74.9094 | 0.20788 | 4.886% | 0.020398 | 0.019388 | 15396.4279 | 2493.2081 | 249.741 | 12653.4788 | 15406.7451 | 0 | 0 | 15406.7451 | 0.003221%
2028 | 1094 | 1094-7 | Tier-2 | Tier-2---17 | 2--4 | 47 | 100% | 23.6343 | 95.14% | 0% | 4.857% | 1.1131 | 0 | 0 | 1.1131 | 0 | 0.96622 | 14.0735 | 0.068656 | 0.96622 | 14.0735 | 0.068656 | 1.1295 | 16.4521 | 0.068656 | 4.71% | 0.0065074 | 0.0061853 | 3631.9148 | 548.3695 | 294.63 | 2788.9153 | 3641.1014 | 0 | 0 | 3641.1014 | 0.0002336%
2028 | 1100 | 1100-1172R | Tier-2 | Tier-2---7 | 4--5 | 4 | 100% | 224.6699 | 96.97% | 2.526% | 0.5062% | 10.7839 | 0 | 0 | 10.7839 | 0 | 9.3611 | 1.1977 | 7.8156 | 9.3611 | 1.1977 | 7.8156 | 10.9433 | 1.4002 | 7.8156 | 4.8% | 0.080798 | 0.076798 | 2780.644 | 645.5698 | 68.3515 | 2066.7227 | 2785.0355 | 0 | 0 | 2785.0355 | 0.002264%
2028 | 1105 | 1105-1479 | Tier-2 | Tier-2---4 | 5--5 | 24 | 100% | 388.9465 | 99.2% | 0.3457% | 0.4512% | 19.0994 | 0 | 0 | 19.0994 | 0 | 16.5795 | 7.1865 | 2.3071 | 16.5795 | 7.1865 | 2.3071 | 19.3817 | 8.4011 | 2.3071 | 4.911% | 0.10556 | 0.10034 | 3684.559 | 828.8019 | 25.956 | 2829.8012 | 3686.0881 | 0 | 0 | 3686.0881 | 0.004009%
2028 | 1105 | 1105-1483 | Tier-2 | Tier-2---11 | 4--4 | 17 | 100% | 59.1581 | 61.98% | 37.43% | 0.5957% | 1.8149 | 0 | 0 | 1.8149 | 0 | 1.5755 | 5.0904 | 0.30949 | 1.5755 | 5.0904 | 0.30949 | 1.8417 | 5.9507 | 0.30949 | 3.068% | 0.063819 | 0.06066 | 926.9702 | 95.1212 | 282.7416 | 549.1075 | 945.3255 | 0 | 0 | 945.3255 | 0.0003809%
2028 | 1118 | 1118-1718F | Tier-2 | Tier-2---10 | 5--4 | 60 | 100% | 86.4712 | 94.68% | 4.653% | 0.67% | 4.0525 | 0 | 0 | 4.0525 | 0 | 3.5178 | 17.9661 | 0.1958 | 3.5178 | 17.9661 | 0.1958 | 4.1123 | 21.0026 | 0.1958 | 4.686% | 0.10781 | 0.10247 | 802.0788 | 148.072 | 34.1971 | 619.8097 | 804.3024 | 0 | 0 | 804.3024 | 0.0008506%
2028 | 1138 | 1138-6R | Tier-2 | Tier-2---5 | 5--5 | 840 | 100% | 1117.3657 | 63.79% | 34.95% | 1.264% | 35.2809 | 0 | 0 | 35.2809 | 0 | 30.6261 | 251.526 | 0.12176 | 30.6261 | 251.526 | 0.12176 | 35.8023 | 294.0368 | 0.12176 | 3.158% | 0.17153 | 0.16304 | 6514.2797 | 790.3405 | 2180.8634 | 3543.0757 | 6637.1286 | 0 | 0 | 6637.1286 | 0.007405%
2028 | 1162 | 1162-329R | Tier-2 | Tier-2---13 | 4--3 | 10 | 100% | 43.5602 | 84.31% | 12.05% | 3.642% | 1.8179 | 0 | 0 | 1.8179 | 0 | 1.578 | 2.9944 | 0.527 | 1.578 | 2.9944 | 0.527 | 1.8447 | 3.5004 | 0.527 | 4.173% | 0.070019 | 0.066553 | 622.1156 | 81.8972 | 81.6762 | 458.5422 | 627.1997 | 0 | 0 | 627.1997 | 0.0003816%
2028 | 1162 | 1162-363 | Tier-2 | Tier-2---13 | 4--3 | 2 | 100% | 41.7736 | 86.9% | 10.44% | 2.668% | 1.7968 | 0 | 0 | 1.7968 | 0 | 1.5598 | 0.59887 | 2.6045 | 1.5598 | 0.59887 | 2.6045 | 1.8234 | 0.70009 | 2.6045 | 4.301% | 0.064829 | 0.06162 | 644.3653 | 89.5043 | 68.646 | 486.215 | 648.7625 | 0 | 0 | 648.7625 | 0.0003772%
2028 | 1166 | 1166-15R | Tier-3 | Tier-3---11 | 5--5 | 45 | 100% | 528.031 | 87.26% | 12.17% | 0.5736% | 22.8075 | 0 | 0 | 22.8075 | 0 | 19.7984 | 13.4746 | 1.4693 | 19.7984 | 13.4746 | 1.4693 | 23.1446 | 15.752 | 1.4693 | 4.319% | 0.19397 | 0.18436 | 2722.2863 | 390.5327 | 317.9476 | 2013.8061 | 2740.3485 | 0 | 0 | 2740.3485 | 0.004787%
2028 | 1166 | 1166-18R | Tier-3 | Tier-3---5 | 5--5 | 53 | 100% | 1129.6851 | 97.99% | 1.718% | 0.2919% | 54.7956 | 0 | 0 | 54.7956 | 0 | 47.5662 | 15.8701 | 2.9972 | 47.5662 | 15.8701 | 2.9972 | 55.6054 | 18.5523 | 2.9972 | 4.851% | 0.21365 | 0.20307 | 5287.5602 | 933.108 | 102.1782 | 4252.2741 | 5293.094 | 0 | 0 | 5293.094 | 0.0115%
2028 | 1166 | 1166-342R | Tier-3 | Tier-3---5 | 5--5 | 215 | 100% | 1306.4494 | 92.9% | 6.658% | 0.4418% | 60.0776 | 0 | 0 | 60.0776 | 0 | 52.1513 | 64.3787 | 0.81007 | 52.1513 | 64.3787 | 0.81007 | 60.9654 | 75.2594 | 0.81007 | 4.599% | 0.21878 | 0.20795 | 5971.6251 | 888.1999 | 386.1133 | 4697.3119 | 5993.7061 | 0 | 0 | 5993.7061 | 0.01261%
2028 | 1215 | 1215-12R | Tier-3 | Tier-3---9 | 5--4 | 28 | 100% | 1149.8777 | 88.93% | 10.69% | 0.3802% | 50.6191 | 0 | 0 | 50.6191 | 0 | 43.9406 | 8.3842 | 5.2409 | 43.9406 | 8.3842 | 5.2409 | 51.3671 | 9.8012 | 5.2409 | 4.402% | 0.69907 | 0.66447 | 1644.8687 | 214.1134 | 166.723 | 1264.0324 | 1654.3499 | 0 | 0 | 1654.3499 | 0.01062%
2028 | 1215 | 1215-28R | Tier-3 | Tier-3---14 | 5--3 | 21 | 100% | 466.2657 | 75.31% | 24.3% | 0.3892% | 17.3819 | 0 | 0 | 17.3819 | 0 | 15.0886 | 6.2882 | 2.3995 | 15.0886 | 6.2882 | 2.3995 | 17.6387 | 7.3509 | 2.3995 | 3.728% | 0.66756 | 0.63451 | 698.4647 | 77.4157 | 150.4059 | 470.6431 | 707.4453 | 0 | 0 | 707.4453 | 0.003648%
2028 | 1215 | 1215-32R | Tier-3 | Tier-3---7 | 5--4 | 186 | 100% | 1677.0531 | 82.12% | 17.49% | 0.3917% | 68.1738 | 0 | 0 | 68.1738 | 0 | 59.1793 | 55.695 | 1.0626 | 59.1793 | 55.695 | 1.0626 | 69.1813 | 65.1081 | 1.0626 | 4.065% | 0.68132 | 0.6476 | 2461.4685 | 295.8109 | 389.7657 | 1775.8918 | 2484.3845 | 0 | 0 | 2484.3845 | 0.01431%
2028 | 1233 | 1233-259R | Tier-3 | Tier-3---16 | 5--4 | 75 | 100% | 252.1704 | 91.31% | 7.348% | 1.341% | 11.3978 | 0 | 0 | 11.3978 | 0 | 9.894 | 22.4577 | 0.44056 | 9.894 | 22.4577 | 0.44056 | 11.5662 | 26.2533 | 0.44056 | 4.52% | 0.12749 | 0.12118 | 1978.0181 | 293.7888 | 180.7034 | 1503.5259 | 1986.9694 | 0 | 0 | 1986.9694 | 0.002392%
2028 | 1233 | 1233-585R | Tier-3 | Tier-3---12 | 5--5 | 117 | 100% | 496.1989 | 88.91% | 10.23% | 0.8642% | 21.8376 | 0 | 0 | 21.8376 | 0 | 18.9564 | 35.034 | 0.54109 | 18.9564 | 35.034 | 0.54109 | 22.1603 | 40.9551 | 0.54109 | 4.401% | 0.12988 | 0.12345 | 3820.3589 | 569.6038 | 386.1666 | 2864.5885 | 3842.4262 | 0 | 0 | 3842.4262 | 0.004584%
2028 | 1233 | 1233-587R | Tier-3 | Tier-3---13 | 5--5 | 246 | 100% | 468.3326 | 86.93% | 12.01% | 1.054% | 20.1536 | 0 | 0 | 20.1536 | 0 | 17.4947 | 73.6612 | 0.2375 | 17.4947 | 73.6612 | 0.2375 | 20.4515 | 86.1108 | 0.2375 | 4.303% | 0.13489 | 0.12821 | 3472.0209 | 495.7254 | 420.8281 | 2555.4674 | 3495.6448 | 0 | 0 | 3495.6448 | 0.00423%
2028 | 1233 | 1233-589R | Tier-3 | Tier-3---16 | 5--4 | 35 | 100% | 204.2414 | 92.81% | 6.245% | 0.9483% | 9.3828 | 0 | 0 | 9.3828 | 0 | 8.1448 | 10.4803 | 0.77716 | 8.1448 | 10.4803 | 0.77716 | 9.5214 | 12.2515 | 0.77716 | 4.594% | 0.11751 | 0.11169 | 1738.0856 | 257.6679 | 107.3811 | 1373.0366 | 1744.5963 | 0 | 0 | 1744.5963 | 0.001969%
2028 | 1233 | 1233-591R | Tier-3 | Tier-3---12 | 5--5 | 94 | 100% | 575.4654 | 90.21% | 8.957% | 0.8354% | 25.6963 | 0 | 0 | 25.6963 | 0 | 22.306 | 28.147 | 0.79248 | 22.306 | 28.147 | 0.79248 | 26.076 | 32.9041 | 0.79248 | 4.465% | 0.13142 | 0.12491 | 4378.9662 | 686.8056 | 385.5684 | 3306.5923 | 4401.2964 | 0 | 0 | 4401.2964 | 0.005394%
2028 | 1242 | 1242-1079R | Tier-2 | Tier-2---12 | 2--5 | 2 | 100% | 62.7006 | 97.78% | 0% | 2.22% | 3.0348 | 0 | 0 | 3.0348 | 0 | 2.6344 | 0.59887 | 4.3989 | 2.6344 | 0.59887 | 4.3989 | 3.0796 | 0.70009 | 4.3989 | 4.84% | 0.0067316 | 0.0063984 | 9314.3707 | 3724.1415 | 317.0899 | 5273.1393 | 9325.1374 | 0 | 0 | 9325.1374 | 0.000637%
2028 | 1242 | 1242-1084 | Tier-2 | Tier-2---12 | 2--5 | 17 | 100% | 67.671 | 98.5% | 0% | 1.502% | 3.2994 | 0 | 0 | 3.2994 | 0 | 2.8641 | 5.0904 | 0.56264 | 2.8641 | 5.0904 | 0.56264 | 3.3482 | 5.9507 | 0.56264 | 4.876% | 0.005996 | 0.0056992 | 11286.0292 | 3154.1305 | 158.2746 | 7973.6241 | 11294.8588 | 0 | 0 | 11294.8588 | 0.0006925%
2028 | 1243 | 1243-319R | Tier-2 | Tier-2---9 | 4--4 | 55 | 100% | 157.976 | 95.24% | 3.794% | 0.9624% | 7.4479 | 0 | 0 | 7.4479 | 0 | 6.4652 | 16.469 | 0.39257 | 6.4652 | 16.469 | 0.39257 | 7.5579 | 19.2524 | 0.39257 | 4.715% | 0.081051 | 0.077039 | 1949.0936 | 286.756 | 79.621 | 1582.7166 | 1953.9216 | 0 | 0 | 1953.9216 | 0.001563%
2028 | 1243 | 1243-38R | Tier-2 | Tier-2---16 | 4--3 | 9 | 100% | 20.6467 | 96.08% | 2.766% | 1.159% | 0.9819 | 0 | 0 | 0.9819 | 0 | 0.85235 | 2.6949 | 0.31628 | 0.85235 | 2.6949 | 0.31628 | 0.99641 | 3.1504 | 0.31628 | 4.756% | 0.072591 | 0.068997 | 284.4264 | 43.4839 | 9.2234 | 231.7191 | 285.0078 | 0 | 0 | 285.0078 | 0.0002061%
2028 | 1243 | 1243-45R | Tier-2 | Tier-2---7 | 4--5 | 33 | 100% | 254.5086 | 93.11% | 5.994% | 0.8952% | 11.7303 | 0 | 0 | 11.7303 | 0 | 10.1827 | 9.8814 | 1.0305 | 10.1827 | 9.8814 | 1.0305 | 11.9036 | 11.5514 | 1.0305 | 4.609% | 0.087615 | 0.083278 | 2904.8382 | 427.4889 | 168.1582 | 2309.191 | 2915.2597 | 0 | 0 | 2915.2597 | 0.002462%
2028 | 1250 | 1250-27R | Tier-2 | Tier-2---6 | 5--5 | 63 | 100% | 986.6118 | 55.72% | 43.98% | 0.301% | 27.2133 | 0 | 0 | 27.2133 | 0 | 23.6229 | 18.8645 | 1.2522 | 23.6229 | 18.8645 | 1.2522 | 27.6154 | 22.0528 | 1.2522 | 2.758% | 0.097369 | 0.09255 | 10132.6684 | 1217.1368 | 4251.8401 | 4663.6915 | 10366.316 | 0 | 0 | 10366.316 | 0.005712%
2028 | 1250 | 1250-671R | Tier-2 | Tier-2---6 | 4--5 | 25 | 100% | 929.0776 | 60.83% | 39% | 0.1645% | 27.9762 | 0 | 0 | 27.9762 | 0 | 24.2852 | 7.4859 | 3.2441 | 24.2852 | 7.4859 | 3.2441 | 28.3897 | 8.7511 | 3.2441 | 3.011% | 0.09205 | 0.087494 | 10093.1841 | 1136.9369 | 3676.6867 | 5279.5604 | 10299.0635 | 0 | 0 | 10299.0635 | 0.005872%
2028 | 1250 | 1250-677R | Tier-2 | Tier-2---3 | 5--5 | 335 | 100% | 1140.8126 | 92.57% | 6.885% | 0.545% | 52.2747 | 0 | 0 | 52.2747 | 0 | 45.3779 | 100.311 | 0.45237 | 45.3779 | 100.311 | 0.45237 | 53.0473 | 117.2647 | 0.45237 | 4.582% | 0.11659 | 0.11081 | 9785.2264 | 1563.6458 | 667.8739 | 7553.7067 | 9823.0868 | 0 | 0 | 9823.0868 | 0.01097%
2028 | 1250 | 1250-8R | Tier-2 | Tier-2---4 | 4--5 | 91 | 100% | 384.7428 | 82.72% | 16.59% | 0.6903% | 15.7538 | 0 | 0 | 15.7538 | 0 | 13.6753 | 27.2487 | 0.50187 | 13.6753 | 27.2487 | 0.50187 | 15.9866 | 31.854 | 0.50187 | 4.095% | 0.092289 | 0.08772 | 4168.9089 | 570.5627 | 668.7462 | 2929.6001 | 4206.4253 | 0 | 0 | 4206.4253 | 0.003307%
2028 | 1458 | 1458-1056 | Tier-2 | Tier-2---11 | 5--3 | 35 | 100% | 79.604 | 49.93% | 49.51% | 0.5563% | 1.9674 | 0 | 0 | 1.9674 | 0 | 1.7079 | 10.4803 | 0.16296 | 1.7079 | 10.4803 | 0.16296 | 1.9965 | 12.2515 | 0.16296 | 2.472% | 0.13508 | 0.12839 | 589.3284 | 48.7394 | 264.1575 | 276.4315 | 604.6953 | 0 | 0 | 604.6953 | 0.000413%
2028 | 1458 | 1458-1058F | Tier-3 | Tier-3---13 | 5--5 | 8 | 100% | 533.9366 | 37.36% | 62.45% | 0.1834% | 9.8751 | 0 | 0 | 9.8751 | 0 | 8.5722 | 2.3955 | 3.5785 | 8.5722 | 2.3955 | 3.5785 | 10.021 | 2.8004 | 3.5785 | 1.849% | 0.13833 | 0.13149 | 3859.7922 | 265.8584 | 2184.7015 | 1409.2323 | 3985.6981 | 0 | 0 | 3985.6981 | 0.002073%
2028 | 1458 | 1458-1061 | Tier-2 | Tier-2---5 | 5--5 | 101 | 100% | 412.6338 | 86.27% | 13.38% | 0.3514% | 17.621 | 0 | 0 | 17.621 | 0 | 15.2962 | 30.243 | 0.50577 | 15.2962 | 30.243 | 0.50577 | 17.8814 | 35.3544 | 0.50577 | 4.27% | 0.14228 | 0.13523 | 2900.2061 | 586.2064 | 364.6762 | 1949.3235 | 2920.9434 | 0 | 0 | 2920.9434 | 0.003699%
2028 | 1458 | 1458-1075F | Tier-3 | Tier-3---20 | 1--5 | 4 | 100% | 5.049 | 99.29% | 0% | 0.71% | 0.24815 | 0 | 0 | 0.24815 | 0 | 0.21541 | 1.1977 | 0.17985 | 0.21541 | 1.1977 | 0.17985 | 0.25182 | 1.4002 | 0.17985 | 4.915% | 0.00013 | 0.00012356 | 38838.3667 | 6319.0217 | 320.6643 | 32198.6807 | 38852.7263 | 0 | 0 | 38852.7263 | 5.209e-05%
2028 | 1458 | 1458-1115F | Tier-2 | Tier-2---18 | 4--2 | 14 | 100% | 65.1969 | 0% | 100% | 0% | 0 | 0 | 0 | 0 | 0 | 0 | 4.1921 | 0 | 0 | 4.1921 | 0 | 0 | 4.9006 | 0 | 0% | 0.091242 | 0.086726 | 714.5495 | 1.4118 | 564.5507 | 148.587 | 751.7617 | 0 | 0 | 751.7617 | 0%
2028 | 1458 | 1458-1117F | Tier-2 | Tier-2---16 | 4--2 | 8 | 100% | 136.3317 | 0% | 100% | 0% | 0 | 0 | 0 | 0 | 0 | 0 | 2.3955 | 0 | 0 | 2.3955 | 0 | 0 | 2.8004 | 0 | 0% | 0.091116 | 0.086606 | 1496.247 | 1.9882 | 1350.0391 | 144.2196 | 1574.1683 | 0 | 0 | 1574.1683 | 0%
2028 | 1458 | 1458-1131R | Tier-3 | Tier-3---4 | 5--5 | 58 | 100% | 1406.6624 | 89.91% | 9.875% | 0.2137% | 62.6052 | 0 | 0 | 62.6052 | 0 | 54.3454 | 17.3673 | 3.1292 | 54.3454 | 17.3673 | 3.1292 | 63.5304 | 20.3025 | 3.1292 | 4.451% | 0.15941 | 0.15152 | 8824.2343 | 1339.2018 | 802.9411 | 6682.0914 | 8870.5956 | 0 | 0 | 8870.5956 | 0.01314%
2028 | 1458 | 1458-456F | Tier-2 | Tier-2---16 | 4--3 | 7 | 100% | 120.5031 | 4.551% | 95.42% | 0.02562% | 0.27144 | 0 | 0 | 0.27144 | 0 | 0.23563 | 2.0961 | 0.11242 | 0.23563 | 2.0961 | 0.11242 | 0.27545 | 2.4503 | 0.11242 | 0.2253% | 0.091761 | 0.087218 | 1313.2339 | 11.3935 | 1113.5701 | 188.2703 | 1378.5121 | 0 | 0 | 1378.5121 | 5.698e-05%
2028 | 1458 | 1458-519 | Tier-2 | Tier-2---17 | 1--5 | 1 | 100% | 7.6147 | 99.51% | 0% | 0.4892% | 0.37508 | 0 | 0 | 0.37508 | 0 | 0.3256 | 0.29944 | 1.0874 | 0.3256 | 0.29944 | 1.0874 | 0.38063 | 0.35004 | 1.0874 | 4.926% | 0.000217 | 0.00020626 | 35090.7714 | 5636.6246 | 740.6939 | 28713.4529 | 35099.7115 | 0 | 0 | 35099.7115 | 7.873e-05%
2028 | 1458 | 1458-565R | Tier-3 | Tier-3---6 | 5--5 | 151 | 100% | 865.4889 | 93.04% | 6.555% | 0.3997% | 39.862 | 0 | 0 | 39.862 | 0 | 34.6029 | 45.2148 | 0.7653 | 34.6029 | 45.2148 | 0.7653 | 40.4511 | 52.8566 | 0.7653 | 4.606% | 0.15819 | 0.15036 | 5471.15 | 831.2842 | 343.7471 | 4296.1187 | 5490.9667 | 0 | 0 | 5490.9667 | 0.008367%
2028 | 1458 | 1458-601R | Tier-3 | Tier-3---2 | 5--5 | 444 | 100% | 3446.9071 | 93.23% | 6.468% | 0.3015% | 159.0724 | 0 | 0 | 159.0724 | 0 | 138.0852 | 132.9495 | 1.0386 | 138.0852 | 132.9495 | 1.0386 | 161.4232 | 155.4194 | 1.0386 | 4.615% | 0.20421 | 0.1941 | 16878.9798 | 3452.9233 | 1062.0214 | 12364.0351 | 16938.4814 | 0 | 0 | 16938.4814 | 0.03339%
2028 | 1525 | 1525-23R | Tier-2 | Tier-2---20 | 4--1 | 4 | 100% | 2.2492 | 62.24% | 25.04% | 12.72% | 0.069291 | 0 | 0 | 0.069291 | 0 | 0.060149 | 1.1977 | 0.050219 | 0.060149 | 1.1977 | 0.050219 | 0.070315 | 1.4002 | 0.050219 | 3.081% | 0.032823 | 0.031198 | 68.526 | 7.5628 | 21.4776 | 39.4855 | 69.8736 | 0 | 0 | 69.8736 | 1.454e-05%
2028 | 157 | 157-165R | Tier-3 | Tier-3---18 | 5--2 | 42 | 100% | 161.4875 | 68.83% | 29.58% | 1.593% | 5.5019 | 0 | 0 | 5.5019 | 0 | 4.776 | 12.5763 | 0.37977 | 4.776 | 12.5763 | 0.37977 | 5.5833 | 14.7018 | 0.37977 | 3.407% | 0.28262 | 0.26863 | 571.4006 | 45.3664 | 164.9781 | 361.0561 | 580.6762 | 0 | 0 | 580.6762 | 0.001155%
2028 | 157 | 157-189R | Tier-3 | Tier-3---9 | 5--4 | 319 | 100% | 1466.7959 | 72.32% | 26.57% | 1.114% | 52.5064 | 0 | 0 | 52.5064 | 0 | 45.579 | 95.52 | 0.47717 | 45.579 | 95.52 | 0.47717 | 53.2824 | 111.664 | 0.47717 | 3.58% | 0.3705 | 0.35216 | 3959.0061 | 404.1268 | 974.6501 | 2580.2292 | 4016.0828 | 0 | 0 | 4016.0828 | 0.01102%
2028 | 157 | 157-1928R | Tier-3 | Tier-3---11 | 5--4 | 26 | 100% | 379.4778 | 92.67% | 6.848% | 0.4867% | 17.4064 | 0 | 0 | 17.4064 | 0 | 15.1099 | 7.7853 | 1.9408 | 15.1099 | 7.7853 | 1.9408 | 17.6636 | 9.1011 | 1.9408 | 4.587% | 0.2812 | 0.26728 | 1349.4751 | 199.7127 | 87.7056 | 1062.0567 | 1354.6297 | 0 | 0 | 1354.6297 | 0.003654%
2028 | 157 | 157-204R | Tier-3 | Tier-3---11 | 5--4 | 61 | 100% | 728.9999 | 94.73% | 4.338% | 0.9356% | 34.1826 | 0 | 0 | 34.1826 | 0 | 29.6727 | 18.2656 | 1.6245 | 29.6727 | 18.2656 | 1.6245 | 34.6878 | 21.3527 | 1.6245 | 4.689% | 0.32777 | 0.31154 | 2224.1461 | 315.248 | 151.9679 | 1756.9302 | 2230.254 | 0 | 0 | 2230.254 | 0.007175%
2028 | 157 | 157-232R | Tier-3 | Tier-3---11 | 5--4 | 124 | 100% | 737.6356 | 80.19% | 18.85% | 0.9654% | 29.2782 | 0 | 0 | 29.2782 | 0 | 25.4154 | 37.13 | 0.6845 | 25.4154 | 37.13 | 0.6845 | 29.7108 | 43.4054 | 0.6845 | 3.969% | 0.32167 | 0.30575 | 2293.1426 | 264.1373 | 427.4504 | 1601.5549 | 2316.8052 | 0 | 0 | 2316.8052 | 0.006146%
2028 | 157 | 157-257R | Tier-3 | Tier-3---14 | 5--4 | 208 | 100% | 854.144 | 56.45% | 41.98% | 1.572% | 23.8658 | 0 | 0 | 23.8658 | 0 | 20.7171 | 62.2826 | 0.33263 | 20.7171 | 62.2826 | 0.33263 | 24.2185 | 72.8091 | 0.33263 | 2.794% | 0.36686 | 0.3487 | 2328.2535 | 169.8306 | 913.7375 | 1244.6854 | 2381.0619 | 0 | 0 | 2381.0619 | 0.005009%
2028 | 157 | 157-273R | Tier-3 | Tier-3---14 | 5--4 | 114 | 100% | 480.7998 | 81.05% | 17.89% | 1.052% | 19.2905 | 0 | 0 | 19.2905 | 0 | 16.7454 | 34.1357 | 0.49056 | 16.7454 | 34.1357 | 0.49056 | 19.5756 | 39.905 | 0.49056 | 4.012% | 0.32295 | 0.30696 | 1488.7712 | 174.3464 | 278.1483 | 1036.2764 | 1503.4603 | 0 | 0 | 1503.4603 | 0.004049%
2028 | 157 | 157-81R | Tier-3 | Tier-3---3 | 5--5 | 323 | 100% | 2882.5826 | 80.96% | 18.44% | 0.5996% | 115.514 | 0 | 0 | 115.514 | 0 | 100.2737 | 96.7177 | 1.0368 | 100.2737 | 96.7177 | 1.0368 | 117.2211 | 113.0641 | 1.0368 | 4.007% | 0.38414 | 0.36512 | 7504.0834 | 990.345 | 1294.8297 | 5218.9087 | 7578.5076 | 0 | 0 | 7578.5076 | 0.02425%
2028 | 175 | 175-2024R | Tier-2 | Tier-2---5 | 5--5 | 419 | 100% | 563.0882 | 93.71% | 5.71% | 0.5784% | 26.1201 | 0 | 0 | 26.1201 | 0 | 22.6739 | 125.4636 | 0.18072 | 22.6739 | 125.4636 | 0.18072 | 26.5061 | 146.6683 | 0.18072 | 4.639% | 0.19114 | 0.18168 | 2945.925 | 621.2029 | 162.2415 | 2162.4806 | 2955.5726 | 0 | 0 | 2955.5726 | 0.005483%
2028 | 175 | 175-24R | Tier-2 | Tier-2---8 | 5--4 | 53 | 100% | 1055.746 | 27.96% | 71.78% | 0.2605% | 14.6103 | 0 | 0 | 14.6103 | 0 | 12.6827 | 15.8701 | 0.79916 | 12.6827 | 15.8701 | 0.79916 | 14.8262 | 18.5523 | 0.79916 | 1.384% | 0.17491 | 0.16625 | 6035.8973 | 385.7406 | 3993.7328 | 1656.4239 | 6262.3539 | 0 | 0 | 6262.3539 | 0.003067%
2028 | 175 | 175-64R | Tier-3 | Tier-3---11 | 5--5 | 166 | 100% | 731.7191 | 85.48% | 13.53% | 0.984% | 30.9619 | 0 | 0 | 30.9619 | 0 | 26.877 | 49.7063 | 0.54072 | 26.877 | 49.7063 | 0.54072 | 31.4195 | 58.1073 | 0.54072 | 4.231% | 0.20232 | 0.19231 | 3616.5854 | 555.855 | 463.329 | 2597.4013 | 3643.9277 | 0 | 0 | 3643.9277 | 0.006499%
2028 | 175 | 175-90R | Tier-3 | Tier-3---9 | 5--5 | 248 | 100% | 894.6693 | 80.29% | 18.79% | 0.921% | 35.5586 | 0 | 0 | 35.5586 | 0 | 30.8671 | 74.2601 | 0.41566 | 30.8671 | 74.2601 | 0.41566 | 36.084 | 86.8109 | 0.41566 | 3.974% | 0.20491 | 0.19477 | 4366.1148 | 584.0624 | 757.6208 | 3024.4316 | 4410.9247 | 0 | 0 | 4410.9247 | 0.007464%
2028 | 175 | 175-94R | Tier-2 | Tier-2---10 | 5--4 | 143 | 100% | 275.6722 | 39.95% | 59.59% | 0.4576% | 5.4519 | 0 | 0 | 5.4519 | 0 | 4.7326 | 42.8193 | 0.11052 | 4.7326 | 42.8193 | 0.11052 | 5.5324 | 50.0563 | 0.11052 | 1.978% | 0.16555 | 0.15736 | 1665.1861 | 117.2564 | 895.8047 | 652.125 | 1717.2587 | 0 | 0 | 1717.2587 | 0.001144%
2028 | 176 | 176-161R | Tier-3 | Tier-3---5 | 5--5 | 96 | 100% | 1442.7596 | 90.39% | 9.157% | 0.4576% | 64.5504 | 0 | 0 | 64.5504 | 0 | 56.034 | 28.7458 | 1.9493 | 56.034 | 28.7458 | 1.9493 | 65.5044 | 33.6042 | 1.9493 | 4.474% | 0.22417 | 0.21307 | 6436.0353 | 957.8537 | 605.899 | 4872.2826 | 6468.2597 | 0 | 0 | 6468.2597 | 0.01355%
2028 | 176 | 176-164R | Tier-3 | Tier-3---11 | 5--5 | 63 | 100% | 613.402 | 87.29% | 12.01% | 0.6968% | 26.5055 | 0 | 0 | 26.5055 | 0 | 23.0085 | 18.8645 | 1.2197 | 23.0085 | 18.8645 | 1.2197 | 26.8972 | 22.0528 | 1.2197 | 4.321% | 0.20727 | 0.19701 | 2959.4233 | 422.7131 | 329.6607 | 2207.0495 | 2979.0056 | 0 | 0 | 2979.0056 | 0.005564%
2028 | 176 | 176-1834R | Tier-3 | Tier-3---5 | 5--5 | 234 | 100% | 1527.634 | 81.51% | 17.94% | 0.5573% | 61.6342 | 0 | 0 | 61.6342 | 0 | 53.5025 | 70.068 | 0.76358 | 53.5025 | 70.068 | 0.76358 | 62.545 | 81.9102 | 0.76358 | 4.035% | 0.23205 | 0.22056 | 6583.3295 | 1087.0711 | 1168.7765 | 4327.4819 | 6646.7304 | 0 | 0 | 6646.7304 | 0.01294%
2028 | 176 | 176-1836R | Tier-2 | Tier-2---11 | 5--3 | 19 | 100% | 176.1999 | 27.39% | 72.07% | 0.5367% | 2.389 | 0 | 0 | 2.389 | 0 | 2.0738 | 5.6893 | 0.36451 | 2.0738 | 5.6893 | 0.36451 | 2.4243 | 6.6508 | 0.36451 | 1.356% | 0.10638 | 0.10111 | 1656.3379 | 87.619 | 1121.6433 | 447.0755 | 1718.9695 | 0 | 0 | 1718.9695 | 0.0005015%
2028 | 176 | 176-1845R | Tier-3 | Tier-3---11 | 5--5 | 62 | 100% | 550.3123 | 86.34% | 12.77% | 0.8885% | 23.5203 | 0 | 0 | 23.5203 | 0 | 20.4171 | 18.565 | 1.0998 | 20.4171 | 18.565 | 1.0998 | 23.8679 | 21.7027 | 1.0998 | 4.274% | 0.20978 | 0.19939 | 2623.3078 | 370.7068 | 320.9781 | 1931.6229 | 2641.9652 | 0 | 0 | 2641.9652 | 0.004937%
2028 | 176 | 176-194R | Tier-3 | Tier-3---9 | 5--5 | 95 | 100% | 677.779 | 83.64% | 15.51% | 0.8494% | 28.061 | 0 | 0 | 28.061 | 0 | 24.3588 | 28.4464 | 0.85631 | 24.3588 | 28.4464 | 0.85631 | 28.4757 | 33.2542 | 0.85631 | 4.14% | 0.21542 | 0.20476 | 3146.314 | 445.8846 | 458.0112 | 2242.4182 | 3173.1215 | 0 | 0 | 3173.1215 | 0.00589%
2028 | 176 | 176-197F | Tier-3 | Tier-3---5 | 5--5 | 299 | 100% | 1901.6652 | 78.35% | 21.16% | 0.4918% | 73.7557 | 0 | 0 | 73.7557 | 0 | 64.0248 | 89.5313 | 0.71511 | 64.0248 | 89.5313 | 0.71511 | 74.8457 | 104.6631 | 0.71511 | 3.878% | 0.23242 | 0.22091 | 8182.1472 | 1427.4932 | 1620.6818 | 5133.9723 | 8274.3863 | 0 | 0 | 8274.3863 | 0.01548%
2028 | 176 | 176-200F | Tier-3 | Tier-3---15 | 5--4 | 5 | 100% | 342.7574 | 49.83% | 49.91% | 0.2576% | 8.4543 | 0 | 0 | 8.4543 | 0 | 7.3389 | 1.4972 | 4.9018 | 7.3389 | 1.4972 | 4.9018 | 8.5793 | 1.7502 | 4.9018 | 2.467% | 0.18529 | 0.17612 | 1849.8169 | 153.4619 | 845.5193 | 850.8357 | 1898.1484 | 0 | 0 | 1898.1484 | 0.001775%
2028 | 177 | 177-955 | Tier-2 | Tier-2---5 | 5--5 | 11 | 100% | 950.0511 | 33.62% | 66.04% | 0.3363% | 15.8108 | 0 | 0 | 15.8108 | 0 | 13.7248 | 3.2938 | 4.1669 | 13.7248 | 3.2938 | 4.1669 | 16.0445 | 3.8505 | 4.1669 | 1.664% | 0.11726 | 0.11145 | 8102.2285 | 665.4806 | 4864.4056 | 2572.3423 | 8382.3153 | 0 | 0 | 8382.3153 | 0.003319%
2028 | 178 | 178-968AE | Tier-2 | Tier-2---18 | 3--3 | 1 | 100% | 15.4322 | 73.56% | 0% | 26.44% | 0.56191 | 0 | 0 | 0.56191 | 0 | 0.48778 | 0.29944 | 1.629 | 0.48778 | 0.29944 | 1.629 | 0.57022 | 0.35004 | 1.629 | 3.641% | 0.018466 | 0.017552 | 835.6994 | 94.2014 | 379.7988 | 361.6992 | 847.2069 | 0 | 0 | 847.2069 | 0.0001179%
2028 | 182 | 182-2240F | Tier-2 | Tier-2---2 | 5--5 | 357 | 100% | 1849.4802 | 64.04% | 35.59% | 0.3658% | 58.6279 | 0 | 0 | 58.6279 | 0 | 50.8929 | 106.8986 | 0.47609 | 50.8929 | 106.8986 | 0.47609 | 59.4943 | 124.9656 | 0.47609 | 3.17% | 0.1455 | 0.1383 | 12710.8197 | 2473.4049 | 4337.8066 | 5899.6082 | 12948.8593 | 0 | 0 | 12948.8593 | 0.01231%
2028 | 182 | 182-2250 | Tier-2 | Tier-2---8 | 5--5 | 5 | 100% | 188.3209 | 97.39% | 2.141% | 0.4657% | 9.0789 | 0 | 0 | 9.0789 | 0 | 7.8811 | 1.4972 | 5.264 | 7.8811 | 1.4972 | 5.264 | 9.2131 | 1.7502 | 5.264 | 4.821% | 0.10496 | 0.099761 | 1794.2707 | 286.1267 | 42.0773 | 1466.0666 | 1796.7063 | 0 | 0 | 1796.7063 | 0.001906%
2028 | 182 | 182-2252R | Tier-2 | Tier-2---5 | 5--5 | 208 | 100% | 437.4034 | 92.58% | 6.861% | 0.5557% | 20.0457 | 0 | 0 | 20.0457 | 0 | 17.401 | 62.2826 | 0.27939 | 17.401 | 62.2826 | 0.27939 | 20.342 | 72.8091 | 0.27939 | 4.583% | 0.11307 | 0.10747 | 3868.3889 | 593.9237 | 259.5961 | 3014.8691 | 3883.3295 | 0 | 0 | 3883.3295 | 0.004208%
2028 | 182 | 182-2254R | Tier-2 | Tier-2---11 | 5--4 | 4 | 100% | 74.8792 | 92.6% | 6.527% | 0.8705% | 3.4323 | 0 | 0 | 3.4323 | 0 | 2.9795 | 1.1977 | 2.4876 | 2.9795 | 1.1977 | 2.4876 | 3.4831 | 1.4002 | 2.4876 | 4.584% | 0.10223 | 0.097167 | 732.4796 | 113.3566 | 46.859 | 572.264 | 735.3014 | 0 | 0 | 735.3014 | 0.0007205%
2028 | 183 | 183-439 | Tier-2 | Tier-2---14 | 3--5 | 26 | 100% | 138.4322 | 24.55% | 74.86% | 0.5956% | 1.6821 | 0 | 0 | 1.6821 | 0 | 1.4602 | 7.7853 | 0.18756 | 1.4602 | 7.7853 | 0.18756 | 1.707 | 9.1011 | 0.18756 | 1.215% | 0.018422 | 0.01751 | 7514.4213 | 312.7649 | 5165.0291 | 2036.6274 | 7809.6923 | 0 | 0 | 7809.6923 | 0.0003531%
2028 | 183 | 183-440 | Tier-2 | Tier-2---12 | 3--5 | 87 | 100% | 173.9797 | 32.16% | 66.62% | 1.222% | 2.7698 | 0 | 0 | 2.7698 | 0 | 2.4044 | 26.0509 | 0.092296 | 2.4044 | 26.0509 | 0.092296 | 2.8108 | 30.4538 | 0.092296 | 1.592% | 0.025335 | 0.024081 | 6867.059 | 365.5871 | 4285.7066 | 2215.7653 | 7109.6613 | 0 | 0 | 7109.6613 | 0.0005814%
2028 | 185 | 185-51F | Tier-2 | Tier-2---7 | 4--5 | 254 | 100% | 390.6047 | 65.18% | 33.32% | 1.503% | 12.602 | 0 | 0 | 12.602 | 0 | 10.9393 | 76.0567 | 0.14383 | 10.9393 | 76.0567 | 0.14383 | 12.7882 | 88.9111 | 0.14383 | 3.226% | 0.048222 | 0.045835 | 8100.2023 | 1032.7815 | 2609.1587 | 4458.2621 | 8247.0995 | 0 | 0 | 8247.0995 | 0.002645%
2028 | 197 | 197-1155F | Tier-2 | Tier-2---21 | 1--4 | 14 | 100% | 2.6346 | 91.13% | 0% | 8.87% | 0.11884 | 0 | 0 | 0.11884 | 0 | 0.10316 | 4.1921 | 0.024609 | 0.10316 | 4.1921 | 0.024609 | 0.1206 | 4.9006 | 0.024609 | 4.511% | 0.0010316 | 0.00098054 | 2553.8632 | 379.4847 | 234.4628 | 1939.9157 | 2565.6607 | 0 | 0 | 2565.6607 | 2.495e-05%
2028 | 198 | 198-37R | Tier-2 | Tier-2---9 | 4--5 | 21 | 100% | 225.7204 | 81.18% | 16.94% | 1.877% | 9.0709 | 0 | 0 | 9.0709 | 0 | 7.8741 | 6.2882 | 1.2522 | 7.8741 | 6.2882 | 1.2522 | 9.2049 | 7.3509 | 1.2522 | 4.019% | 0.030671 | 0.029153 | 7359.4074 | 2410.2174 | 1700.5946 | 3248.5954 | 7431.5203 | 0 | 0 | 7431.5203 | 0.001904%
2028 | 204 | 204-32R | Tier-2 | Tier-2---11 | 4--4 | 38 | 100% | 174.7993 | 90.03% | 3.465% | 6.507% | 7.7897 | 0 | 0 | 7.7897 | 0 | 6.762 | 11.3786 | 0.59427 | 6.762 | 11.3786 | 0.59427 | 7.9048 | 13.3017 | 0.59427 | 4.456% | 0.087106 | 0.082794 | 2006.7428 | 246.9421 | 179.8959 | 1579.9048 | 2017.1643 | 0 | 0 | 2017.1643 | 0.001635%
2028 | 206 | 206-1105 | Tier-2 | Tier-2---9 | 3--5 | 35 | 100% | 189.805 | 98.58% | 0% | 1.419% | 9.2621 | 0 | 0 | 9.2621 | 0 | 8.0401 | 10.4803 | 0.76717 | 8.0401 | 10.4803 | 0.76717 | 9.3989 | 12.2515 | 0.76717 | 4.88% | 0.014019 | 0.013325 | 13539.1253 | 2187.5417 | 263.1851 | 11088.3985 | 13549.1271 | 0 | 0 | 13549.1271 | 0.001944%
2028 | 206 | 206-1817 | Tier-2 | Tier-2---4 | 4--5 | 180 | 100% | 414.414 | 98.25% | 0% | 1.752% | 20.154 | 0 | 0 | 20.154 | 0 | 17.495 | 53.8984 | 0.32459 | 17.495 | 53.8984 | 0.32459 | 20.4519 | 63.0079 | 0.32459 | 4.863% | 0.038208 | 0.036317 | 10846.319 | 1742.1104 | 241.9911 | 8862.2175 | 10856.2171 | 0 | 0 | 10856.2171 | 0.00423%
2028 | 209 | 209-1769F | Tier-2 | Tier-2---6 | 5--5 | 515 | 100% | 1246.6839 | 98.28% | 0% | 1.716% | 60.6517 | 0 | 0 | 60.6517 | 0 | 52.6497 | 154.2094 | 0.34142 | 52.6497 | 154.2094 | 0.34142 | 61.5481 | 180.2725 | 0.34142 | 4.865% | 0.11169 | 0.10616 | 11161.7212 | 1795.9566 | 261.2581 | 9104.5065 | 11171.6974 | 0 | 0 | 11171.6974 | 0.01273%
2028 | 210 | 210-172R | Tier-2 | Tier-2---11 | 5--2 | 55 | 100% | 187.8449 | 74.26% | 23.89% | 1.85% | 6.9052 | 0 | 0 | 6.9052 | 0 | 5.9941 | 16.469 | 0.36397 | 5.9941 | 16.469 | 0.36397 | 7.0072 | 19.2524 | 0.36397 | 3.676% | 0.32588 | 0.30975 | 576.4292 | 39.7856 | 130.795 | 405.8486 | 584.1554 | 0 | 0 | 584.1554 | 0.001449%
2028 | 210 | 210-392R | Tier-2 | Tier-2---10 | 5--3 | 44 | 100% | 420.3387 | 65.56% | 32.94% | 1.504% | 13.641 | 0 | 0 | 13.641 | 0 | 11.8413 | 13.1752 | 0.89876 | 11.8413 | 13.1752 | 0.89876 | 13.8426 | 15.4019 | 0.89876 | 3.245% | 0.34771 | 0.33049 | 1208.8925 | 89.1732 | 378.0363 | 741.683 | 1230.5744 | 0 | 0 | 1230.5744 | 0.002863%
2028 | 210 | 210-394R | Tier-2 | Tier-2---16 | 5--2 | 67 | 100% | 90.8214 | 45.65% | 51.72% | 2.624% | 2.0524 | 0 | 0 | 2.0524 | 0 | 1.7816 | 20.0622 | 0.088805 | 1.7816 | 20.0622 | 0.088805 | 2.0827 | 23.4529 | 0.088805 | 2.26% | 0.31841 | 0.30265 | 285.2308 | 14.2948 | 124.8192 | 146.1168 | 293.3036 | 0 | 0 | 293.3036 | 0.0004308%
2028 | 210 | 210-9R | Tier-2 | Tier-2---13 | 5--2 | 15 | 100% | 204.3186 | 25.26% | 73.76% | 0.9801% | 2.5548 | 0 | 0 | 2.5548 | 0 | 2.2177 | 4.4915 | 0.49376 | 2.2177 | 4.4915 | 0.49376 | 2.5926 | 5.2507 | 0.49376 | 1.25% | 0.31397 | 0.29843 | 650.7604 | 21.6073 | 447.6112 | 181.5419 | 676.0897 | 0 | 0 | 676.0897 | 0.0005363%
2028 | 211 | 211-279R | Tier-2 | Tier-2---10 | 5--3 | 70 | 100% | 472.6727 | 73.92% | 24.32% | 1.766% | 17.295 | 0 | 0 | 17.295 | 0 | 15.0132 | 20.9605 | 0.71626 | 15.0132 | 20.9605 | 0.71626 | 17.5506 | 24.5031 | 0.71626 | 3.659% | 0.37314 | 0.35467 | 1266.7597 | 81.8701 | 334.8802 | 850.0094 | 1283.9654 | 0 | 0 | 1283.9654 | 0.00363%
2028 | 211 | 211-312R | Tier-2 | Tier-2---8 | 5--3 | 129 | 100% | 754.0624 | 63.09% | 35.39% | 1.526% | 23.5477 | 0 | 0 | 23.5477 | 0 | 20.441 | 38.6272 | 0.52919 | 20.441 | 38.6272 | 0.52919 | 23.8957 | 45.1556 | 0.52919 | 3.123% | 0.39031 | 0.37099 | 1931.9795 | 162.2508 | 643.7527 | 1125.9761 | 1969.1194 | 0 | 0 | 1969.1194 | 0.004943%
2028 | 211 | 211-771R | Tier-3 | Tier-3---14 | 5--4 | 264 | 100% | 617.3051 | 73.22% | 25.44% | 1.334% | 22.3748 | 0 | 0 | 22.3748 | 0 | 19.4228 | 79.051 | 0.2457 | 19.4228 | 79.051 | 0.2457 | 22.7055 | 92.4116 | 0.2457 | 3.625% | 0.3743 | 0.35578 | 1649.207 | 127.1804 | 388.1922 | 1133.8343 | 1672.204 | 0 | 0 | 1672.204 | 0.004696%
2028 | 212 | 212-1177R | Tier-2 | Tier-2---8 | 5--4 | 63 | 100% | 484.9484 | 83.96% | 14.37% | 1.67% | 20.155 | 0 | 0 | 20.155 | 0 | 17.4958 | 18.8645 | 0.92745 | 17.4958 | 18.8645 | 0.92745 | 20.4528 | 22.0528 | 0.92745 | 4.156% | 0.15054 | 0.14309 | 3221.4606 | 348.4219 | 528.8758 | 2344.1629 | 3248.3676 | 0 | 0 | 3248.3676 | 0.004231%
2028 | 212 | 212-1204R | Tier-2 | Tier-2---8 | 5--4 | 51 | 100% | 431.7599 | 82.12% | 16.51% | 1.365% | 17.5508 | 0 | 0 | 17.5508 | 0 | 15.2353 | 15.2712 | 0.99765 | 15.2353 | 15.2712 | 0.99765 | 17.8102 | 17.8522 | 0.99765 | 4.065% | 0.19221 | 0.18269 | 2246.3396 | 244.3912 | 383.4547 | 1618.4937 | 2267.2561 | 0 | 0 | 2267.2561 | 0.003684%
2028 | 212 | 212-638R | Tier-2 | Tier-2---11 | 5--4 | 5 | 100% | 157.455 | 96.47% | 1.863% | 1.664% | 7.5191 | 0 | 0 | 7.5191 | 0 | 6.5271 | 1.4972 | 4.3596 | 6.5271 | 1.4972 | 4.3596 | 7.6302 | 1.7502 | 4.3596 | 4.775% | 0.10708 | 0.10177 | 1470.5114 | 155.1186 | 63.8116 | 1251.5811 | 1473.2126 | 0 | 0 | 1473.2126 | 0.001578%
2028 | 212 | 212-725R | Tier-3 | Tier-3---10 | 5--5 | 291 | 100% | 749.6423 | 94.58% | 4.636% | 0.779% | 35.0978 | 0 | 0 | 35.0978 | 0 | 30.4671 | 87.1358 | 0.34965 | 30.4671 | 87.1358 | 0.34965 | 35.6164 | 101.8627 | 0.34965 | 4.682% | 0.13941 | 0.13251 | 5377.288 | 738.7725 | 258.1994 | 4380.3161 | 5392.4534 | 0 | 0 | 5392.4534 | 0.007367%
2028 | 212 | 212-734R | Tier-2 | Tier-2---10 | 5--4 | 1 | 100% | 405.6391 | 93.64% | 4.241% | 2.118% | 18.8023 | 0 | 0 | 18.8023 | 0 | 16.3216 | 0.29944 | 54.5079 | 16.3216 | 0.29944 | 54.5079 | 19.0801 | 0.35004 | 54.5079 | 4.635% | 0.17753 | 0.16875 | 2284.84 | 188.9421 | 239.3419 | 1856.5561 | 2292.4067 | 0 | 0 | 2292.4067 | 0.003947%
2028 | 212 | 212-739R | Tier-3 | Tier-3---15 | 5--4 | 68 | 100% | 301.7157 | 89.07% | 9.028% | 1.906% | 13.302 | 0 | 0 | 13.302 | 0 | 11.547 | 20.3616 | 0.5671 | 11.547 | 20.3616 | 0.5671 | 13.4986 | 23.803 | 0.5671 | 4.409% | 0.13097 | 0.12449 | 2303.7005 | 251.0522 | 237.9772 | 1814.6711 | 2316.8178 | 0 | 0 | 2316.8178 | 0.002792%
2028 | 212 | 212-743R | Tier-2 | Tier-2---13 | 5--3 | 10 | 100% | 81.923 | 90.82% | 6.613% | 2.567% | 3.6829 | 0 | 0 | 3.6829 | 0 | 3.197 | 2.9944 | 1.0677 | 3.197 | 2.9944 | 1.0677 | 3.7373 | 3.5004 | 1.0677 | 4.496% | 0.11654 | 0.11078 | 702.9342 | 71.3752 | 58.8304 | 572.7286 | 706.2949 | 0 | 0 | 706.2949 | 0.000773%
2028 | 212 | 212-758R | Tier-2 | Tier-2---8 | 5--4 | 50 | 100% | 381.3507 | 89.63% | 8.808% | 1.561% | 16.9197 | 0 | 0 | 16.9197 | 0 | 14.6874 | 14.9718 | 0.981 | 14.6874 | 14.9718 | 0.981 | 17.1697 | 17.5022 | 0.981 | 4.437% | 0.1427 | 0.13564 | 2672.3387 | 313.5648 | 256.9237 | 2101.8502 | 2686.7681 | 0 | 0 | 2686.7681 | 0.003551%
2028 | 212 | 212-773R | Tier-2 | Tier-2---5 | 5--4 | 81 | 100% | 677.1103 | 83.18% | 15.77% | 1.046% | 27.8801 | 0 | 0 | 27.8801 | 0 | 24.2017 | 24.2543 | 0.99783 | 24.2017 | 24.2543 | 0.99783 | 28.2921 | 28.3535 | 0.99783 | 4.118% | 0.19881 | 0.18897 | 3405.7885 | 402.585 | 522.8709 | 2480.3327 | 3435.6179 | 0 | 0 | 3435.6179 | 0.005852%
2028 | 212 | 212-799R | Tier-2 | Tier-2---10 | 5--4 | 19 | 100% | 254.923 | 88.52% | 10.12% | 1.358% | 11.1702 | 0 | 0 | 11.1702 | 0 | 9.6965 | 5.6893 | 1.7043 | 9.6965 | 5.6893 | 1.7043 | 11.3353 | 6.6508 | 1.7043 | 4.382% | 0.12493 | 0.11875 | 2040.5268 | 236.751 | 211.9535 | 1591.8223 | 2052.7246 | 0 | 0 | 2052.7246 | 0.002345%
2028 | 212 | 212-880R | Tier-2 | Tier-2---16 | 5--2 | 7 | 100% | 30.3116 | 92.5% | 4.382% | 3.114% | 1.3879 | 0 | 0 | 1.3879 | 0 | 1.2048 | 2.0961 | 0.57481 | 1.2048 | 2.0961 | 0.57481 | 1.4085 | 2.4503 | 0.57481 | 4.579% | 0.10736 | 0.10205 | 282.3367 | 28.4993 | 19.5005 | 234.337 | 283.4389 | 0 | 0 | 283.4389 | 0.0002913%
2028 | 212 | 212-886R | Tier-2 | Tier-2---8 | 5--4 | 42 | 100% | 472.8052 | 94.27% | 4.633% | 1.099% | 22.0624 | 0 | 0 | 22.0624 | 0 | 19.1516 | 12.5763 | 1.5228 | 19.1516 | 12.5763 | 1.5228 | 22.3885 | 14.7018 | 1.5228 | 4.666% | 0.18767 | 0.17838 | 2519.3545 | 323.5371 | 126.2126 | 2069.6048 | 2526.8745 | 0 | 0 | 2526.8745 | 0.004631%
2028 | 212 | 212-888R | Tier-2 | Tier-2---8 | 5--4 | 59 | 100% | 346.5382 | 90.95% | 7.817% | 1.237% | 15.6005 | 0 | 0 | 15.6005 | 0 | 13.5423 | 17.6667 | 0.76654 | 13.5423 | 17.6667 | 0.76654 | 15.8311 | 20.6526 | 0.76654 | 4.502% | 0.13116 | 0.12466 | 2642.179 | 334.1686 | 213.131 | 2094.8795 | 2654.6375 | 0 | 0 | 2654.6375 | 0.003275%
2028 | 214 | 214-1122R | Tier-3 | Tier-3---3 | 5--5 | 270 | 100% | 2893.3725 | 90.28% | 9.311% | 0.4067% | 129.3045 | 0 | 0 | 129.3045 | 0 | 112.2447 | 80.8476 | 1.3883 | 112.2447 | 80.8476 | 1.3883 | 131.2154 | 94.5118 | 1.3883 | 4.469% | 0.26918 | 0.25585 | 10749.0069 | 1574.7708 | 951.5348 | 8222.7013 | 10803.4034 | 0 | 0 | 10803.4034 | 0.02714%
2028 | 214 | 214-1135R | Tier-3 | Tier-3---6 | 4--5 | 487 | 100% | 805.3146 | 95.2% | 3.81% | 0.9931% | 37.9484 | 0 | 0 | 37.9484 | 0 | 32.9416 | 145.8252 | 0.2259 | 32.9416 | 145.8252 | 0.2259 | 38.5092 | 170.4713 | 0.2259 | 4.712% | 0.090777 | 0.086284 | 8871.3507 | 1468.4713 | 438.4999 | 6964.3795 | 8893.5417 | 0 | 0 | 8893.5417 | 0.007965%
2028 | 214 | 214-17AE | Tier-3 | Tier-3---17 | 4--4 | 158 | 100% | 127.491 | 90.35% | 5.503% | 4.145% | 5.7019 | 0 | 0 | 5.7019 | 0 | 4.9496 | 47.3108 | 0.10462 | 4.9496 | 47.3108 | 0.10462 | 5.7862 | 55.3069 | 0.10462 | 4.472% | 0.071957 | 0.068395 | 1771.7769 | 216.0551 | 150.3479 | 1405.374 | 1780.6795 | 0 | 0 | 1780.6795 | 0.001197%
2028 | 214 | 214-4R | Tier-3 | Tier-3---17 | 4--4 | 69 | 100% | 89.6399 | 90.66% | 5.945% | 3.4% | 4.0225 | 0 | 0 | 4.0225 | 0 | 3.4918 | 20.6611 | 0.16901 | 3.4918 | 20.6611 | 0.16901 | 4.082 | 24.153 | 0.16901 | 4.487% | 0.059676 | 0.056722 | 1502.1196 | 200.0517 | 124.6473 | 1177.4206 | 1509.4294 | 0 | 0 | 1509.4294 | 0.0008443%
2028 | 214 | 214-536R | Tier-3 | Tier-3---17 | 4--4 | 105 | 100% | 96.9267 | 93.35% | 4.585% | 2.069% | 4.4786 | 0 | 0 | 4.4786 | 0 | 3.8877 | 31.4408 | 0.12365 | 3.8877 | 31.4408 | 0.12365 | 4.5448 | 36.7546 | 0.12365 | 4.621% | 0.053744 | 0.051083 | 1803.5024 | 246.1785 | 178.6516 | 1378.6723 | 1809.7517 | 0 | 0 | 1809.7517 | 0.0009401%
2028 | 214 | 214-583R | Tier-3 | Tier-3---13 | 4--5 | 154 | 100% | 328.9866 | 94.06% | 4.474% | 1.469% | 15.3171 | 0 | 0 | 15.3171 | 0 | 13.2962 | 46.1131 | 0.28834 | 13.2962 | 46.1131 | 0.28834 | 15.5435 | 53.9067 | 0.28834 | 4.656% | 0.070413 | 0.066928 | 4672.2426 | 712.2083 | 352.9213 | 3607.1129 | 4686.7021 | 0 | 0 | 4686.7021 | 0.003215%
2028 | 214 | 214-613R | Tier-3 | Tier-3---14 | 5--3 | 534 | 100% | 480.8617 | 49.89% | 49.25% | 0.8586% | 11.8746 | 0 | 0 | 11.8746 | 0 | 10.3079 | 159.8987 | 0.064465 | 10.3079 | 159.8987 | 0.064465 | 12.0501 | 186.9234 | 0.064465 | 2.469% | 0.43289 | 0.41146 | 1110.8228 | 86.441 | 501.4412 | 522.9406 | 1139.8124 | 0 | 0 | 1139.8124 | 0.002492%
2028 | 214 | 214-647R | Tier-3 | Tier-3---8 | 5--5 | 96 | 100% | 2287.3818 | 92.77% | 6.976% | 0.2574% | 105.0353 | 0 | 0 | 105.0353 | 0 | 91.1775 | 28.7458 | 3.1719 | 91.1775 | 28.7458 | 3.1719 | 106.5875 | 33.6042 | 3.1719 | 4.592% | 0.23844 | 0.22663 | 9593.2735 | 1427.6996 | 628.6999 | 7536.874 | 9629.4117 | 0 | 0 | 9629.4117 | 0.02205%
2028 | 215 | 215-1531R | Tier-2 | Tier-2---2 | 5--5 | 169 | 100% | 1398.9852 | 84.15% | 15.42% | 0.4283% | 58.2745 | 0 | 0 | 58.2745 | 0 | 50.586 | 50.6046 | 0.99963 | 50.586 | 50.6046 | 0.99963 | 59.1357 | 59.1574 | 0.99963 | 4.165% | 0.20291 | 0.19287 | 6894.5825 | 1039.1679 | 1002.2008 | 4853.2138 | 6951.4886 | 0 | 0 | 6951.4886 | 0.01223%
2028 | 215 | 215-1534R | Tier-2 | Tier-2---1 | 5--5 | 153 | 100% | 1734.1452 | 88.98% | 10.7% | 0.3246% | 76.3804 | 0 | 0 | 76.3804 | 0 | 66.3032 | 45.8137 | 1.4472 | 66.3032 | 45.8137 | 1.4472 | 77.5092 | 53.5567 | 1.4472 | 4.404% | 0.1982 | 0.18839 | 8749.2684 | 1441.1188 | 882.1072 | 6426.0424 | 8799.4812 | 0 | 0 | 8799.4812 | 0.01603%
2028 | 215 | 215-1544R | Tier-2 | Tier-2---8 | 5--4 | 46 | 100% | 205.9069 | 87.21% | 11.98% | 0.8132% | 8.8888 | 0 | 0 | 8.8888 | 0 | 7.7161 | 13.774 | 0.56019 | 7.7161 | 13.774 | 0.56019 | 9.0202 | 16.102 | 0.56019 | 4.317% | 0.10891 | 0.10352 | 1890.6466 | 333.0962 | 217.1495 | 1340.4009 | 1903.2393 | 0 | 0 | 1903.2393 | 0.001866%
2028 | 215 | 215-38R | Tier-3 | Tier-3---10 | 5--5 | 150 | 100% | 650.1784 | 91.15% | 8.25% | 0.6037% | 29.3345 | 0 | 0 | 29.3345 | 0 | 25.4643 | 44.9154 | 0.56694 | 25.4643 | 44.9154 | 0.56694 | 29.768 | 52.5066 | 0.56694 | 4.512% | 0.12528 | 0.11908 | 5189.8024 | 828.3476 | 472.2938 | 3889.161 | 5213.7305 | 0 | 0 | 5213.7305 | 0.006157%
2028 | 216 | 216-1859F | Tier-3 | Tier-3---4 | 5--5 | 111 | 100% | 1336.0946 | 91.63% | 7.965% | 0.4046% | 60.6013 | 0 | 0 | 60.6013 | 0 | 52.6059 | 33.2374 | 1.5827 | 52.6059 | 33.2374 | 1.5827 | 61.4969 | 38.8549 | 1.5827 | 4.536% | 0.15704 | 0.14927 | 8507.7615 | 1421.0211 | 648.1937 | 6438.5467 | 8544.8444 | 0 | 0 | 8544.8444 | 0.01272%
2028 | 216 | 216-220R | Tier-3 | Tier-3---20 | 1--5 | 6 | 100% | 7.0463 | 99.01% | 0% | 0.9852% | 0.34535 | 0 | 0 | 0.34535 | 0 | 0.29979 | 1.7966 | 0.16686 | 0.29979 | 1.7966 | 0.16686 | 0.35046 | 2.1003 | 0.16686 | 4.901% | 0.000285 | 0.00027089 | 24723.7218 | 3992.0434 | 221.2684 | 20510.41 | 24736.4072 | 0 | 0 | 24736.4072 | 7.249e-05%
2028 | 217 | 217-41AE | Tier-2 | Tier-2---8 | 5--4 | 502 | 100% | 548.1248 | 61.28% | 37.04% | 1.683% | 16.6264 | 0 | 0 | 16.6264 | 0 | 14.4328 | 150.3167 | 0.096016 | 14.4328 | 150.3167 | 0.096016 | 16.8721 | 175.722 | 0.096016 | 3.033% | 0.19664 | 0.1869 | 2787.4845 | 272.106 | 973.6181 | 1541.7603 | 2843.6939 | 0 | 0 | 2843.6939 | 0.00349%
2028 | 217 | 217-48AE | Tier-2 | Tier-2---8 | 5--4 | 383 | 100% | 701.5771 | 53.79% | 44.81% | 1.4% | 18.6798 | 0 | 0 | 18.6798 | 0 | 16.2153 | 114.6839 | 0.14139 | 16.2153 | 114.6839 | 0.14139 | 18.9559 | 134.0668 | 0.14139 | 2.663% | 0.20236 | 0.19234 | 3466.9889 | 313.4539 | 1406.954 | 1746.581 | 3550.4247 | 0 | 0 | 3550.4247 | 0.003921%
2028 | 217 | 217-835R | Tier-3 | Tier-3---5 | 5--5 | 367 | 100% | 1459.42 | 90.56% | 8.764% | 0.6769% | 65.4212 | 0 | 0 | 65.4212 | 0 | 56.7898 | 109.8929 | 0.51677 | 56.7898 | 109.8929 | 0.51677 | 66.388 | 128.4661 | 0.51677 | 4.483% | 0.28412 | 0.27006 | 5136.5819 | 779.5394 | 417.5644 | 3939.4781 | 5161.8362 | 0 | 0 | 5161.8362 | 0.01373%
2028 | 217 | 217-837R | Tier-3 | Tier-3---12 | 5--5 | 406 | 100% | 680.508 | 71.93% | 26.93% | 1.134% | 24.231 | 0 | 0 | 24.231 | 0 | 21.0341 | 121.5709 | 0.17302 | 21.0341 | 121.5709 | 0.17302 | 24.5891 | 142.1178 | 0.17302 | 3.561% | 0.14269 | 0.13563 | 4769.0891 | 589.9072 | 1292.048 | 2887.1339 | 4838.7956 | 0 | 0 | 4838.7956 | 0.005086%
2028 | 217 | 217-972R | Tier-2 | Tier-2---8 | 5--4 | 493 | 100% | 360.9866 | 64.42% | 33.78% | 1.803% | 11.5112 | 0 | 0 | 11.5112 | 0 | 9.9924 | 147.6218 | 0.067689 | 9.9924 | 147.6218 | 0.067689 | 11.6813 | 172.5716 | 0.067689 | 3.189% | 0.18227 | 0.17325 | 1980.496 | 214.776 | 614.2082 | 1151.5119 | 2017.1929 | 0 | 0 | 2017.1929 | 0.002416%
2028 | 217 | 217-983R | Tier-3 | Tier-3---5 | 5--5 | 69 | 100% | 1187.4841 | 92.09% | 7.578% | 0.3365% | 54.1281 | 0 | 0 | 54.1281 | 0 | 46.9867 | 20.6611 | 2.2742 | 46.9867 | 20.6611 | 2.2742 | 54.928 | 24.153 | 2.2742 | 4.558% | 0.2438 | 0.23173 | 4870.8263 | 716.2537 | 353.1181 | 3801.4544 | 4890.9032 | 0 | 0 | 4890.9032 | 0.01136%
2028 | 220 | 220-288R | Tier-3 | Tier-3---14 | 5--4 | 57 | 100% | 437.6752 | 81.99% | 17.08% | 0.9315% | 17.7636 | 0 | 0 | 17.7636 | 0 | 15.4199 | 17.0678 | 0.90345 | 15.4199 | 17.0678 | 0.90345 | 18.0261 | 19.9525 | 0.90345 | 4.059% | 0.37523 | 0.35666 | 1166.4109 | 131.8052 | 200.8528 | 833.7529 | 1177.3495 | 0 | 0 | 1177.3495 | 0.003729%
2028 | 220 | 220-294R | Tier-3 | Tier-3---14 | 5--3 | 218 | 100% | 720.9399 | 58.97% | 39.92% | 1.12% | 21.0426 | 0 | 0 | 21.0426 | 0 | 18.2664 | 65.277 | 0.27983 | 18.2664 | 65.277 | 0.27983 | 21.3536 | 76.3095 | 0.27983 | 2.919% | 0.44397 | 0.422 | 1623.8364 | 124.0259 | 599.3861 | 900.4244 | 1658.5379 | 0 | 0 | 1658.5379 | 0.004417%
2028 | 220 | 220-298R | Tier-3 | Tier-3---11 | 5--4 | 620 | 100% | 1053.2838 | 64.6% | 33.51% | 1.887% | 33.6832 | 0 | 0 | 33.6832 | 0 | 29.2392 | 185.6502 | 0.1575 | 29.2392 | 185.6502 | 0.1575 | 34.181 | 217.0271 | 0.1575 | 3.198% | 0.50177 | 0.47693 | 2099.1459 | 164.9638 | 658.2461 | 1275.9359 | 2137.8399 | 0 | 0 | 2137.8399 | 0.00707%
2028 | 221 | 221-1230F | Tier-3 | Tier-3---12 | 4--5 | 17 | 100% | 637.2245 | 99.48% | 0% | 0.5187% | 31.379 | 0 | 0 | 31.379 | 0 | 27.239 | 5.0904 | 5.351 | 27.239 | 5.0904 | 5.351 | 31.8427 | 5.9507 | 5.351 | 4.924% | 0.035843 | 0.034069 | 17778.1145 | 2647.4462 | 83.7682 | 15046.9001 | 17782.9169 | 0 | 0 | 17782.9169 | 0.006586%
2028 | 221 | 221-23R | Tier-3 | Tier-3---11 | 5--5 | 227 | 100% | 764.9858 | 67.26% | 31.99% | 0.7569% | 25.4678 | 0 | 0 | 25.4678 | 0 | 22.1077 | 67.9719 | 0.32525 | 22.1077 | 67.9719 | 0.32525 | 25.8442 | 79.4599 | 0.32525 | 3.329% | 0.19945 | 0.18957 | 3835.5267 | 452.4998 | 1178.7605 | 2204.2664 | 3900.9309 | 0 | 0 | 3900.9309 | 0.005346%
2028 | 221 | 221-344R | Tier-3 | Tier-3---13 | 5--4 | 357 | 100% | 642.3372 | 83.79% | 15.02% | 1.193% | 26.6423 | 0 | 0 | 26.6423 | 0 | 23.1273 | 106.8986 | 0.21635 | 23.1273 | 106.8986 | 0.21635 | 27.0361 | 124.9656 | 0.21635 | 4.148% | 0.2115 | 0.20103 | 3037.0437 | 366.2743 | 441.4951 | 2229.2742 | 3062.6782 | 0 | 0 | 3062.6782 | 0.005592%
2028 | 221 | 221-35 | Tier-2 | Tier-2---10 | 5--3 | 3 | 100% | 111.3988 | 96.62% | 2.989% | 0.3886% | 5.328 | 0 | 0 | 5.328 | 0 | 4.625 | 0.89831 | 5.1486 | 4.625 | 0.89831 | 5.1486 | 5.4067 | 1.0501 | 5.1486 | 4.783% | 0.17281 | 0.16425 | 644.6479 | 94.7644 | 26.1294 | 523.7541 | 645.7818 | 0 | 0 | 645.7818 | 0.001118%
2028 | 221 | 221-37AE | Tier-3 | Tier-3---11 | 5--5 | 384 | 100% | 769.7343 | 85.13% | 14.19% | 0.6769% | 32.4379 | 0 | 0 | 32.4379 | 0 | 28.1582 | 114.9833 | 0.24489 | 28.1582 | 114.9833 | 0.24489 | 32.9172 | 134.4168 | 0.24489 | 4.214% | 0.19925 | 0.18939 | 3863.0999 | 511.5521 | 574.4994 | 2777.0485 | 3893.0064 | 0 | 0 | 3893.0064 | 0.006809%
2028 | 221 | 221-38AE | Tier-3 | Tier-3---17 | 5--3 | 29 | 100% | 225.9712 | 8.218% | 91.4% | 0.3782% | 0.91919 | 0 | 0 | 0.91919 | 0 | 0.79791 | 8.6836 | 0.091887 | 0.79791 | 8.6836 | 0.091887 | 0.93277 | 10.1513 | 0.091887 | 0.4068% | 0.16917 | 0.1608 | 1335.7574 | 19.3633 | 1034.9942 | 281.3999 | 1399.6044 | 0 | 0 | 1399.6044 | 0.0001929%
2028 | 221 | 221-675R | Tier-2 | Tier-2---8 | 5--4 | 30 | 100% | 383.5958 | 97.43% | 1.747% | 0.8215% | 18.5004 | 0 | 0 | 18.5004 | 0 | 16.0595 | 8.9831 | 1.7878 | 16.0595 | 8.9831 | 1.7878 | 18.7738 | 10.5013 | 1.7878 | 4.823% | 0.22072 | 0.20979 | 1737.9263 | 228.1325 | 87.6764 | 1422.1174 | 1740.2506 | 0 | 0 | 1740.2506 | 0.003883%
2028 | 221 | 221-782R | Tier-3 | Tier-3---17 | 5--3 | 27 | 100% | 156.081 | 94.9% | 3.083% | 2.022% | 7.3316 | 0 | 0 | 7.3316 | 0 | 6.3643 | 8.0848 | 0.7872 | 6.3643 | 8.0848 | 0.7872 | 7.44 | 9.4512 | 0.7872 | 4.697% | 0.2472 | 0.23496 | 631.3929 | 85.1107 | 27.1817 | 519.1005 | 633.0714 | 0 | 0 | 633.0714 | 0.001539%
2028 | 221 | 221-788 | Tier-3 | Tier-3---12 | 5--5 | 56 | 100% | 677.5152 | 96.42% | 3.298% | 0.2798% | 32.3372 | 0 | 0 | 32.3372 | 0 | 28.0708 | 16.7684 | 1.674 | 28.0708 | 16.7684 | 1.674 | 32.815 | 19.6025 | 1.674 | 4.773% | 0.18975 | 0.18036 | 3570.5978 | 586.4326 | 168.8515 | 2815.3137 | 3577.2505 | 0 | 0 | 3577.2505 | 0.006788%
2028 | 221 | 221-824 | Tier-3 | Tier-3---13 | 5--4 | 34 | 100% | 431.5232 | 83.48% | 15.96% | 0.5616% | 17.831 | 0 | 0 | 17.831 | 0 | 15.4785 | 10.1808 | 1.5204 | 15.4785 | 10.1808 | 1.5204 | 18.0945 | 11.9015 | 1.5204 | 4.132% | 0.18396 | 0.17486 | 2345.6862 | 321.7207 | 355.7349 | 1668.2306 | 2365.8706 | 0 | 0 | 2365.8706 | 0.003743%
2028 | 222 | 222-1433R | Tier-3 | Tier-3---5 | 5--5 | 17 | 100% | 1073.7524 | 96.43% | 3.224% | 0.3472% | 51.2525 | 0 | 0 | 51.2525 | 0 | 44.4905 | 5.0904 | 8.7401 | 44.4905 | 5.0904 | 8.7401 | 52.0099 | 5.9507 | 8.7401 | 4.773% | 0.37266 | 0.35421 | 2881.3332 | 440.8984 | 92.1003 | 2348.3345 | 2886.6922 | 0 | 0 | 2886.6922 | 0.01076%
2028 | 222 | 222-1503R | Tier-3 | Tier-3---15 | 5--4 | 120 | 100% | 289.1141 | 77.72% | 21.59% | 0.6888% | 11.1231 | 0 | 0 | 11.1231 | 0 | 9.6556 | 35.9323 | 0.26872 | 9.6556 | 35.9323 | 0.26872 | 11.2875 | 42.0053 | 0.26872 | 3.847% | 0.23465 | 0.22303 | 1232.1205 | 140.7183 | 258.7997 | 832.6024 | 1246.4147 | 0 | 0 | 1246.4147 | 0.002335%
2028 | 222 | 222-1523R | Tier-3 | Tier-3---7 | 5--5 | 822 | 100% | 1341.7279 | 81.78% | 17.54% | 0.6801% | 54.3129 | 0 | 0 | 54.3129 | 0 | 47.1472 | 246.1362 | 0.19155 | 47.1472 | 246.1362 | 0.19155 | 55.1156 | 287.736 | 0.19155 | 4.048% | 0.26901 | 0.25569 | 4987.6805 | 618.9983 | 835.0785 | 3533.6036 | 5035.0131 | 0 | 0 | 5035.0131 | 0.0114%
2028 | 222 | 222-1986R | Tier-3 | Tier-3---1 | 5--5 | 245 | 100% | 6887.3845 | 91.59% | 8.216% | 0.1933% | 312.256 | 0 | 0 | 312.256 | 0 | 271.0585 | 73.3618 | 3.6948 | 271.0585 | 73.3618 | 3.6948 | 316.8705 | 85.7607 | 3.6948 | 4.534% | 0.41507 | 0.39452 | 16593.3004 | 2725.7619 | 1237.4149 | 12630.1236 | 16665.9691 | 0 | 0 | 16665.9691 | 0.06554%
2028 | 222 | 222-1988R | Tier-3 | Tier-3---11 | 5--4 | 9 | 100% | 316.0275 | 91.8% | 8.01% | 0.1868% | 14.3611 | 0 | 0 | 14.3611 | 0 | 12.4664 | 2.6949 | 4.6259 | 12.4664 | 2.6949 | 4.6259 | 14.5734 | 3.1504 | 4.6259 | 4.544% | 0.34461 | 0.32755 | 917.0546 | 137.1058 | 68.1895 | 711.7593 | 920.9692 | 0 | 0 | 920.9692 | 0.003014%
2028 | 222 | 222-1990R | Tier-3 | Tier-3---1 | 5--5 | 107 | 100% | 4318.7821 | 96.21% | 3.588% | 0.2018% | 205.6787 | 0 | 0 | 205.6787 | 0 | 178.5426 | 32.0396 | 5.5726 | 178.5426 | 32.0396 | 5.5726 | 208.7183 | 37.4547 | 5.5726 | 4.762% | 0.41211 | 0.39171 | 10479.6421 | 1615.523 | 393.9401 | 8470.179 | 10500.323 | 0 | 0 | 10500.323 | 0.04317%
2028 | 222 | 222-1992R | Tier-3 | Tier-3---18 | 5--2 | 2 | 100% | 77.8798 | 51.19% | 47.85% | 0.9609% | 1.9735 | 0 | 0 | 1.9735 | 0 | 1.7131 | 0.59887 | 2.8606 | 1.7131 | 0.59887 | 2.8606 | 2.0027 | 0.70009 | 2.8606 | 2.534% | 0.22115 | 0.2102 | 352.1575 | 26.3738 | 147.8812 | 177.9024 | 361.1086 | 0 | 0 | 361.1086 | 0.0004142%
2028 | 222 | 222-2013R | Tier-3 | Tier-3---7 | 5--5 | 511 | 100% | 1434.8215 | 80% | 19.3% | 0.6983% | 56.8219 | 0 | 0 | 56.8219 | 0 | 49.3251 | 153.0117 | 0.32236 | 49.3251 | 153.0117 | 0.32236 | 57.6616 | 178.8724 | 0.32236 | 3.96% | 0.27927 | 0.26545 | 5137.7317 | 647.5611 | 923.7481 | 3566.4225 | 5191.2329 | 0 | 0 | 5191.2329 | 0.01193%
2028 | 222 | 222-2063 | Tier-3 | Tier-3---9 | 5--5 | 14 | 100% | 621.1772 | 98.86% | 0.7243% | 0.4185% | 30.3969 | 0 | 0 | 30.3969 | 0 | 26.3865 | 4.1921 | 6.2943 | 26.3865 | 4.1921 | 6.2943 | 30.8461 | 4.9006 | 6.2943 | 4.893% | 0.23776 | 0.22599 | 2612.6138 | 401.8596 | 25.7342 | 2185.02 | 2614.1686 | 0 | 0 | 2614.1686 | 0.00638%
2028 | 222 | 222-2085 | Tier-3 | Tier-3---3 | 5--5 | 600 | 100% | 3261.4227 | 83.38% | 16% | 0.6198% | 134.6122 | 0 | 0 | 134.6122 | 0 | 116.8522 | 179.6614 | 0.6504 | 116.8522 | 179.6614 | 0.6504 | 136.6016 | 210.0263 | 0.6504 | 4.127% | 0.35117 | 0.33379 | 9287.3202 | 1207.9834 | 1459.1451 | 6620.1916 | 9367.6954 | 0 | 0 | 9367.6954 | 0.02826%
2028 | 223 | 223-536R | Tier-2 | Tier-2---19 | 1--4 | 3 | 100% | 4.8357 | 94.16% | 0% | 5.835% | 0.2254 | 0 | 0 | 0.2254 | 0 | 0.19566 | 0.89831 | 0.21781 | 0.19566 | 0.89831 | 0.21781 | 0.22873 | 1.0501 | 0.21781 | 4.661% | 0.0018852 | 0.0017919 | 2565.0639 | 388.8234 | 137.2862 | 2038.9544 | 2572.8591 | 0 | 0 | 2572.8591 | 4.731e-05%
2028 | 230 | 230-127AE | Tier-2 | Tier-2---7 | 5--5 | 349 | 100% | 422.4651 | 76.79% | 21.48% | 1.73% | 16.0577 | 0 | 0 | 16.0577 | 0 | 13.9391 | 104.5031 | 0.13338 | 13.9391 | 104.5031 | 0.13338 | 16.295 | 122.1653 | 0.13338 | 3.801% | 0.093988 | 0.089336 | 4494.8739 | 563.2432 | 960.6446 | 2970.9861 | 4549.2118 | 0 | 0 | 4549.2118 | 0.003371%
2028 | 230 | 230-133AE | Tier-2 | Tier-2---6 | 5--5 | 470 | 100% | 947.6516 | 88.55% | 10.64% | 0.8078% | 41.5386 | 0 | 0 | 41.5386 | 0 | 36.0582 | 140.7348 | 0.25621 | 36.0582 | 140.7348 | 0.25621 | 42.1524 | 164.5206 | 0.25621 | 4.383% | 0.095565 | 0.090834 | 9916.3461 | 1445.4329 | 1050.4793 | 7420.4339 | 9975.4668 | 0 | 0 | 9975.4668 | 0.008719%
2028 | 230 | 230-1586R | Tier-2 | Tier-2---7 | 4--5 | 585 | 100% | 476.4865 | 62.01% | 36.72% | 1.273% | 14.6255 | 0 | 0 | 14.6255 | 0 | 12.6959 | 175.1699 | 0.072478 | 12.6959 | 175.1699 | 0.072478 | 14.8417 | 204.7756 | 0.072478 | 3.069% | 0.084625 | 0.080436 | 5630.5637 | 561.1393 | 2038.0856 | 3031.3388 | 5741.9633 | 0 | 0 | 5741.9633 | 0.00307%
2028 | 230 | 230-1606R | Tier-2 | Tier-2---11 | 4--4 | 226 | 100% | 185.0767 | 40.42% | 58.67% | 0.9045% | 3.7033 | 0 | 0 | 3.7033 | 0 | 3.2147 | 67.6725 | 0.047504 | 3.2147 | 67.6725 | 0.047504 | 3.758 | 79.1099 | 0.047504 | 2.001% | 0.062818 | 0.059709 | 2946.2367 | 194.5466 | 1610.7155 | 1140.9746 | 3037.6479 | 0 | 0 | 3037.6479 | 0.0007773%
2028 | 230 | 230-181 | Tier-2 | Tier-2---9 | 4--4 | 70 | 100% | 148.8171 | 90.62% | 8.321% | 1.055% | 6.6758 | 0 | 0 | 6.6758 | 0 | 5.795 | 20.9605 | 0.27647 | 5.795 | 20.9605 | 0.27647 | 6.7744 | 24.5031 | 0.27647 | 4.486% | 0.063241 | 0.060111 | 2353.1666 | 304.6061 | 482.4063 | 1566.1542 | 2364.6565 | 0 | 0 | 2364.6565 | 0.001401%
2028 | 230 | 230-2060R | Tier-2 | Tier-2---4 | 4--5 | 328 | 100% | 578.2503 | 86.36% | 12.53% | 1.105% | 24.7195 | 0 | 0 | 24.7195 | 0 | 21.4582 | 98.2149 | 0.21848 | 21.4582 | 98.2149 | 0.21848 | 25.0849 | 114.8144 | 0.21848 | 4.275% | 0.088414 | 0.084038 | 6540.2273 | 927.2098 | 823.7907 | 4789.2268 | 6586.6807 | 0 | 0 | 6586.6807 | 0.005189%
2028 | 230 | 230-2067 | Tier-2 | Tier-2---16 | 4--3 | 3 | 100% | 24.6544 | 66.14% | 33% | 0.8592% | 0.8072 | 0 | 0 | 0.8072 | 0 | 0.7007 | 0.89831 | 0.78003 | 0.7007 | 0.89831 | 0.78003 | 0.81913 | 1.0501 | 0.78003 | 3.274% | 0.054619 | 0.051915 | 451.389 | 49.4904 | 139.1284 | 262.7702 | 459.348 | 0 | 0 | 459.348 | 0.0001694%
2028 | 230 | 230-371AE | Tier-2 | Tier-2---13 | 4--3 | 32 | 100% | 66.0989 | 47.04% | 51.57% | 1.387% | 1.5392 | 0 | 0 | 1.5392 | 0 | 1.3361 | 9.5819 | 0.13944 | 1.3361 | 9.5819 | 0.13944 | 1.562 | 11.2014 | 0.13944 | 2.329% | 0.059006 | 0.056085 | 1120.2069 | 86.6285 | 524.1056 | 509.4728 | 1151.1006 | 0 | 0 | 1151.1006 | 0.0003231%
2028 | 231 | 231-1136R | Tier-2 | Tier-2---7 | 4--5 | 364 | 100% | 532.5953 | 91.49% | 6.883% | 1.625% | 24.1206 | 0 | 0 | 24.1206 | 0 | 20.9382 | 108.9946 | 0.1921 | 20.9382 | 108.9946 | 0.1921 | 24.477 | 127.4159 | 0.1921 | 4.529% | 0.054655 | 0.051949 | 9744.7482 | 1528.1869 | 1244.2736 | 6972.2877 | 9787.9229 | 0 | 0 | 9787.9229 | 0.005063%
2028 | 231 | 231-1635R | Tier-2 | Tier-2---4 | 5--5 | 1452 | 100% | 1024.1696 | 93.53% | 4.422% | 2.048% | 47.4165 | 0 | 0 | 47.4165 | 0 | 41.1606 | 434.7807 | 0.09467 | 41.1606 | 434.7807 | 0.09467 | 48.1173 | 508.2636 | 0.09467 | 4.63% | 0.11648 | 0.11071 | 8792.8912 | 1469.9696 | 598.2137 | 6724.7079 | 8822.5165 | 0 | 0 | 8822.5165 | 0.009953%
2028 | 232 | 232-40AE | Tier-2 | Tier-2---19 | 2--3 | 4 | 100% | 11.1503 | 0.2712% | 98.76% | 0.9657% | 0.001497 | 0 | 0 | 0.001497 | 0 | 0.0012995 | 1.1977 | 0.0010849 | 0.0012995 | 1.1977 | 0.0010849 | 0.0015191 | 1.4002 | 0.0010849 | 0.01343% | 0.0059544 | 0.0056597 | 1872.6196 | 2.8979 | 1701.602 | 168.1196 | 1969.8771 | 0 | 0 | 1969.8771 | 3.142e-07%
2028 | 233 | 233-123R | Tier-2 | Tier-2---4 | 4--5 | 743 | 100% | 528.7545 | 93.49% | 4.613% | 1.898% | 24.4691 | 0 | 0 | 24.4691 | 0 | 21.2408 | 222.4807 | 0.095473 | 21.2408 | 222.4807 | 0.095473 | 24.8307 | 260.0825 | 0.095473 | 4.628% | 0.06125 | 0.058219 | 8632.6707 | 1309.838 | 600.1971 | 6722.6355 | 8661.9434 | 0 | 0 | 8661.9434 | 0.005136%
2028 | 233 | 233-41R | Tier-2 | Tier-2---9 | 4--5 | 182 | 100% | 183.353 | 90.69% | 5.205% | 4.101% | 8.2314 | 0 | 0 | 8.2314 | 0 | 7.1454 | 54.4973 | 0.13111 | 7.1454 | 54.4973 | 0.13111 | 8.353 | 63.708 | 0.13111 | 4.489% | 0.044487 | 0.042285 | 4121.4954 | 626.0879 | 496.8097 | 2998.5978 | 4141.4696 | 0 | 0 | 4141.4696 | 0.001728%
2028 | 233 | 233-81F | Tier-2 | Tier-2---12 | 3--5 | 279 | 100% | 110.7293 | 80.07% | 17.19% | 2.737% | 4.3887 | 0 | 0 | 4.3887 | 0 | 3.8097 | 83.5426 | 0.045602 | 3.8097 | 83.5426 | 0.045602 | 4.4536 | 97.6622 | 0.045602 | 3.963% | 0.02204 | 0.020949 | 5024.0598 | 647.7753 | 960.0108 | 3416.2738 | 5076.2039 | 0 | 0 | 5076.2039 | 0.0009212%
2028 | 233 | 233-86F | Tier-2 | Tier-2---8 | 5--5 | 309 | 100% | 706.2331 | 54.32% | 44.07% | 1.616% | 18.9878 | 0 | 0 | 18.9878 | 0 | 16.4827 | 92.5256 | 0.17814 | 16.4827 | 92.5256 | 0.17814 | 19.2684 | 108.1635 | 0.17814 | 2.689% | 0.1204 | 0.11444 | 5865.9084 | 518.326 | 2449.0121 | 2898.5703 | 6005.4678 | 0 | 0 | 6005.4678 | 0.003986%
2028 | 234 | 234-48R | Tier-2 | Tier-2---4 | 4--5 | 875 | 100% | 716.3442 | 96.34% | 2.639% | 1.021% | 34.1612 | 0 | 0 | 34.1612 | 0 | 29.6542 | 262.0063 | 0.11318 | 29.6542 | 262.0063 | 0.11318 | 34.6661 | 306.2883 | 0.11318 | 4.769% | 0.047931 | 0.045559 | 14945.1963 | 2921.5226 | 549.3325 | 11474.3413 | 14973.6824 | 0 | 0 | 14973.6824 | 0.00717%
2028 | 235 | 235-897R | Tier-2 | Tier-2---5 | 5--5 | 106 | 100% | 866.8246 | 43.88% | 55.6% | 0.5206% | 18.8293 | 0 | 0 | 18.8293 | 0 | 16.345 | 31.7402 | 0.51496 | 16.345 | 31.7402 | 0.51496 | 19.1075 | 37.1046 | 0.51496 | 2.172% | 0.1179 | 0.11206 | 7352.2019 | 570.5761 | 3790.2833 | 2991.3426 | 7567.0664 | 0 | 0 | 7567.0664 | 0.003952%
2028 | 235 | 235-899R | Tier-2 | Tier-2---1 | 5--5 | 399 | 100% | 2436.3247 | 84.48% | 15.14% | 0.3828% | 101.8834 | 0 | 0 | 101.8834 | 0 | 88.4414 | 119.4749 | 0.74025 | 88.4414 | 119.4749 | 0.74025 | 103.3891 | 139.6675 | 0.74025 | 4.182% | 0.15496 | 0.14729 | 15721.7941 | 2441.7508 | 2344.0438 | 10935.9995 | 15848.8506 | 0 | 0 | 15848.8506 | 0.02139%
2028 | 236 | 236-1535R | Tier-3 | Tier-3---4 | 5--5 | 390 | 100% | 1123.8498 | 89.29% | 10.22% | 0.4922% | 49.6715 | 0 | 0 | 49.6715 | 0 | 43.1181 | 116.7799 | 0.36923 | 43.1181 | 116.7799 | 0.36923 | 50.4056 | 136.5171 | 0.36923 | 4.42% | 0.12847 | 0.12211 | 8747.8328 | 1479.3496 | 871.8453 | 6396.6378 | 8796.6325 | 0 | 0 | 8796.6325 | 0.01043%
2028 | 236 | 236-1561R | Tier-3 | Tier-3---13 | 5--4 | 104 | 100% | 444.4117 | 83% | 16.25% | 0.7514% | 18.2577 | 0 | 0 | 18.2577 | 0 | 15.8489 | 31.1413 | 0.50893 | 15.8489 | 31.1413 | 0.50893 | 18.5275 | 36.4046 | 0.50893 | 4.108% | 0.17766 | 0.16886 | 2501.5323 | 344.8298 | 385.247 | 1771.4555 | 2523.6848 | 0 | 0 | 2523.6848 | 0.003832%
2028 | 236 | 236-1563R | Tier-3 | Tier-3---13 | 5--4 | 19 | 100% | 322.2295 | 90.43% | 8.853% | 0.72% | 14.4235 | 0 | 0 | 14.4235 | 0 | 12.5205 | 5.6893 | 2.2007 | 12.5205 | 5.6893 | 2.2007 | 14.6366 | 6.6508 | 2.2007 | 4.476% | 0.17215 | 0.16363 | 1871.7647 | 281.6479 | 145.5683 | 1444.5485 | 1881.0961 | 0 | 0 | 1881.0961 | 0.003027%
2028 | 236 | 236-1567R | Tier-3 | Tier-3---10 | 5--5 | 249 | 100% | 728.3381 | 86.22% | 13.17% | 0.6054% | 31.0853 | 0 | 0 | 31.0853 | 0 | 26.984 | 74.5595 | 0.36191 | 26.984 | 74.5595 | 0.36191 | 31.5446 | 87.1609 | 0.36191 | 4.268% | 0.18129 | 0.17232 | 4017.5481 | 642.8423 | 507.3315 | 2867.3744 | 4046.3759 | 0 | 0 | 4046.3759 | 0.006525%
2028 | 236 | 236-1569R | Tier-3 | Tier-3---8 | 5--5 | 365 | 100% | 2598.3213 | 86.94% | 12.66% | 0.4079% | 111.8136 | 0 | 0 | 111.8136 | 0 | 97.0615 | 109.294 | 0.88808 | 97.0615 | 109.294 | 0.88808 | 113.466 | 127.766 | 0.88808 | 4.303% | 0.21435 | 0.20374 | 12122.1344 | 1764.7125 | 1443.2517 | 8914.1702 | 12204.6105 | 0 | 0 | 12204.6105 | 0.02347%
2028 | 236 | 236-1573R | Tier-3 | Tier-3---7 | 5--5 | 129 | 100% | 969.4749 | 84.94% | 14.59% | 0.4654% | 40.7624 | 0 | 0 | 40.7624 | 0 | 35.3844 | 38.6272 | 0.91605 | 35.3844 | 38.6272 | 0.91605 | 41.3648 | 45.1556 | 0.91605 | 4.205% | 0.18488 | 0.17572 | 5243.9365 | 792.3542 | 712.8146 | 3738.7677 | 5285.0612 | 0 | 0 | 5285.0612 | 0.008556%
2028 | 237 | 237-1761R | Tier-3 | Tier-3---12 | 5--5 | 48 | 100% | 522.7762 | 95.9% | 3.361% | 0.7442% | 24.8152 | 0 | 0 | 24.8152 | 0 | 21.5412 | 14.3729 | 1.4987 | 21.5412 | 14.3729 | 1.4987 | 25.1819 | 16.8021 | 1.4987 | 4.747% | 0.14935 | 0.14196 | 3500.2866 | 538.7804 | 128.5026 | 2833.0037 | 3507.7692 | 0 | 0 | 3507.7692 | 0.005209%
2028 | 237 | 237-1765R | Tier-3 | Tier-3---1 | 5--5 | 135 | 100% | 2444.4351 | 92.59% | 7.183% | 0.2234% | 112.0377 | 0 | 0 | 112.0377 | 0 | 97.256 | 40.4238 | 2.4059 | 97.256 | 40.4238 | 2.4059 | 113.6934 | 47.2559 | 2.4059 | 4.583% | 0.25909 | 0.24626 | 9434.877 | 1790.0282 | 634.4518 | 7010.397 | 9471.2689 | 0 | 0 | 9471.2689 | 0.02352%
2028 | 237 | 237-17R | Tier-2 | Tier-2---1 | 5--5 | 345 | 100% | 2654.2774 | 88.95% | 10.68% | 0.3671% | 116.8717 | 0 | 0 | 116.8717 | 0 | 101.4522 | 103.3053 | 0.98206 | 101.4522 | 103.3053 | 0.98206 | 118.5988 | 120.7651 | 0.98206 | 4.403% | 0.15539 | 0.1477 | 17081.2815 | 2840.7254 | 1819.0583 | 12421.4979 | 17179.5559 | 0 | 0 | 17179.5559 | 0.02453%
2028 | 237 | 237-26F | Tier-2 | Tier-2---10 | 5--4 | 37 | 100% | 243.3269 | 22.41% | 76.53% | 1.061% | 2.6994 | 0 | 0 | 2.6994 | 0 | 2.3433 | 11.0791 | 0.2115 | 2.3433 | 11.0791 | 0.2115 | 2.7393 | 12.9516 | 0.2115 | 1.109% | 0.10897 | 0.10358 | 2232.9014 | 83.0982 | 1551.1406 | 598.6626 | 2323.1249 | 0 | 0 | 2323.1249 | 0.0005666%
2028 | 237 | 237-28F | Tier-2 | Tier-2---7 | 5--5 | 23 | 100% | 276.8464 | 89.51% | 9.983% | 0.5111% | 12.2658 | 0 | 0 | 12.2658 | 0 | 10.6475 | 6.887 | 1.546 | 10.6475 | 6.887 | 1.546 | 12.447 | 8.051 | 1.546 | 4.431% | 0.10804 | 0.1027 | 2562.3441 | 370.7553 | 259.1168 | 1932.4719 | 2576.3477 | 0 | 0 | 2576.3477 | 0.002575%
2028 | 237 | 237-2R | Tier-3 | Tier-3---2 | 5--5 | 479 | 100% | 3287.5739 | 91.84% | 7.803% | 0.3572% | 149.4548 | 0 | 0 | 149.4548 | 0 | 129.7365 | 143.4297 | 0.90453 | 129.7365 | 143.4297 | 0.90453 | 151.6635 | 167.671 | 0.90453 | 4.546% | 0.18156 | 0.17257 | 18107.5885 | 3632.5791 | 1358.7984 | 13116.211 | 18184.543 | 0 | 0 | 18184.543 | 0.03137%
2028 | 237 | 237-30R | Tier-3 | Tier-3---1 | 5--5 | 422 | 100% | 6959.5787 | 90.17% | 9.556% | 0.2771% | 310.6253 | 0 | 0 | 310.6253 | 0 | 269.643 | 126.3619 | 2.1339 | 269.643 | 126.3619 | 2.1339 | 315.2157 | 147.7185 | 2.1339 | 4.463% | 0.49249 | 0.46811 | 14131.5489 | 2201.6928 | 1248.2128 | 10681.6433 | 14203.9124 | 0 | 0 | 14203.9124 | 0.0652%
2028 | 239 | 239-2207R | Tier-3 | Tier-3---16 | 4--4 | 399 | 100% | 165.8683 | 90.26% | 7.593% | 2.142% | 7.4112 | 0 | 0 | 7.4112 | 0 | 6.4334 | 119.4749 | 0.053847 | 6.4334 | 119.4749 | 0.053847 | 7.5207 | 139.6675 | 0.053847 | 4.468% | 0.078224 | 0.074352 | 2120.4383 | 333.2176 | 179.7389 | 1607.4818 | 2131.1885 | 0 | 0 | 2131.1885 | 0.001556%
2028 | 239 | 239-2211R | Tier-3 | Tier-3---16 | 5--4 | 55 | 100% | 226.1764 | 90.88% | 8.368% | 0.7485% | 10.1751 | 0 | 0 | 10.1751 | 0 | 8.8326 | 16.469 | 0.53632 | 8.8326 | 16.469 | 0.53632 | 10.3254 | 19.2524 | 0.53632 | 4.499% | 0.11902 | 0.11313 | 1900.3448 | 281.2109 | 151.0924 | 1468.0415 | 1909.367 | 0 | 0 | 1909.367 | 0.002136%
2028 | 239 | 239-2213R | Tier-3 | Tier-3---15 | 5--4 | 233 | 100% | 215.3295 | 82.04% | 16.39% | 1.578% | 8.744 | 0 | 0 | 8.744 | 0 | 7.5904 | 69.7685 | 0.10879 | 7.5904 | 69.7685 | 0.10879 | 8.8732 | 81.5602 | 0.10879 | 4.061% | 0.1294 | 0.123 | 1664.0021 | 212.2821 | 299.3019 | 1152.4181 | 1679.5697 | 0 | 0 | 1679.5697 | 0.001835%
2028 | 239 | 239-2215R | Tier-3 | Tier-3---10 | 5--5 | 327 | 100% | 915.8385 | 88.22% | 10.91% | 0.8692% | 39.9934 | 0 | 0 | 39.9934 | 0 | 34.7169 | 97.9155 | 0.35456 | 34.7169 | 97.9155 | 0.35456 | 40.5844 | 114.4643 | 0.35456 | 4.367% | 0.15408 | 0.14645 | 5944.0776 | 898.9932 | 660.8714 | 4384.2129 | 5980.5448 | 0 | 0 | 5980.5448 | 0.008395%
2028 | 239 | 239-2217R | Tier-3 | Tier-3---16 | 4--4 | 303 | 100% | 444.3449 | 30.41% | 68.9% | 0.6851% | 6.6893 | 0 | 0 | 6.6893 | 0 | 5.8067 | 90.729 | 0.064001 | 5.8067 | 90.729 | 0.064001 | 6.7881 | 106.0633 | 0.064001 | 1.505% | 0.073205 | 0.069582 | 6069.8378 | 288.4259 | 3924.7521 | 1856.6598 | 6289.8062 | 0 | 0 | 6289.8062 | 0.001404%
2028 | 239 | 239-89R | Tier-3 | Tier-3---17 | 4--4 | 31 | 100% | 82.0466 | 94.42% | 3.771% | 1.81% | 3.8346 | 0 | 0 | 3.8346 | 0 | 3.3287 | 9.2825 | 0.3586 | 3.3287 | 9.2825 | 0.3586 | 3.8913 | 10.8514 | 0.3586 | 4.674% | 0.064786 | 0.061579 | 1266.4282 | 154.9054 | 278.3508 | 833.172 | 1270.1091 | 0 | 0 | 1270.1091 | 0.0008049%
2028 | 240 | 240-1028R | Tier-2 | Tier-2---9 | 4--5 | 123 | 100% | 195.1953 | 90.44% | 7.788% | 1.769% | 8.7387 | 0 | 0 | 8.7387 | 0 | 7.5857 | 36.8306 | 0.20596 | 7.5857 | 36.8306 | 0.20596 | 8.8678 | 43.0554 | 0.20596 | 4.477% | 0.045174 | 0.042938 | 4320.9466 | 718.78 | 412.5342 | 3189.6324 | 4342.4545 | 0 | 0 | 4342.4545 | 0.001834%
2028 | 240 | 240-1044 | Tier-3 | Tier-3---16 | 4--4 | 24 | 100% | 119.2796 | 91.6% | 7.213% | 1.188% | 5.4083 | 0 | 0 | 5.4083 | 0 | 4.6948 | 7.1865 | 0.65328 | 4.6948 | 7.1865 | 0.65328 | 5.4882 | 8.4011 | 0.65328 | 4.534% | 0.076308 | 0.072531 | 1563.1261 | 243.3751 | 155.5211 | 1164.2298 | 1569.9649 | 0 | 0 | 1569.9649 | 0.001135%
2028 | 240 | 240-1148 | Tier-3 | Tier-3---17 | 4--4 | 21 | 100% | 81.4187 | 85.86% | 11.44% | 2.706% | 3.4602 | 0 | 0 | 3.4602 | 0 | 3.0037 | 6.2882 | 0.47767 | 3.0037 | 6.2882 | 0.47767 | 3.5113 | 7.3509 | 0.47767 | 4.25% | 0.037482 | 0.035627 | 2172.1964 | 294.7676 | 257.633 | 1619.7958 | 2188.1967 | 0 | 0 | 2188.1967 | 0.0007263%
2028 | 240 | 240-2004R | Tier-3 | Tier-3---12 | 5--5 | 485 | 100% | 772.9985 | 88.27% | 9.933% | 1.797% | 33.7751 | 0 | 0 | 33.7751 | 0 | 29.319 | 145.2263 | 0.20188 | 29.319 | 145.2263 | 0.20188 | 34.2742 | 169.7712 | 0.20188 | 4.369% | 0.095775 | 0.091035 | 8070.9504 | 1314.8813 | 873.0539 | 5883.0151 | 8120.2544 | 0 | 0 | 8120.2544 | 0.007089%
2028 | 240 | 240-2006R | Tier-3 | Tier-3---12 | 4--5 | 263 | 100% | 539.6343 | 93.67% | 5.127% | 1.207% | 25.02 | 0 | 0 | 25.02 | 0 | 21.719 | 78.7516 | 0.27579 | 21.719 | 78.7516 | 0.27579 | 25.3898 | 92.0615 | 0.27579 | 4.636% | 0.06999 | 0.066526 | 7710.1411 | 1171.5655 | 451.3222 | 6087.2534 | 7735.573 | 0 | 0 | 7735.573 | 0.005252%
2028 | 240 | 240-2032R | Tier-3 | Tier-3---12 | 5--5 | 164 | 100% | 650.049 | 82.45% | 16.15% | 1.395% | 26.5314 | 0 | 0 | 26.5314 | 0 | 23.031 | 49.1075 | 0.46899 | 23.031 | 49.1075 | 0.46899 | 26.9235 | 57.4072 | 0.46899 | 4.081% | 0.12278 | 0.1167 | 5294.5591 | 720.5691 | 843.0129 | 3730.977 | 5342.9398 | 0 | 0 | 5342.9398 | 0.005569%
2028 | 242 | 242-1426F | Tier-2 | Tier-2---10 | 5--4 | 101 | 100% | 427.3794 | 25.24% | 74.25% | 0.5092% | 5.3405 | 0 | 0 | 5.3405 | 0 | 4.6359 | 30.243 | 0.15329 | 4.6359 | 30.243 | 0.15329 | 5.4194 | 35.3544 | 0.15329 | 1.25% | 0.10724 | 0.10194 | 3985.1049 | 204.0417 | 2738.8493 | 1042.2139 | 4140.2501 | 0 | 0 | 4140.2501 | 0.001121%
2028 | 246 | 246-34R | Tier-3 | Tier-3---12 | 4--5 | 389 | 100% | 673.2377 | 73.17% | 25.57% | 1.264% | 24.3835 | 0 | 0 | 24.3835 | 0 | 21.1665 | 116.4805 | 0.18172 | 21.1665 | 116.4805 | 0.18172 | 24.7439 | 136.167 | 0.18172 | 3.622% | 0.070488 | 0.066999 | 9551.097 | 1283.5559 | 2416.0529 | 5851.4883 | 9684.5582 | 0 | 0 | 9684.5582 | 0.005118%
2028 | 247 | 247-46 | Tier-3 | Tier-3---16 | 4--5 | 74 | 100% | 297.9922 | 66.6% | 32.06% | 1.34% | 9.8236 | 0 | 0 | 9.8236 | 0 | 8.5275 | 22.1582 | 0.38485 | 8.5275 | 22.1582 | 0.38485 | 9.9688 | 25.9032 | 0.38485 | 3.297% | 0.045228 | 0.04299 | 6588.6081 | 720.5327 | 2027.5414 | 3840.534 | 6703.2179 | 0 | 0 | 6703.2179 | 0.002062%
2028 | 247 | 247-48 | Tier-2 | Tier-2---16 | 3--3 | 6 | 100% | 19.6012 | 90.45% | 8.053% | 1.494% | 0.87763 | 0 | 0 | 0.87763 | 0 | 0.76184 | 1.7966 | 0.42404 | 0.76184 | 1.7966 | 0.42404 | 0.8906 | 2.1003 | 0.42404 | 4.477% | 0.026216 | 0.024918 | 747.6923 | 111.2463 | 59.7602 | 576.6859 | 751.4096 | 0 | 0 | 751.4096 | 0.0001842%
2028 | 249 | 249-24R | Tier-3 | Tier-3---12 | 5--5 | 299 | 100% | 678.7483 | 77.57% | 20.95% | 1.472% | 26.063 | 0 | 0 | 26.063 | 0 | 22.6244 | 89.5313 | 0.2527 | 22.6244 | 89.5313 | 0.2527 | 26.4482 | 104.6631 | 0.2527 | 3.84% | 0.10094 | 0.09594 | 6724.4875 | 983.1026 | 1380.1319 | 4361.253 | 6803.0261 | 0 | 0 | 6803.0261 | 0.005471%
2028 | 283 | 283-55R | Tier-3 | Tier-3---9 | 5--5 | 47 | 100% | 691.0798 | 89.15% | 10.28% | 0.5685% | 30.4985 | 0 | 0 | 30.4985 | 0 | 26.4747 | 14.0735 | 1.8812 | 26.4747 | 14.0735 | 1.8812 | 30.9492 | 16.4521 | 1.8812 | 4.413% | 0.20157 | 0.19159 | 3428.458 | 524.1491 | 347.4063 | 2556.9026 | 3447.8217 | 0 | 0 | 3447.8217 | 0.006402%
2028 | 283 | 283-71F | Tier-3 | Tier-3---13 | 5--4 | 101 | 100% | 488.2766 | 50.8% | 48.52% | 0.6792% | 12.2794 | 0 | 0 | 12.2794 | 0 | 10.6593 | 30.243 | 0.35246 | 10.6593 | 30.243 | 0.35246 | 12.4609 | 35.3544 | 0.35246 | 2.515% | 0.19011 | 0.1807 | 2568.3277 | 217.0861 | 1132.2268 | 1219.0148 | 2634.1276 | 0 | 0 | 2634.1276 | 0.002577%
2028 | 288 | 288-149R | Tier-2 | Tier-2---12 | 3--5 | 1 | 100% | 110.4011 | 75.76% | 21.09% | 3.152% | 4.1401 | 0 | 0 | 4.1401 | 0 | 3.5938 | 0.29944 | 12.0021 | 3.5938 | 0.29944 | 12.0021 | 4.2012 | 0.35004 | 12.0021 | 3.75% | 0.02124 | 0.020188 | 5197.889 | 630.048 | 1286.7386 | 3281.1025 | 5263.511 | 0 | 0 | 5263.511 | 0.000869%
2028 | 288 | 288-2375R | Tier-2 | Tier-2---19 | 2--4 | 2 | 100% | 8.0662 | 91.05% | 6.346% | 2.603% | 0.36354 | 0 | 0 | 0.36354 | 0 | 0.31558 | 0.59887 | 0.52695 | 0.31558 | 0.59887 | 0.52695 | 0.36891 | 0.70009 | 0.52695 | 4.507% | 0.0067116 | 0.0063794 | 1201.8253 | 174.6812 | 136.8966 | 890.2475 | 1207.4267 | 0 | 0 | 1207.4267 | 7.631e-05%
2028 | 288 | 288-2380F | Tier-2 | Tier-2---12 | 4--5 | 215 | 100% | 114.0664 | 66.42% | 32.7% | 0.8812% | 3.7504 | 0 | 0 | 3.7504 | 0 | 3.2556 | 64.3787 | 0.050569 | 3.2556 | 64.3787 | 0.050569 | 3.8058 | 75.2594 | 0.050569 | 3.288% | 0.030344 | 0.028842 | 3759.1098 | 411.8777 | 1165.9601 | 2181.2719 | 3824.8446 | 0 | 0 | 3824.8446 | 0.0007872%
2028 | 296 | 296-68F | Tier-2 | Tier-2---21 | 1--2 | 22 | 100% | 1.8827 | 64.81% | 0% | 35.19% | 0.060402 | 0 | 0 | 0.060402 | 0 | 0.052433 | 6.5876 | 0.0079594 | 0.052433 | 6.5876 | 0.0079594 | 0.061295 | 7.701 | 0.0079594 | 3.208% | 0.0027146 | 0.0025802 | 693.5578 | 98.2554 | 297.2044 | 298.098 | 706.2671 | 0 | 0 | 706.2671 | 1.268e-05%
2028 | 300 | 300-483F | Tier-2 | Tier-2---12 | 3--5 | 2 | 100% | 101.1563 | 97.7% | 0% | 2.297% | 4.8922 | 0 | 0 | 4.8922 | 0 | 4.2468 | 0.59887 | 7.0913 | 4.2468 | 0.59887 | 7.0913 | 4.9645 | 0.70009 | 7.0913 | 4.836% | 0.018397 | 0.017486 | 5498.5218 | 994.0131 | 114.7317 | 4389.777 | 5505.0994 | 0 | 0 | 5505.0994 | 0.001027%
2028 | 300 | 300-484F | Tier-2 | Tier-2---9 | 4--5 | 169 | 100% | 230.1484 | 75.7% | 22.04% | 2.261% | 8.6234 | 0 | 0 | 8.6234 | 0 | 7.4857 | 50.6046 | 0.14793 | 7.4857 | 50.6046 | 0.14793 | 8.7509 | 59.1574 | 0.14793 | 3.747% | 0.039922 | 0.037946 | 5764.9522 | 606.5801 | 1692.4173 | 3465.9548 | 5837.922 | 0 | 0 | 5837.922 | 0.00181%
2028 | 307 | 307-1538F | Tier-2 | Tier-2---7 | 5--5 | 110 | 100% | 433.4142 | 51.51% | 48.13% | 0.3587% | 11.0514 | 0 | 0 | 11.0514 | 0 | 9.5934 | 32.9379 | 0.29126 | 9.5934 | 32.9379 | 0.29126 | 11.2148 | 38.5048 | 0.29126 | 2.55% | 0.10098 | 0.09598 | 4292.1557 | 366.942 | 1865.6861 | 2059.5276 | 4400.5386 | 0 | 0 | 4400.5386 | 0.00232%
2028 | 307 | 307-234R | Tier-2 | Tier-2---4 | 5--5 | 294 | 100% | 684.1346 | 69.69% | 29.83% | 0.4763% | 23.6004 | 0 | 0 | 23.6004 | 0 | 20.4866 | 88.0341 | 0.23271 | 20.4866 | 88.0341 | 0.23271 | 23.9491 | 102.9129 | 0.23271 | 3.45% | 0.11001 | 0.10456 | 6219.0213 | 711.7212 | 1737.152 | 3770.148 | 6317.1866 | 0 | 0 | 6317.1866 | 0.004954%
2028 | 308 | 308-563AE | Tier-2 | Tier-2---18 | 4--3 | 5 | 100% | 81.5523 | 7.703% | 91.46% | 0.8327% | 0.31095 | 0 | 0 | 0.31095 | 0 | 0.26993 | 1.4972 | 0.18029 | 0.26993 | 1.4972 | 0.18029 | 0.31555 | 1.7502 | 0.18029 | 0.3813% | 0.03316 | 0.031518 | 2459.3887 | 44.7352 | 2075.3977 | 339.2558 | 2577.6026 | 0 | 0 | 2577.6026 | 6.527e-05%
2028 | 311 | 311-1199 | Tier-2 | Tier-2---20 | 3--2 | 13 | 100% | 10.8001 | 28.53% | 67.91% | 3.563% | 0.1525 | 0 | 0 | 0.1525 | 0 | 0.13238 | 3.8927 | 0.034007 | 0.13238 | 3.8927 | 0.034007 | 0.15475 | 4.5506 | 0.034007 | 1.412% | 0.018336 | 0.017428 | 589.0165 | 20.3604 | 431.6923 | 136.9639 | 610.9411 | 0 | 0 | 610.9411 | 3.201e-05%
2028 | 311 | 311-43 | Tier-2 | Tier-2---15 | 3--4 | 201 | 100% | 155.2668 | 1.703% | 96.44% | 1.86% | 0.13091 | 0 | 0 | 0.13091 | 0 | 0.11364 | 60.1866 | 0.0018881 | 0.11364 | 60.1866 | 0.0018881 | 0.13285 | 70.3588 | 0.0018881 | 0.08431% | 0.027937 | 0.026554 | 5557.7075 | 11.1328 | 4976.695 | 569.8797 | 5842.211 | 0 | 0 | 5842.211 | 2.748e-05%
2028 | 312 | 312-14F | Tier-2 | Tier-2---14 | 3--4 | 10 | 100% | 197.5178 | 0.1105% | 99.63% | 0.2595% | 0.0108 | 0 | 0 | 0.0108 | 0 | 0.0093753 | 2.9944 | 0.003131 | 0.0093753 | 2.9944 | 0.003131 | 0.01096 | 3.5004 | 0.003131 | 0.005468% | 0.018868 | 0.017934 | 10468.4008 | 14.5481 | 9413.1367 | 1040.7161 | 11012.9704 | 0 | 0 | 11012.9704 | 2.267e-06%
2028 | 315 | 315-485AE | Tier-2 | Tier-2---14 | 2--5 | 149 | 100% | 44.4978 | 97.71% | 0% | 2.29% | 2.1522 | 0 | 0 | 2.1522 | 0 | 1.8682 | 44.6159 | 0.041874 | 1.8682 | 44.6159 | 0.041874 | 2.184 | 52.1565 | 0.041874 | 4.837% | 0.00637 | 0.0060547 | 6985.5251 | 2468.7203 | 170.1118 | 4346.6929 | 6993.857 | 0 | 0 | 6993.857 | 0.0004517%
2028 | 350 | 350-2182R | Tier-2 | Tier-2---13 | 4--3 | 2 | 100% | 36.1393 | 94.02% | 5.411% | 0.5649% | 1.682 | 0 | 0 | 1.682 | 0 | 1.4601 | 0.59887 | 2.438 | 1.4601 | 0.59887 | 2.438 | 1.7068 | 0.70009 | 2.438 | 4.654% | 0.068991 | 0.065576 | 523.8262 | 80.2912 | 27.7458 | 415.7892 | 525.4565 | 0 | 0 | 525.4565 | 0.000353%
2028 | 350 | 350-2188R | Tier-2 | Tier-2---5 | 5--5 | 975 | 100% | 752.4795 | 78.87% | 19.12% | 2.014% | 29.3759 | 0 | 0 | 29.3759 | 0 | 25.5002 | 291.9498 | 0.087344 | 25.5002 | 291.9498 | 0.087344 | 29.81 | 341.2927 | 0.087344 | 3.904% | 0.15121 | 0.14373 | 4976.3874 | 631.9786 | 954.5279 | 3389.8809 | 5031.1577 | 0 | 0 | 5031.1577 | 0.006166%
2028 | 350 | 350-2192R | Tier-2 | Tier-2---2 | 5--5 | 827 | 100% | 2025.3012 | 87.53% | 11.37% | 1.097% | 87.7486 | 0 | 0 | 87.7486 | 0 | 76.1715 | 247.6333 | 0.3076 | 76.1715 | 247.6333 | 0.3076 | 89.0454 | 289.4862 | 0.3076 | 4.333% | 0.18928 | 0.17991 | 10700.2197 | 1640.6573 | 1261.0201 | 7798.5423 | 10769.7208 | 0 | 0 | 10769.7208 | 0.01842%
2028 | 350 | 350-2196R | Tier-2 | Tier-2---5 | 5--5 | 961 | 100% | 1111.1446 | 85.23% | 12.69% | 2.072% | 46.8801 | 0 | 0 | 46.8801 | 0 | 40.695 | 287.7577 | 0.14142 | 40.695 | 287.7577 | 0.14142 | 47.5729 | 336.3921 | 0.14142 | 4.219% | 0.19915 | 0.18929 | 5579.5197 | 797.1006 | 755.2806 | 4027.1385 | 5622.4251 | 0 | 0 | 5622.4251 | 0.00984%
2028 | 350 | 350-2201R | Tier-3 | Tier-3---4 | 5--5 | 397 | 100% | 1600.0661 | 94.09% | 5.343% | 0.5699% | 74.5202 | 0 | 0 | 74.5202 | 0 | 64.6884 | 118.876 | 0.54417 | 64.6884 | 118.876 | 0.54417 | 75.6215 | 138.9674 | 0.54417 | 4.657% | 0.1241 | 0.11796 | 12893.008 | 2307.4254 | 698.8971 | 9886.6855 | 12932.7085 | 0 | 0 | 12932.7085 | 0.01564%
2028 | 350 | 350-41R | Tier-2 | Tier-2---3 | 5--5 | 538 | 100% | 1428.3995 | 91.38% | 7.839% | 0.7806% | 64.611 | 0 | 0 | 64.611 | 0 | 56.0865 | 161.0964 | 0.34816 | 56.0865 | 161.0964 | 0.34816 | 65.5658 | 188.3236 | 0.34816 | 4.523% | 0.12896 | 0.12258 | 11076.0411 | 1996.9228 | 1010.9834 | 8068.135 | 11125.7625 | 0 | 0 | 11125.7625 | 0.01356%
2028 | 351 | 351-819R | Tier-2 | Tier-2---1 | 5--5 | 546 | 100% | 2090.3176 | 91.75% | 7.875% | 0.3732% | 94.9359 | 0 | 0 | 94.9359 | 0 | 82.4105 | 163.4919 | 0.50406 | 82.4105 | 163.4919 | 0.50406 | 96.3388 | 191.1239 | 0.50406 | 4.542% | 0.14376 | 0.13664 | 14540.4698 | 3135.0555 | 1103.9508 | 10301.4635 | 14602.9309 | 0 | 0 | 14602.9309 | 0.01993%
2028 | 351 | 351-871R | Tier-3 | Tier-3---6 | 5--5 | 92 | 100% | 781.5367 | 96.92% | 2.713% | 0.3715% | 37.493 | 0 | 0 | 37.493 | 0 | 32.5464 | 27.5481 | 1.1814 | 32.5464 | 27.5481 | 1.1814 | 38.0471 | 32.204 | 1.1814 | 4.797% | 0.11468 | 0.109 | 6814.8869 | 1079.7555 | 189.4866 | 5545.6448 | 6825.8322 | 0 | 0 | 6825.8322 | 0.00787%
2028 | 352 | 352-27R | Tier-3 | Tier-3---2 | 5--5 | 488 | 100% | 1835.8142 | 93.66% | 5.876% | 0.4611% | 85.1138 | 0 | 0 | 85.1138 | 0 | 73.8843 | 146.1246 | 0.50563 | 73.8843 | 146.1246 | 0.50563 | 86.3716 | 170.8214 | 0.50563 | 4.636% | 0.11814 | 0.11229 | 15539.9427 | 3024.467 | 902.1857 | 11613.29 | 15591.2308 | 0 | 0 | 15591.2308 | 0.01787%
2028 | 353 | 353-1429R | Tier-2 | Tier-2---6 | 5--5 | 319 | 100% | 1003.2846 | 77.44% | 22.07% | 0.495% | 38.4564 | 0 | 0 | 38.4564 | 0 | 33.3827 | 95.52 | 0.34948 | 33.3827 | 95.52 | 0.34948 | 39.0247 | 111.664 | 0.34948 | 3.833% | 0.12141 | 0.1154 | 8263.4579 | 1440.9039 | 1734.7877 | 5087.7663 | 8360.5633 | 0 | 0 | 8360.5633 | 0.008072%
2028 | 353 | 353-593F | Tier-2 | Tier-2---7 | 5--5 | 106 | 100% | 254.848 | 92.09% | 7.347% | 0.5637% | 11.617 | 0 | 0 | 11.617 | 0 | 10.0843 | 31.7402 | 0.31772 | 10.0843 | 31.7402 | 0.31772 | 11.7887 | 37.1046 | 0.31772 | 4.558% | 0.10537 | 0.10016 | 2418.5368 | 364.9212 | 170.4852 | 1883.1304 | 2428.5005 | 0 | 0 | 2428.5005 | 0.002438%
2028 | 353 | 353-594F | Tier-2 | Tier-2---7 | 5--5 | 24 | 100% | 200.2632 | 99.27% | 0.3225% | 0.4078% | 9.8406 | 0 | 0 | 9.8406 | 0 | 8.5423 | 7.1865 | 1.1887 | 8.5423 | 7.1865 | 1.1887 | 9.9861 | 8.4011 | 1.1887 | 4.914% | 0.10216 | 0.097099 | 1960.3623 | 318.7574 | 13.0779 | 1628.5269 | 1961.1078 | 0 | 0 | 1961.1078 | 0.002066%
2028 | 353 | 353-900F | Tier-2 | Tier-2---8 | 5--5 | 55 | 100% | 371.854 | 40.83% | 58.99% | 0.1797% | 7.5153 | 0 | 0 | 7.5153 | 0 | 6.5238 | 16.469 | 0.39613 | 6.5238 | 16.469 | 0.39613 | 7.6264 | 19.2524 | 0.39613 | 2.021% | 0.10085 | 0.09586 | 3687.104 | 250.2733 | 1989.9286 | 1446.9021 | 3800.7218 | 0 | 0 | 3800.7218 | 0.001577%
2028 | 353 | 353-901F | Tier-2 | Tier-2---4 | 5--5 | 46 | 100% | 613.1191 | 58.62% | 41.08% | 0.303% | 17.7913 | 0 | 0 | 17.7913 | 0 | 15.444 | 13.774 | 1.1212 | 15.444 | 13.774 | 1.1212 | 18.0542 | 16.102 | 1.1212 | 2.902% | 0.10618 | 0.10093 | 5774.1958 | 681.1246 | 2172.7932 | 2920.278 | 5898.6241 | 0 | 0 | 5898.6241 | 0.003734%
2028 | 353 | 353-902F | Tier-2 | Tier-2---11 | 5--3 | 13 | 100% | 194.7859 | 13.28% | 86.55% | 0.1681% | 1.2803 | 0 | 0 | 1.2803 | 0 | 1.1114 | 3.8927 | 0.2855 | 1.1114 | 3.8927 | 0.2855 | 1.2992 | 4.5506 | 0.2855 | 0.6573% | 0.098854 | 0.093961 | 1970.4401 | 45.5501 | 1554.0368 | 370.8532 | 2059.4308 | 0 | 0 | 2059.4308 | 0.0002687%
2028 | 353 | 353-904R | Tier-2 | Tier-2---3 | 5--5 | 139 | 100% | 1250.3913 | 94% | 5.586% | 0.417% | 58.1788 | 0 | 0 | 58.1788 | 0 | 50.503 | 41.6216 | 1.2134 | 50.503 | 41.6216 | 1.2134 | 59.0386 | 48.6561 | 1.2134 | 4.653% | 0.12577 | 0.11955 | 9941.809 | 1678.6898 | 757.2282 | 7505.891 | 9972.8894 | 0 | 0 | 9972.8894 | 0.01221%
2028 | 354 | 354-1706R | Tier-2 | Tier-2---1 | 5--5 | 465 | 100% | 2161.9809 | 92.27% | 7.167% | 0.5599% | 98.7488 | 0 | 0 | 98.7488 | 0 | 85.7204 | 139.2376 | 0.61564 | 85.7204 | 139.2376 | 0.61564 | 100.2082 | 162.7704 | 0.61564 | 4.568% | 0.13939 | 0.13249 | 15510.3907 | 2900.5229 | 1230.7208 | 11379.147 | 15572.8049 | 0 | 0 | 15572.8049 | 0.02073%
2028 | 354 | 354-24AE | Tier-2 | Tier-2---4 | 4--5 | 102 | 100% | 742.9911 | 44.89% | 54.76% | 0.3554% | 16.5081 | 0 | 0 | 16.5081 | 0 | 14.3301 | 30.5424 | 0.46919 | 14.3301 | 30.5424 | 0.46919 | 16.7521 | 35.7045 | 0.46919 | 2.222% | 0.080555 | 0.076567 | 9223.4472 | 670.0529 | 4646.9314 | 3906.4629 | 9488.1816 | 0 | 0 | 9488.1816 | 0.003465%
2028 | 355 | 355-41R | Tier-2 | Tier-2---6 | 4--5 | 276 | 100% | 876.3288 | 87.46% | 12.04% | 0.4997% | 37.9373 | 0 | 0 | 37.9373 | 0 | 32.932 | 82.6443 | 0.39848 | 32.932 | 82.6443 | 0.39848 | 38.4979 | 96.6121 | 0.39848 | 4.329% | 0.092253 | 0.087687 | 9499.1702 | 1363.9545 | 1082.9983 | 7052.2174 | 9561.2206 | 0 | 0 | 9561.2206 | 0.007963%
2028 | 355 | 355-6R | Tier-2 | Tier-2---7 | 4--5 | 139 | 100% | 466.648 | 28.63% | 71.11% | 0.2566% | 6.6138 | 0 | 0 | 6.6138 | 0 | 5.7412 | 41.6216 | 0.13794 | 5.7412 | 41.6216 | 0.13794 | 6.7116 | 48.6561 | 0.13794 | 1.417% | 0.074333 | 0.070654 | 6277.8037 | 297.3578 | 4112.2061 | 1868.2398 | 6511.1291 | 0 | 0 | 6511.1291 | 0.001388%
2028 | 356 | 356-16R | Tier-2 | Tier-2---4 | 4--5 | 131 | 100% | 692.7279 | 85.74% | 13.66% | 0.5932% | 29.4011 | 0 | 0 | 29.4011 | 0 | 25.5221 | 39.2261 | 0.65064 | 25.5221 | 39.2261 | 0.65064 | 29.8356 | 45.8557 | 0.65064 | 4.244% | 0.090754 | 0.086262 | 7633.0284 | 1263.3568 | 1174.8968 | 5194.7749 | 7689.7037 | 0 | 0 | 7689.7037 | 0.006171%
2028 | 356 | 356-19R | Tier-3 | Tier-3---8 | 5--5 | 704 | 100% | 2142.9106 | 83.66% | 15.67% | 0.6694% | 88.7415 | 0 | 0 | 88.7415 | 0 | 77.0334 | 210.8028 | 0.36543 | 77.0334 | 210.8028 | 0.36543 | 90.053 | 246.4308 | 0.36543 | 4.141% | 0.16775 | 0.15945 | 12774.1099 | 1993.4622 | 1945.7185 | 8834.9292 | 12882.8117 | 0 | 0 | 12882.8117 | 0.01863%
2028 | 356 | 356-30AE | Tier-3 | Tier-3---6 | 5--5 | 561 | 100% | 1548.5525 | 73.09% | 26.03% | 0.8808% | 56.0222 | 0 | 0 | 56.0222 | 0 | 48.6309 | 167.9834 | 0.2895 | 48.6309 | 167.9834 | 0.2895 | 56.8501 | 196.3746 | 0.2895 | 3.618% | 0.14106 | 0.13408 | 10978.0949 | 1533.3184 | 2733.1665 | 6711.61 | 11131.9717 | 0 | 0 | 11131.9717 | 0.01176%
2028 | 357 | 357-1147R | Tier-2 | Tier-2---10 | 5--4 | 14 | 100% | 122.889 | 90.67% | 8.71% | 0.6166% | 5.5157 | 0 | 0 | 5.5157 | 0 | 4.788 | 4.1921 | 1.1421 | 4.788 | 4.1921 | 1.1421 | 5.5972 | 4.9006 | 1.1421 | 4.488% | 0.14287 | 0.1358 | 860.1588 | 128.3592 | 73.5961 | 658.2035 | 864.3366 | 0 | 0 | 864.3366 | 0.001158%
2028 | 357 | 357-1299R | Tier-3 | Tier-3---9 | 5--5 | 7 | 100% | 500.7555 | 96.82% | 2.879% | 0.2981% | 24 | 0 | 0 | 24 | 0 | 20.8336 | 2.0961 | 9.9394 | 20.8336 | 2.0961 | 9.9394 | 24.3547 | 2.4503 | 9.9394 | 4.793% | 0.2409 | 0.22898 | 2078.6481 | 381.924 | 60.0907 | 1636.6334 | 2082.0868 | 0 | 0 | 2082.0868 | 0.005038%
2028 | 357 | 357-2047F | Tier-2 | Tier-2---10 | 5--4 | 1 | 100% | 117.0163 | 66.86% | 32.9% | 0.2354% | 3.8728 | 0 | 0 | 3.8728 | 0 | 3.3619 | 0.29944 | 11.2273 | 3.3619 | 0.29944 | 11.2273 | 3.9301 | 0.35004 | 11.2273 | 3.31% | 0.14128 | 0.13429 | 828.2369 | 91.3768 | 250.8108 | 486.0494 | 842.5305 | 0 | 0 | 842.5305 | 0.0008129%
2028 | 357 | 357-2049F | Tier-3 | Tier-3---8 | 5--5 | 194 | 100% | 1568.933 | 87.25% | 12.44% | 0.3075% | 67.7587 | 0 | 0 | 67.7587 | 0 | 58.819 | 58.0905 | 1.0125 | 58.819 | 58.0905 | 1.0125 | 68.7601 | 67.9085 | 1.0125 | 4.319% | 0.18286 | 0.17381 | 8579.8277 | 1438.1344 | 1001.8193 | 6139.874 | 8636.8059 | 0 | 0 | 8636.8059 | 0.01422%
2028 | 357 | 357-45R | Tier-3 | Tier-3---8 | 5--5 | 329 | 100% | 2182.2622 | 79.98% | 19.64% | 0.3802% | 86.3975 | 0 | 0 | 86.3975 | 0 | 74.9987 | 98.5144 | 0.7613 | 74.9987 | 98.5144 | 0.7613 | 87.6743 | 115.1644 | 0.7613 | 3.959% | 0.18538 | 0.1762 | 11771.8449 | 1935.5654 | 2204.1059 | 7632.1736 | 11894.5692 | 0 | 0 | 11894.5692 | 0.01813%
2028 | 357 | 357-50R | Tier-3 | Tier-3---4 | 5--5 | 435 | 100% | 1441.553 | 79.05% | 20.4% | 0.5522% | 56.4096 | 0 | 0 | 56.4096 | 0 | 48.9672 | 130.2545 | 0.37593 | 48.9672 | 130.2545 | 0.37593 | 57.2432 | 152.269 | 0.37593 | 3.913% | 0.14913 | 0.14175 | 9666.6259 | 1487.063 | 1867.4945 | 6312.0683 | 9772.0779 | 0 | 0 | 9772.0779 | 0.01184%
2028 | 357 | 357-750R | Tier-2 | Tier-2---2 | 5--5 | 248 | 100% | 1439.7107 | 82.49% | 17.1% | 0.4096% | 58.7853 | 0 | 0 | 58.7853 | 0 | 51.0294 | 74.2601 | 0.68717 | 51.0294 | 74.2601 | 0.68717 | 59.654 | 86.8109 | 0.68717 | 4.083% | 0.171 | 0.16254 | 8419.2134 | 1423.2143 | 1353.8833 | 5642.1158 | 8495.9978 | 0 | 0 | 8495.9978 | 0.01234%
2028 | 358 | 358-1175F | Tier-2 | Tier-2---11 | 5--3 | 11 | 100% | 71.8528 | 77.22% | 22.39% | 0.388% | 2.7465 | 0 | 0 | 2.7465 | 0 | 2.3841 | 3.2938 | 0.72382 | 2.3841 | 3.2938 | 0.72382 | 2.787 | 3.8505 | 0.72382 | 3.822% | 0.14195 | 0.13492 | 506.195 | 64.3327 | 105.8745 | 335.9879 | 512.2005 | 0 | 0 | 512.2005 | 0.0005765%
2028 | 358 | 358-33 | Tier-3 | Tier-3---15 | 5--4 | 36 | 100% | 117.3196 | 96.19% | 3.458% | 0.3548% | 5.5859 | 0 | 0 | 5.5859 | 0 | 4.8489 | 10.7797 | 0.44982 | 4.8489 | 10.7797 | 0.44982 | 5.6684 | 12.6016 | 0.44982 | 4.761% | 0.14298 | 0.1359 | 820.5581 | 159.8188 | 30.1137 | 630.6255 | 822.1875 | 0 | 0 | 822.1875 | 0.001172%
2028 | 358 | 358-682F | Tier-3 | Tier-3---3 | 5--5 | 252 | 100% | 3753.9781 | 86.22% | 13.57% | 0.2039% | 160.2214 | 0 | 0 | 160.2214 | 0 | 139.0826 | 75.4578 | 1.8432 | 139.0826 | 75.4578 | 1.8432 | 162.5892 | 88.211 | 1.8432 | 4.268% | 0.54241 | 0.51556 | 6920.8673 | 1067.6333 | 861.2358 | 4991.9981 | 6970.5225 | 0 | 0 | 6970.5225 | 0.03363%
2028 | 387 | 387-15 | Tier-3 | Tier-3---16 | 4--5 | 14 | 100% | 365.4778 | 57.25% | 41.73% | 1.017% | 10.3576 | 0 | 0 | 10.3576 | 0 | 8.9911 | 4.1921 | 2.1448 | 8.9911 | 4.1921 | 2.1448 | 10.5106 | 4.9006 | 2.1448 | 2.834% | 0.072601 | 0.069007 | 5034.0466 | 537.3079 | 1996.9235 | 2499.8151 | 5146.1153 | 0 | 0 | 5146.1153 | 0.002174%
2028 | 393 | 393-14R | Tier-2 | Tier-2---10 | 5--4 | 22 | 100% | 777.0926 | 5.544% | 94.24% | 0.2191% | 2.1327 | 0 | 0 | 2.1327 | 0 | 1.8513 | 6.5876 | 0.28103 | 1.8513 | 6.5876 | 0.28103 | 2.1642 | 7.701 | 0.28103 | 0.2744% | 0.10079 | 0.095804 | 7709.7876 | 115.9827 | 6667.436 | 926.369 | 8089.036 | 0 | 0 | 8089.036 | 0.0004476%
2028 | 396 | 396-699R | Tier-2 | Tier-2---5 | 5--5 | 590 | 100% | 888.3486 | 59.21% | 39.34% | 1.447% | 26.0383 | 0 | 0 | 26.0383 | 0 | 22.6029 | 176.6671 | 0.12794 | 22.6029 | 176.6671 | 0.12794 | 26.4231 | 206.5258 | 0.12794 | 2.931% | 0.15664 | 0.14888 | 5671.3841 | 668.179 | 2146.3409 | 2856.8642 | 5791.8474 | 0 | 0 | 5791.8474 | 0.005465%
2028 | 411 | 411-1873R | Tier-2 | Tier-2---7 | 4--5 | 455 | 100% | 340.3229 | 88.45% | 9.585% | 1.967% | 14.8999 | 0 | 0 | 14.8999 | 0 | 12.9341 | 136.2433 | 0.094934 | 12.9341 | 136.2433 | 0.094934 | 15.1201 | 159.2699 | 0.094934 | 4.378% | 0.04682 | 0.044503 | 7268.7189 | 1142.008 | 975.4979 | 5151.213 | 7312.4483 | 0 | 0 | 7312.4483 | 0.003128%
2028 | 411 | 411-30R | Tier-3 | Tier-3---6 | 5--5 | 839 | 100% | 1028.3805 | 90.72% | 7.641% | 1.643% | 46.1788 | 0 | 0 | 46.1788 | 0 | 40.0862 | 251.2266 | 0.15956 | 40.0862 | 251.2266 | 0.15956 | 46.8613 | 293.6867 | 0.15956 | 4.49% | 0.10309 | 0.09799 | 9975.2889 | 1901.318 | 929.458 | 7144.5129 | 10023.5186 | 0 | 0 | 10023.5186 | 0.009693%
2028 | 411 | 411-47R | Tier-2 | Tier-2---9 | 4--5 | 3 | 100% | 334.7019 | 84.13% | 13.18% | 2.693% | 13.9384 | 0 | 0 | 13.9384 | 0 | 12.0995 | 0.89831 | 13.4692 | 12.0995 | 0.89831 | 13.4692 | 14.1444 | 1.0501 | 13.4692 | 4.164% | 0.063274 | 0.060142 | 5289.7062 | 845.5012 | 1035.5091 | 3408.6958 | 5333.4243 | 0 | 0 | 5333.4243 | 0.002926%
2028 | 434 | 434-301 | Tier-2 | Tier-2---17 | 1--5 | 1 | 100% | 17.5402 | 98.17% | 0% | 1.83% | 0.85235 | 0 | 0 | 0.85235 | 0 | 0.73989 | 0.29944 | 2.471 | 0.73989 | 0.29944 | 2.471 | 0.86494 | 0.35004 | 2.471 | 4.859% | 0.003157 | 0.0030007 | 5555.9717 | 867.4345 | 222.2106 | 4466.3265 | 5561.2679 | 0 | 0 | 5561.2679 | 0.0001789%
2028 | 441 | 441-23R | Tier-3 | Tier-3---11 | 5--4 | 91 | 100% | 647.4088 | 86.44% | 13.14% | 0.4218% | 27.7015 | 0 | 0 | 27.7015 | 0 | 24.0467 | 27.2487 | 0.88249 | 24.0467 | 27.2487 | 0.88249 | 28.1109 | 31.854 | 0.88249 | 4.279% | 0.54783 | 0.52071 | 1181.7687 | 148.5478 | 135.1005 | 898.1204 | 1190.1135 | 0 | 0 | 1190.1135 | 0.005815%
2028 | 441 | 441-279R | Tier-3 | Tier-3---18 | 5--2 | 3 | 100% | 161.5568 | 69.39% | 29.65% | 0.9602% | 5.5494 | 0 | 0 | 5.5494 | 0 | 4.8172 | 0.89831 | 5.3626 | 4.8172 | 0.89831 | 5.3626 | 5.6314 | 1.0501 | 5.3626 | 3.435% | 0.53527 | 0.50877 | 301.8227 | 28.024 | 73.3421 | 200.4565 | 306.6336 | 0 | 0 | 306.6336 | 0.001165%
2028 | 441 | 441-27R | Tier-3 | Tier-3---9 | 5--4 | 68 | 100% | 878.0372 | 89.43% | 10.14% | 0.4287% | 38.8687 | 0 | 0 | 38.8687 | 0 | 33.7406 | 20.3616 | 1.6571 | 33.7406 | 20.3616 | 1.6571 | 39.4431 | 23.803 | 1.6571 | 4.427% | 0.55752 | 0.52992 | 1574.8947 | 207.3126 | 146.5629 | 1221.0192 | 1583.5641 | 0 | 0 | 1583.5641 | 0.008159%
2028 | 441 | 441-30R | Tier-3 | Tier-3---9 | 5--4 | 20 | 100% | 950.7549 | 92.15% | 7.507% | 0.3471% | 43.3661 | 0 | 0 | 43.3661 | 0 | 37.6446 | 5.9887 | 6.2859 | 37.6446 | 5.9887 | 6.2859 | 44.0069 | 7.0009 | 6.2859 | 4.561% | 0.55519 | 0.52771 | 1712.4757 | 231.3815 | 120.1168 | 1360.9775 | 1719.4801 | 0 | 0 | 1719.4801 | 0.009103%
2028 | 442 | 442-16R | Tier-3 | Tier-3---14 | 5--3 | 358 | 100% | 453.4046 | 84.5% | 14% | 1.497% | 18.9645 | 0 | 0 | 18.9645 | 0 | 16.4624 | 107.198 | 0.15357 | 16.4624 | 107.198 | 0.15357 | 19.2447 | 125.3157 | 0.15357 | 4.183% | 0.45792 | 0.43525 | 990.1415 | 105.6368 | 130.7729 | 753.7318 | 998.1347 | 0 | 0 | 998.1347 | 0.003981%
2028 | 442 | 442-46R | Tier-3 | Tier-3---19 | 5--1 | 28 | 100% | 85.0858 | 0.5117% | 99.4% | 0.08534% | 0.021553 | 0 | 0 | 0.021553 | 0 | 0.018709 | 8.3842 | 0.0022315 | 0.018709 | 8.3842 | 0.0022315 | 0.021871 | 9.8012 | 0.0022315 | 0.02533% | 0.35092 | 0.33355 | 242.465 | 0.40496 | 218.5335 | 23.5266 | 255.0274 | 0 | 0 | 255.0274 | 4.524e-06%
2028 | 442 | 442-509R | Tier-3 | Tier-3---15 | 5--3 | 37 | 100% | 278.3023 | 54.83% | 44.11% | 1.062% | 7.5527 | 0 | 0 | 7.5527 | 0 | 6.5562 | 11.0791 | 0.59177 | 6.5562 | 11.0791 | 0.59177 | 7.6643 | 12.9516 | 0.59177 | 2.714% | 0.36954 | 0.35125 | 753.0994 | 59.1542 | 305.0958 | 388.8494 | 770.8168 | 0 | 0 | 770.8168 | 0.001585%
2028 | 442 | 442-525 | Tier-3 | Tier-3---18 | 5--2 | 17 | 100% | 299.6774 | 27.82% | 71.36% | 0.8189% | 4.1268 | 0 | 0 | 4.1268 | 0 | 3.5823 | 5.0904 | 0.70374 | 3.5823 | 5.0904 | 0.70374 | 4.1877 | 5.9507 | 0.70374 | 1.377% | 0.36155 | 0.34365 | 828.8663 | 34.3592 | 535.1133 | 259.3938 | 860.0234 | 0 | 0 | 860.0234 | 0.0008662%
2028 | 442 | 442-728R | Tier-3 | Tier-3---5 | 5--5 | 558 | 100% | 2907.2477 | 55.16% | 44.36% | 0.4825% | 79.3812 | 0 | 0 | 79.3812 | 0 | 68.908 | 167.0851 | 0.41241 | 68.908 | 167.0851 | 0.41241 | 80.5543 | 195.3244 | 0.41241 | 2.73% | 0.35802 | 0.3403 | 8120.3954 | 853.7381 | 3313.1015 | 3953.5558 | 8310.0172 | 0 | 0 | 8310.0172 | 0.01666%
2028 | 442 | 442-758F | Tier-3 | Tier-3---18 | 5--2 | 9 | 100% | 96.5341 | 94% | 5.101% | 0.8948% | 4.4919 | 0 | 0 | 4.4919 | 0 | 3.8993 | 2.6949 | 1.4469 | 3.8993 | 2.6949 | 1.4469 | 4.5583 | 3.1504 | 1.4469 | 4.653% | 0.35119 | 0.3338 | 274.8807 | 37.0629 | 13.3172 | 224.5005 | 275.739 | 0 | 0 | 275.739 | 0.0009429%
2028 | 442 | 442-764R | Tier-3 | Tier-3---18 | 5--2 | 29 | 100% | 133.0317 | 69.69% | 29.04% | 1.271% | 4.5888 | 0 | 0 | 4.5888 | 0 | 3.9834 | 8.6836 | 0.45872 | 3.9834 | 8.6836 | 0.45872 | 4.6566 | 10.1513 | 0.45872 | 3.449% | 0.35448 | 0.33694 | 375.2846 | 31.8241 | 102.8444 | 240.6162 | 381.2093 | 0 | 0 | 381.2093 | 0.0009632%
2028 | 442 | 442-780 | Tier-3 | Tier-3---19 | 5--1 | 7 | 100% | 89.5952 | 24.38% | 74.86% | 0.754% | 1.0813 | 0 | 0 | 1.0813 | 0 | 0.93865 | 2.0961 | 0.44782 | 0.93865 | 2.0961 | 0.44782 | 1.0973 | 2.4503 | 0.44782 | 1.207% | 0.34601 | 0.32888 | 258.9415 | 9.1784 | 175.8129 | 73.9502 | 269.1388 | 0 | 0 | 269.1388 | 0.000227%
2028 | 444 | 444-43R | Tier-2 | Tier-2---5 | 5--5 | 16 | 100% | 962.2981 | 91.92% | 6.922% | 1.16% | 43.7843 | 0 | 0 | 43.7843 | 0 | 38.0077 | 4.791 | 7.9332 | 38.0077 | 4.791 | 7.9332 | 44.4314 | 5.6007 | 7.9332 | 4.55% | 0.2124 | 0.20189 | 4530.5338 | 537.4714 | 429.3017 | 3563.7607 | 4549.6008 | 0 | 0 | 4549.6008 | 0.00919%
2028 | 444 | 444-9R | Tier-2 | Tier-2---11 | 5--3 | 219 | 100% | 323.6995 | 49.46% | 48.19% | 2.343% | 7.9256 | 0 | 0 | 7.9256 | 0 | 6.8799 | 65.5764 | 0.10491 | 6.8799 | 65.5764 | 0.10491 | 8.0427 | 76.6596 | 0.10491 | 2.448% | 0.1488 | 0.14143 | 2175.4322 | 138.2481 | 1034.3801 | 1002.804 | 2232.6859 | 0 | 0 | 2232.6859 | 0.001664%
2028 | 445 | 445-1311R | Tier-3 | Tier-3---5 | 5--5 | 202 | 100% | 2047.0117 | 76.8% | 22.84% | 0.359% | 77.8189 | 0 | 0 | 77.8189 | 0 | 67.5519 | 60.486 | 1.1168 | 67.5519 | 60.486 | 1.1168 | 78.9689 | 70.7088 | 1.1168 | 3.802% | 0.53792 | 0.51129 | 3805.4061 | 462.3517 | 801.0027 | 2542.0517 | 3851.3839 | 0 | 0 | 3851.3839 | 0.01633%
2028 | 445 | 445-1325F | Tier-2 | Tier-2---2 | 5--4 | 55 | 100% | 1447.5424 | 80.92% | 18.64% | 0.4376% | 57.9841 | 0 | 0 | 57.9841 | 0 | 50.334 | 16.469 | 3.0563 | 50.334 | 16.469 | 3.0563 | 58.841 | 19.2524 | 3.0563 | 4.006% | 0.57356 | 0.54517 | 2523.7784 | 315.2588 | 429.2208 | 1779.2988 | 2548.8517 | 0 | 0 | 2548.8517 | 0.01217%
2028 | 445 | 445-17R | Tier-2 | Tier-2---8 | 5--3 | 33 | 100% | 440.7591 | 59.87% | 39.69% | 0.4369% | 13.0625 | 0 | 0 | 13.0625 | 0 | 11.3391 | 9.8814 | 1.1475 | 11.3391 | 9.8814 | 1.1475 | 13.2555 | 11.5514 | 1.1475 | 2.964% | 0.53426 | 0.50782 | 824.9822 | 74.1046 | 294.4492 | 456.4284 | 842.2227 | 0 | 0 | 842.2227 | 0.002742%
2028 | 445 | 445-18R | Tier-2 | Tier-2---2 | 5--5 | 211 | 100% | 2423.1968 | 81.52% | 17.92% | 0.5628% | 97.7815 | 0 | 0 | 97.7815 | 0 | 84.8807 | 63.1809 | 1.3435 | 84.8807 | 63.1809 | 1.3435 | 99.2265 | 73.8592 | 1.3435 | 4.035% | 0.6048 | 0.57486 | 4006.6402 | 487.3751 | 662.1707 | 2857.0944 | 4045.2006 | 0 | 0 | 4045.2006 | 0.02052%
2028 | 445 | 445-19R | Tier-2 | Tier-2---8 | 5--3 | 16 | 100% | 654.5269 | 59.7% | 39.33% | 0.9775% | 19.3409 | 0 | 0 | 19.3409 | 0 | 16.7891 | 4.791 | 3.5043 | 16.7891 | 4.791 | 3.5043 | 19.6267 | 5.6007 | 3.5043 | 2.955% | 0.56527 | 0.53729 | 1157.9013 | 92.6902 | 418.9958 | 646.2153 | 1182.2052 | 0 | 0 | 1182.2052 | 0.00406%
2028 | 445 | 445-39R | Tier-2 | Tier-2---5 | 5--4 | 52 | 100% | 1104.2716 | 59.42% | 40.16% | 0.4235% | 32.4803 | 0 | 0 | 32.4803 | 0 | 28.195 | 15.5707 | 1.8108 | 28.195 | 15.5707 | 1.8108 | 32.9603 | 18.2023 | 1.8108 | 2.941% | 0.48997 | 0.46571 | 2253.7709 | 194.1003 | 866.8973 | 1192.7734 | 2301.3993 | 0 | 0 | 2301.3993 | 0.006818%
2028 | 445 | 445-894R | Tier-2 | Tier-2---5 | 5--4 | 29 | 100% | 1498.1966 | 65.73% | 33.21% | 1.065% | 48.7442 | 0 | 0 | 48.7442 | 0 | 42.3131 | 8.6836 | 4.8727 | 42.3131 | 8.6836 | 4.8727 | 49.4645 | 10.1513 | 4.8727 | 3.254% | 0.63526 | 0.60381 | 2358.411 | 194.1011 | 729.7847 | 1434.5253 | 2400.5046 | 0 | 0 | 2400.5046 | 0.01023%
2028 | 445 | 445-897R | Tier-2 | Tier-2---10 | 5--3 | 2 | 100% | 278.2745 | 86.91% | 12.87% | 0.2201% | 11.9717 | 0 | 0 | 11.9717 | 0 | 10.3922 | 0.59887 | 17.353 | 10.3922 | 0.59887 | 17.353 | 12.1486 | 0.70009 | 17.353 | 4.302% | 0.75637 | 0.71893 | 367.9091 | 46.7882 | 51.285 | 269.8359 | 370.4168 | 0 | 0 | 370.4168 | 0.002513%
2028 | 448 | 448-1234R | Tier-3 | Tier-3---15 | 5--3 | 1 | 100% | 246.005 | 87.44% | 11.91% | 0.6491% | 10.6477 | 0 | 0 | 10.6477 | 0 | 9.2429 | 0.29944 | 30.8676 | 9.2429 | 0.29944 | 30.8676 | 10.805 | 0.35004 | 30.8676 | 4.328% | 0.62101 | 0.59027 | 396.1396 | 50.2628 | 45.6467 | 300.2301 | 398.731 | 0 | 0 | 398.731 | 0.002235%
2028 | 448 | 448-47R | Tier-3 | Tier-3---14 | 5--3 | 56 | 100% | 687.0853 | 69.92% | 29.31% | 0.7656% | 23.7813 | 0 | 0 | 23.7813 | 0 | 20.6437 | 16.7684 | 1.2311 | 20.6437 | 16.7684 | 1.2311 | 24.1327 | 19.6025 | 1.2311 | 3.461% | 0.62882 | 0.59769 | 1092.6575 | 111.5426 | 295.153 | 685.9619 | 1109.7723 | 0 | 0 | 1109.7723 | 0.004992%
2028 | 448 | 448-714R | Tier-3 | Tier-3---14 | 5--3 | 60 | 100% | 1225.9869 | 25.1% | 74.31% | 0.5831% | 15.2336 | 0 | 0 | 15.2336 | 0 | 13.2238 | 17.9661 | 0.73604 | 13.2238 | 17.9661 | 0.73604 | 15.4587 | 21.0026 | 0.73604 | 1.243% | 0.46343 | 0.44049 | 2645.4709 | 92.606 | 1775.6477 | 777.2172 | 2748.6579 | 0 | 0 | 2748.6579 | 0.003198%
2028 | 448 | 448-724R | Tier-3 | Tier-3---18 | 5--2 | 73 | 100% | 255.0047 | 52.43% | 45.5% | 2.066% | 6.6185 | 0 | 0 | 6.6185 | 0 | 5.7453 | 21.8588 | 0.26284 | 5.7453 | 21.8588 | 0.26284 | 6.7163 | 25.5532 | 0.26284 | 2.595% | 0.55035 | 0.52311 | 463.3505 | 25.9997 | 195.8184 | 241.5324 | 474.8286 | 0 | 0 | 474.8286 | 0.001389%
2028 | 448 | 448-735R | Tier-3 | Tier-3---18 | 5--2 | 79 | 100% | 276.9497 | 53.49% | 44.76% | 1.748% | 7.3327 | 0 | 0 | 7.3327 | 0 | 6.3652 | 23.6554 | 0.26908 | 6.3652 | 23.6554 | 0.26908 | 7.441 | 27.6535 | 0.26908 | 2.648% | 0.54202 | 0.51519 | 510.9626 | 35.205 | 210.0136 | 265.744 | 523.3393 | 0 | 0 | 523.3393 | 0.001539%
2028 | 448 | 448-744R | Tier-3 | Tier-3---7 | 5--5 | 243 | 100% | 2370.1609 | 68.76% | 30.51% | 0.7221% | 80.6754 | 0 | 0 | 80.6754 | 0 | 70.0315 | 72.7629 | 0.96246 | 70.0315 | 72.7629 | 0.96246 | 81.8676 | 85.0606 | 0.96246 | 3.404% | 0.49442 | 0.46994 | 4793.8402 | 492.7082 | 1356.6651 | 2944.4669 | 4871.823 | 0 | 0 | 4871.823 | 0.01693%
2028 | 448 | 448-9R | Tier-3 | Tier-3---9 | 5--4 | 119 | 100% | 1381.6742 | 73.74% | 25.5% | 0.7592% | 50.4329 | 0 | 0 | 50.4329 | 0 | 43.779 | 35.6329 | 1.2286 | 43.779 | 35.6329 | 1.2286 | 51.1782 | 41.6552 | 1.2286 | 3.65% | 0.54394 | 0.51701 | 2540.1235 | 273.4783 | 621.4078 | 1645.2374 | 2574.8613 | 0 | 0 | 2574.8613 | 0.01059%
2028 | 449 | 449-13R | Tier-3 | Tier-3---7 | 5--5 | 495 | 100% | 1663.2464 | 62.39% | 36.97% | 0.6428% | 51.3669 | 0 | 0 | 51.3669 | 0 | 44.5898 | 148.2207 | 0.30083 | 44.5898 | 148.2207 | 0.30083 | 52.126 | 173.2717 | 0.30083 | 3.088% | 0.28234 | 0.26837 | 5890.9135 | 610.6402 | 2022.1047 | 3258.1686 | 6006.2928 | 0 | 0 | 6006.2928 | 0.01078%
2028 | 449 | 449-16R | Tier-3 | Tier-3---15 | 5--4 | 14 | 100% | 266.6482 | 83.41% | 16.04% | 0.5501% | 11.0087 | 0 | 0 | 11.0087 | 0 | 9.5563 | 4.1921 | 2.2796 | 9.5563 | 4.1921 | 2.2796 | 11.1714 | 4.9006 | 2.2796 | 4.129% | 0.23738 | 0.22563 | 1123.2928 | 151.839 | 170.3603 | 801.0935 | 1133.0005 | 0 | 0 | 1133.0005 | 0.002311%
2028 | 449 | 449-683 | Tier-3 | Tier-3---18 | 5--3 | 10 | 100% | 130.3299 | 84.46% | 14.85% | 0.6893% | 5.4491 | 0 | 0 | 5.4491 | 0 | 4.7302 | 2.9944 | 1.5797 | 4.7302 | 2.9944 | 1.5797 | 5.5296 | 3.5004 | 1.5797 | 4.181% | 0.34581 | 0.32869 | 376.8856 | 45.4714 | 46.4516 | 284.9627 | 379.9349 | 0 | 0 | 379.9349 | 0.001144%
2028 | 449 | 449-693R | Tier-3 | Tier-3---9 | 5--5 | 61 | 100% | 869.7515 | 92.74% | 6.815% | 0.4405% | 39.9289 | 0 | 0 | 39.9289 | 0 | 34.6609 | 18.2656 | 1.8976 | 34.6609 | 18.2656 | 1.8976 | 40.519 | 21.3527 | 1.8976 | 4.591% | 0.26107 | 0.24815 | 3331.4725 | 480.9166 | 218.7859 | 2631.7699 | 3344.0608 | 0 | 0 | 3344.0608 | 0.008381%
2028 | 449 | 449-6R | Tier-3 | Tier-3---14 | 5--4 | 125 | 100% | 487.7509 | 79.3% | 20.07% | 0.6273% | 19.1465 | 0 | 0 | 19.1465 | 0 | 16.6204 | 37.4295 | 0.44405 | 16.6204 | 37.4295 | 0.44405 | 19.4294 | 43.7555 | 0.44405 | 3.925% | 0.24779 | 0.23552 | 1968.4202 | 236.5464 | 397.0448 | 1334.829 | 1989.6378 | 0 | 0 | 1989.6378 | 0.004019%
2028 | 450 | 450-1850 | Tier-2 | Tier-2---13 | 4--3 | 49 | 100% | 42.3233 | 80.24% | 18.63% | 1.138% | 1.681 | 0 | 0 | 1.681 | 0 | 1.4592 | 14.6724 | 0.099451 | 1.4592 | 14.6724 | 0.099451 | 1.7058 | 17.1521 | 0.099451 | 3.972% | 0.073712 | 0.070064 | 574.1677 | 75.9334 | 104.2813 | 393.953 | 580.0772 | 0 | 0 | 580.0772 | 0.0003528%
2028 | 450 | 450-1851F | Tier-2 | Tier-2---3 | 5--5 | 257 | 100% | 915.4961 | 93.2% | 6.334% | 0.4614% | 42.2374 | 0 | 0 | 42.2374 | 0 | 36.6649 | 76.955 | 0.47645 | 36.6649 | 76.955 | 0.47645 | 42.8616 | 89.9613 | 0.47645 | 4.614% | 0.099477 | 0.094553 | 9203.0933 | 2582.2914 | 565.9601 | 6054.8418 | 9235.6635 | 0 | 0 | 9235.6635 | 0.008866%
2028 | 450 | 450-1853F | Tier-2 | Tier-2---10 | 4--4 | 62 | 100% | 133.4424 | 58.04% | 41.41% | 0.5447% | 3.8339 | 0 | 0 | 3.8339 | 0 | 3.3281 | 18.565 | 0.17927 | 3.3281 | 18.565 | 0.17927 | 3.8906 | 21.7027 | 0.17927 | 2.873% | 0.075291 | 0.071564 | 1772.351 | 169.5911 | 681.6123 | 921.1476 | 1811.0782 | 0 | 0 | 1811.0782 | 0.0008047%
2028 | 450 | 450-1854 | Tier-2 | Tier-2---9 | 4--4 | 61 | 100% | 167.8113 | 68.69% | 30.5% | 0.8174% | 5.7056 | 0 | 0 | 5.7056 | 0 | 4.9529 | 18.2656 | 0.27116 | 4.9529 | 18.2656 | 0.27116 | 5.79 | 21.3527 | 0.27116 | 3.4% | 0.079085 | 0.07517 | 2121.91 | 277.0369 | 611.709 | 1233.1641 | 2156.5118 | 0 | 0 | 2156.5118 | 0.001198%
2028 | 452 | 452-1403 | Tier-2 | Tier-2---15 | 1--5 | 27 | 100% | 16.9711 | 99.17% | 0% | 0.8269% | 0.83313 | 0 | 0 | 0.83313 | 0 | 0.72321 | 8.0848 | 0.089453 | 0.72321 | 8.0848 | 0.089453 | 0.84544 | 9.4512 | 0.089453 | 4.909% | 0.0007938 | 0.00075451 | 21379.6258 | 3471.6579 | 162.5094 | 17745.4585 | 21388.8328 | 0 | 0 | 21388.8328 | 0.0001749%
2028 | 452 | 452-1405 | Tier-2 | Tier-2---15 | 1--5 | 4 | 100% | 24.9262 | 98.86% | 0% | 1.141% | 1.2198 | 0 | 0 | 1.2198 | 0 | 1.0588 | 1.1977 | 0.88403 | 1.0588 | 1.1977 | 0.88403 | 1.2378 | 1.4002 | 0.88403 | 4.894% | 0.001513 | 0.0014381 | 16474.6859 | 3100.6815 | 174.1987 | 13199.8057 | 16484.4765 | 0 | 0 | 16484.4765 | 0.000256%
2028 | 452 | 452-38AE | Tier-2 | Tier-2---4 | 2--5 | 175 | 100% | 306.0513 | 99.41% | 0% | 0.595% | 15.0594 | 0 | 0 | 15.0594 | 0 | 13.0725 | 52.4013 | 0.24947 | 13.0725 | 52.4013 | 0.24947 | 15.282 | 61.2577 | 0.24947 | 4.921% | 0.011395 | 0.010831 | 26857.9154 | 5689.4503 | 153.4079 | 21015.0572 | 26866.2375 | 0 | 0 | 26866.2375 | 0.003161%
2028 | 454 | 454-1814 | Tier-2 | Tier-2---20 | 4--2 | 14 | 100% | 7.1232 | 85.18% | 13.84% | 0.9794% | 0.30033 | 0 | 0 | 0.30033 | 0 | 0.2607 | 4.1921 | 0.06219 | 0.2607 | 4.1921 | 0.06219 | 0.30477 | 4.9006 | 0.06219 | 4.216% | 0.072066 | 0.068499 | 98.8421 | 13.8906 | 13.4536 | 71.498 | 99.6051 | 0 | 0 | 99.6051 | 6.304e-05%
2028 | 454 | 454-48F | Tier-2 | Tier-2---4 | 4--5 | 287 | 100% | 395.265 | 97.43% | 2.166% | 0.3994% | 19.0636 | 0 | 0 | 19.0636 | 0 | 16.5484 | 85.9381 | 0.19256 | 16.5484 | 85.9381 | 0.19256 | 19.3453 | 100.4626 | 0.19256 | 4.823% | 0.085487 | 0.081255 | 4623.6959 | 1485.502 | 103.1361 | 3035.0579 | 4629.8744 | 0 | 0 | 4629.8744 | 0.004001%
2028 | 463 | 463-1229 | Tier-2 | Tier-2---9 | 5--4 | 15 | 100% | 220.9596 | 94% | 3.511% | 2.487% | 10.2815 | 0 | 0 | 10.2815 | 0 | 8.925 | 4.4915 | 1.9871 | 8.925 | 4.4915 | 1.9871 | 10.4335 | 5.2507 | 1.9871 | 4.653% | 0.096723 | 0.091935 | 2284.4628 | 504.7537 | 115.6932 | 1664.0158 | 2291.5979 | 0 | 0 | 2291.5979 | 0.002158%
2028 | 470 | 470-40AE | Tier-2 | Tier-2---4 | 4--5 | 213 | 100% | 675.3424 | 87.26% | 12.19% | 0.553% | 29.1697 | 0 | 0 | 29.1697 | 0 | 25.3212 | 63.7798 | 0.39701 | 25.3212 | 63.7798 | 0.39701 | 29.6008 | 74.5593 | 0.39701 | 4.319% | 0.091034 | 0.086528 | 7418.573 | 1155.6027 | 850.5498 | 5412.4205 | 7467.8024 | 0 | 0 | 7467.8024 | 0.006123%
2028 | 470 | 470-47R | Tier-3 | Tier-3---2 | 5--5 | 471 | 100% | 2012.6027 | 94.87% | 4.37% | 0.7559% | 94.5174 | 0 | 0 | 94.5174 | 0 | 82.0473 | 141.0342 | 0.58175 | 82.0473 | 141.0342 | 0.58175 | 95.9142 | 164.8706 | 0.58175 | 4.696% | 0.16225 | 0.15422 | 12404.0406 | 2097.9829 | 564.7309 | 9741.3268 | 12437.1512 | 0 | 0 | 12437.1512 | 0.01984%
2028 | 471 | 471-36F | Tier-2 | Tier-2---4 | 4--5 | 15 | 100% | 570.7201 | 63.27% | 36.3% | 0.4365% | 17.8733 | 0 | 0 | 17.8733 | 0 | 15.5152 | 4.4915 | 3.4543 | 15.5152 | 4.4915 | 3.4543 | 18.1375 | 5.2507 | 3.4543 | 3.132% | 0.093079 | 0.088471 | 6131.5794 | 664.7661 | 2054.2802 | 3412.5332 | 6248.875 | 0 | 0 | 6248.875 | 0.003752%
2028 | 501 | 501-786 | Tier-2 | Tier-2---14 | 2--5 | 90 | 100% | 41.2155 | 98.22% | 0% | 1.777% | 2.0039 | 0 | 0 | 2.0039 | 0 | 1.7395 | 26.9492 | 0.064548 | 1.7395 | 26.9492 | 0.064548 | 2.0335 | 31.5039 | 0.064548 | 4.862% | 0.0050324 | 0.0047833 | 8190.019 | 1322.239 | 139.0981 | 6728.6818 | 8197.5989 | 0 | 0 | 8197.5989 | 0.0004206%
2028 | 504 | 504-2501R | Tier-2 | Tier-2---9 | 3--5 | 31 | 100% | 152.2062 | 97.69% | 0% | 2.311% | 7.3601 | 0 | 0 | 7.3601 | 0 | 6.389 | 9.2825 | 0.68829 | 6.389 | 9.2825 | 0.68829 | 7.4688 | 10.8514 | 0.68829 | 4.836% | 0.021593 | 0.020524 | 7048.9974 | 1058.3908 | 620.2842 | 5370.3225 | 7057.4821 | 0 | 0 | 7057.4821 | 0.001545%
2028 | 520 | 520-1045R | Tier-2 | Tier-2---5 | 5--4 | 779 | 100% | 596.734 | 87.03% | 12.08% | 0.8955% | 25.7068 | 0 | 0 | 25.7068 | 0 | 22.3152 | 233.2604 | 0.095666 | 22.3152 | 233.2604 | 0.095666 | 26.0867 | 272.6841 | 0.095666 | 4.308% | 0.26824 | 0.25496 | 2224.662 | 286.7109 | 250.5356 | 1687.4154 | 2239.6901 | 0 | 0 | 2239.6901 | 0.005396%
2028 | 520 | 520-10R | Tier-2 | Tier-2---7 | 4--5 | 148 | 100% | 296.4545 | 90.13% | 8.578% | 1.296% | 13.2256 | 0 | 0 | 13.2256 | 0 | 11.4807 | 44.3165 | 0.25906 | 11.4807 | 44.3165 | 0.25906 | 13.421 | 51.8065 | 0.25906 | 4.461% | 0.046043 | 0.043764 | 6438.5886 | 1240.5174 | 702.7495 | 4495.3216 | 6471.6962 | 0 | 0 | 6471.6962 | 0.002776%
2028 | 520 | 520-1489R | Tier-2 | Tier-2---8 | 5--5 | 400 | 100% | 662.1633 | 87.36% | 10.91% | 1.733% | 28.6339 | 0 | 0 | 28.6339 | 0 | 24.8561 | 119.7743 | 0.20752 | 24.8561 | 119.7743 | 0.20752 | 29.0571 | 140.0175 | 0.20752 | 4.324% | 0.13822 | 0.13138 | 4790.7448 | 574.961 | 546.3603 | 3669.4236 | 4822.2817 | 0 | 0 | 4822.2817 | 0.00601%
2028 | 520 | 520-1509R | Tier-2 | Tier-2---5 | 5--4 | 745 | 100% | 868.9578 | 72.04% | 26.87% | 1.095% | 30.9848 | 0 | 0 | 30.9848 | 0 | 26.8968 | 223.0796 | 0.12057 | 26.8968 | 223.0796 | 0.12057 | 31.4427 | 260.7826 | 0.12057 | 3.566% | 0.28561 | 0.27147 | 3042.4946 | 331.9166 | 761.5633 | 1949.0147 | 3086.8039 | 0 | 0 | 3086.8039 | 0.006504%
2028 | 520 | 520-1525R | Tier-2 | Tier-2---8 | 5--5 | 290 | 100% | 360.0635 | 92.4% | 6.369% | 1.229% | 16.469 | 0 | 0 | 16.469 | 0 | 14.2962 | 86.8364 | 0.16463 | 14.2962 | 86.8364 | 0.16463 | 16.7124 | 101.5127 | 0.16463 | 4.574% | 0.099044 | 0.094141 | 3635.4035 | 686.7062 | 313.6705 | 2635.0268 | 3649.7874 | 0 | 0 | 3649.7874 | 0.003457%
2028 | 520 | 520-1527R | Tier-3 | Tier-3---7 | 5--5 | 504 | 100% | 1151.6571 | 81.16% | 18.23% | 0.6117% | 46.2645 | 0 | 0 | 46.2645 | 0 | 40.1606 | 150.9156 | 0.26611 | 40.1606 | 150.9156 | 0.26611 | 46.9482 | 176.4221 | 0.26611 | 4.017% | 0.27105 | 0.25763 | 4248.9299 | 642.1047 | 732.0594 | 2874.7658 | 4290.6273 | 0 | 0 | 4290.6273 | 0.009711%
2028 | 520 | 520-1902R | Tier-2 | Tier-2---9 | 4--4 | 258 | 100% | 295.4783 | 43.89% | 53.74% | 2.376% | 6.4191 | 0 | 0 | 6.4191 | 0 | 5.5722 | 77.2544 | 0.072128 | 5.5722 | 77.2544 | 0.072128 | 6.514 | 90.3113 | 0.072128 | 2.172% | 0.058932 | 0.056015 | 5013.9026 | 463.7784 | 2584.0113 | 1966.1129 | 5160.4189 | 0 | 0 | 5160.4189 | 0.001347%
2028 | 520 | 520-1904 | Tier-3 | Tier-3---13 | 4--5 | 221 | 100% | 381.2363 | 81.21% | 17.45% | 1.344% | 15.3248 | 0 | 0 | 15.3248 | 0 | 13.3029 | 66.1753 | 0.20103 | 13.3029 | 66.1753 | 0.20103 | 15.5512 | 77.3597 | 0.20103 | 4.02% | 0.05278 | 0.050167 | 7223.1755 | 1024.2251 | 1263.1331 | 4935.8173 | 7293.8681 | 0 | 0 | 7293.8681 | 0.003217%
2028 | 520 | 520-22R | Tier-2 | Tier-2---14 | 4--4 | 63 | 100% | 116.9083 | 45.37% | 53.02% | 1.617% | 2.6254 | 0 | 0 | 2.6254 | 0 | 2.279 | 18.8645 | 0.12081 | 2.279 | 18.8645 | 0.12081 | 2.6642 | 22.0528 | 0.12081 | 2.246% | 0.036011 | 0.034228 | 3246.4956 | 310.4275 | 1853.8749 | 1082.1932 | 3338.8629 | 0 | 0 | 3338.8629 | 0.0005511%
2028 | 520 | 520-35R | Tier-3 | Tier-3---9 | 5--5 | 657 | 100% | 985.3264 | 82.6% | 16.44% | 0.9544% | 40.2894 | 0 | 0 | 40.2894 | 0 | 34.9738 | 196.7293 | 0.17778 | 34.9738 | 196.7293 | 0.17778 | 40.8848 | 229.9788 | 0.17778 | 4.089% | 0.28544 | 0.27131 | 3451.9467 | 462.7417 | 537.5528 | 2451.6522 | 3483.2179 | 0 | 0 | 3483.2179 | 0.008457%
2028 | 520 | 520-45 | Tier-2 | Tier-2---8 | 5--5 | 231 | 100% | 455.0819 | 89.33% | 9.369% | 1.306% | 20.122 | 0 | 0 | 20.122 | 0 | 17.4672 | 69.1697 | 0.25253 | 17.4672 | 69.1697 | 0.25253 | 20.4194 | 80.8601 | 0.25253 | 4.422% | 0.10446 | 0.099291 | 4356.4514 | 530.4104 | 403.5927 | 3422.4483 | 4380.6683 | 0 | 0 | 4380.6683 | 0.004224%
2028 | 521 | 521-14R | Tier-3 | Tier-3---5 | 5--5 | 427 | 100% | 1719.0003 | 78.65% | 20.86% | 0.4907% | 66.9215 | 0 | 0 | 66.9215 | 0 | 58.0922 | 127.8591 | 0.45435 | 58.0922 | 127.8591 | 0.45435 | 67.9105 | 149.4687 | 0.45435 | 3.893% | 0.27097 | 0.25755 | 6343.9843 | 812.9811 | 1238.2176 | 4292.7856 | 6414.5291 | 0 | 0 | 6414.5291 | 0.01405%
2028 | 521 | 521-1819R | Tier-2 | Tier-2---9 | 4--5 | 152 | 100% | 223.8855 | 62.17% | 36.25% | 1.574% | 6.8901 | 0 | 0 | 6.8901 | 0 | 5.9811 | 45.5142 | 0.13141 | 5.9811 | 45.5142 | 0.13141 | 6.9919 | 53.2067 | 0.13141 | 3.078% | 0.043667 | 0.041505 | 5127.1322 | 737.124 | 1856.4943 | 2533.514 | 5228.1367 | 0 | 0 | 5228.1367 | 0.001446%
2028 | 521 | 521-1856R | Tier-3 | Tier-3---6 | 5--5 | 356 | 100% | 1212.5663 | 84.9% | 14.39% | 0.7143% | 50.9587 | 0 | 0 | 50.9587 | 0 | 44.2355 | 106.5991 | 0.41497 | 44.2355 | 106.5991 | 0.41497 | 51.7118 | 124.6156 | 0.41497 | 4.203% | 0.15411 | 0.14648 | 7868.3195 | 1087.4875 | 1070.4078 | 5710.4242 | 7930.1938 | 0 | 0 | 7930.1938 | 0.0107%
2028 | 521 | 521-18R | Tier-3 | Tier-3---6 | 4--5 | 268 | 100% | 1129.9866 | 95.19% | 4.09% | 0.7206% | 53.2437 | 0 | 0 | 53.2437 | 0 | 46.219 | 80.2488 | 0.57595 | 46.219 | 80.2488 | 0.57595 | 54.0305 | 93.8117 | 0.57595 | 4.712% | 0.071321 | 0.067791 | 15843.6289 | 2470.7432 | 733.9331 | 12638.9526 | 15883.3193 | 0 | 0 | 15883.3193 | 0.01118%
2028 | 521 | 521-27R | Tier-2 | Tier-2---3 | 4--5 | 378 | 100% | 810.4848 | 91.73% | 7.398% | 0.8745% | 36.8002 | 0 | 0 | 36.8002 | 0 | 31.945 | 113.1867 | 0.28223 | 31.945 | 113.1867 | 0.28223 | 37.3441 | 132.3165 | 0.28223 | 4.541% | 0.063668 | 0.060516 | 12729.941 | 2154.4423 | 1058.961 | 9516.5377 | 12784.7821 | 0 | 0 | 12784.7821 | 0.007724%
2028 | 521 | 521-32R | Tier-3 | Tier-3---4 | 5--5 | 262 | 100% | 1448.9015 | 94.87% | 4.661% | 0.4687% | 68.0413 | 0 | 0 | 68.0413 | 0 | 59.0642 | 78.4522 | 0.75287 | 59.0642 | 78.4522 | 0.75287 | 69.0468 | 91.7115 | 0.75287 | 4.696% | 0.14844 | 0.14109 | 9761.0273 | 1631.7912 | 451.6127 | 7677.6235 | 9787.1056 | 0 | 0 | 9787.1056 | 0.01428%
2028 | 521 | 521-700R | Tier-2 | Tier-2---3 | 4--5 | 549 | 100% | 1225.9943 | 93.19% | 6.054% | 0.7541% | 56.5552 | 0 | 0 | 56.5552 | 0 | 49.0936 | 164.3902 | 0.29864 | 49.0936 | 164.3902 | 0.29864 | 57.391 | 192.174 | 0.29864 | 4.613% | 0.074421 | 0.070737 | 16473.8564 | 2889.9121 | 1156.3836 | 12427.5607 | 16532.2631 | 0 | 0 | 16532.2631 | 0.01187%
2028 | 522 | 522-34 | Tier-2 | Tier-2---16 | 4--3 | 29 | 100% | 77.0016 | 18.51% | 79.83% | 1.663% | 0.70537 | 0 | 0 | 0.70537 | 0 | 0.61231 | 8.6836 | 0.070513 | 0.61231 | 8.6836 | 0.070513 | 0.71579 | 10.1513 | 0.070513 | 0.916% | 0.030009 | 0.028524 | 2565.9512 | 64.6552 | 2012.714 | 488.582 | 2674.851 | 0 | 0 | 2674.851 | 0.0001481%
2028 | 522 | 522-36 | Tier-2 | Tier-2---16 | 4--3 | 39 | 100% | 95.5847 | 7.342% | 91.11% | 1.546% | 0.34738 | 0 | 0 | 0.34738 | 0 | 0.30154 | 11.678 | 0.025822 | 0.30154 | 11.678 | 0.025822 | 0.35251 | 13.6517 | 0.025822 | 0.3634% | 0.031092 | 0.029553 | 3074.2923 | 36.1538 | 2591.8703 | 446.2683 | 3222.6404 | 0 | 0 | 3222.6404 | 7.291e-05%
2028 | 522 | 522-38R | Tier-2 | Tier-2---6 | 4--5 | 897 | 100% | 1016.2869 | 80.7% | 18.11% | 1.19% | 40.5981 | 0 | 0 | 40.5981 | 0 | 35.2418 | 268.5938 | 0.13121 | 35.2418 | 268.5938 | 0.13121 | 41.1981 | 313.9893 | 0.13121 | 3.995% | 0.088602 | 0.084216 | 11470.2225 | 2251.3608 | 2088.2887 | 7130.573 | 11585.4977 | 0 | 0 | 11585.4977 | 0.008522%
2028 | 523 | 523-31AE | Tier-2 | Tier-2---14 | 4--4 | 111 | 100% | 275.1089 | 4.221% | 94.59% | 1.185% | 0.57475 | 0 | 0 | 0.57475 | 0 | 0.49892 | 33.2374 | 0.015011 | 0.49892 | 33.2374 | 0.015011 | 0.58324 | 38.8549 | 0.015011 | 0.2089% | 0.037419 | 0.035567 | 7352.039 | 68.2792 | 6334.1642 | 949.5956 | 7718.7579 | 0 | 0 | 7718.7579 | 0.0001206%
2028 | 524 | 524-1782F | Tier-3 | Tier-3---10 | 4--5 | 119 | 100% | 681.1238 | 98.24% | 0.8976% | 0.8607% | 33.1228 | 0 | 0 | 33.1228 | 0 | 28.7528 | 35.6329 | 0.80692 | 28.7528 | 35.6329 | 0.80692 | 33.6123 | 41.6552 | 0.80692 | 4.863% | 0.040404 | 0.038404 | 16857.9136 | 3235.0894 | 389.5202 | 13233.3041 | 16873.3501 | 0 | 0 | 16873.3501 | 0.006953%
2028 | 524 | 524-27R | Tier-3 | Tier-3---4 | 4--5 | 253 | 100% | 1282.5738 | 98.01% | 1.22% | 0.7702% | 62.2241 | 0 | 0 | 62.2241 | 0 | 54.0146 | 75.7572 | 0.713 | 54.0146 | 75.7572 | 0.713 | 63.1437 | 88.5611 | 0.713 | 4.852% | 0.060207 | 0.057227 | 21302.6656 | 4149.5256 | 661.6102 | 16491.5299 | 21324.7409 | 0 | 0 | 21324.7409 | 0.01306%
2028 | 524 | 524-46R | Tier-3 | Tier-3---4 | 5--5 | 241 | 100% | 1602.1034 | 91.53% | 7.997% | 0.4775% | 72.5837 | 0 | 0 | 72.5837 | 0 | 63.0074 | 72.164 | 0.87311 | 63.0074 | 72.164 | 0.87311 | 73.6563 | 84.3606 | 0.87311 | 4.531% | 0.18916 | 0.17979 | 8469.7554 | 1511.9887 | 676.5843 | 6281.1824 | 8507.1343 | 0 | 0 | 8507.1343 | 0.01524%
2028 | 524 | 524-50R | Tier-3 | Tier-3---7 | 5--5 | 136 | 100% | 1190.6418 | 87% | 12.41% | 0.5904% | 51.273 | 0 | 0 | 51.273 | 0 | 44.5083 | 40.7233 | 1.0929 | 44.5083 | 40.7233 | 1.0929 | 52.0307 | 47.606 | 1.0929 | 4.306% | 0.18313 | 0.17407 | 6501.4644 | 979.7439 | 766.6075 | 4755.113 | 6545.4915 | 0 | 0 | 6545.4915 | 0.01076%
2028 | 524 | 524-69R | Tier-3 | Tier-3---1 | 5--5 | 592 | 100% | 4619.0742 | 91.74% | 7.782% | 0.477% | 209.7609 | 0 | 0 | 209.7609 | 0 | 182.0861 | 177.266 | 1.0272 | 182.0861 | 177.266 | 1.0272 | 212.8608 | 207.2259 | 1.0272 | 4.541% | 0.27264 | 0.25914 | 16942.2754 | 2594.1012 | 1293.4919 | 13054.6823 | 17015.1442 | 0 | 0 | 17015.1442 | 0.04403%
2028 | 540 | 540-241R | Tier-2 | Tier-2---9 | 4--5 | 30 | 100% | 346.6156 | 24.2% | 75.62% | 0.1791% | 4.1527 | 0 | 0 | 4.1527 | 0 | 3.6048 | 8.9831 | 0.40129 | 3.6048 | 8.9831 | 0.40129 | 4.2141 | 10.5013 | 0.40129 | 1.198% | 0.047942 | 0.045568 | 7229.9557 | 274.5689 | 5138.5463 | 1816.8405 | 7515.3456 | 0 | 0 | 7515.3456 | 0.0008717%
2028 | 583 | 583-318F | Tier-1 | Non-HFTD---4 | 2--5 | 1 | 100% | 30.8265 | 97.26% | 0% | 2.742% | 1.4841 | 0 | 0 | 1.4841 | 0 | 1.2883 | 0.29944 | 4.3023 | 1.2883 | 0.29944 | 4.3023 | 1.506 | 0.35004 | 4.3023 | 4.814% | 0.0076984 | 0.0073173 | 4004.2782 | 928.2214 | 99.7499 | 2976.3069 | 4009.9969 | 0 | 0 | 4009.9969 | 0.0003115%
2028 | 591 | 591-1594R | Tier-2 | Tier-2---12 | 4--4 | 4 | 100% | 96.6888 | 80.68% | 17.2% | 2.123% | 3.8614 | 0 | 0 | 3.8614 | 0 | 3.352 | 1.1977 | 2.7986 | 3.352 | 1.1977 | 2.7986 | 3.9185 | 1.4002 | 2.7986 | 3.994% | 0.047196 | 0.04486 | 2048.6739 | 331.857 | 357.6365 | 1359.1804 | 2069.2869 | 0 | 0 | 2069.2869 | 0.0008105%
2028 | 594 | 594-1379F | Tier-2 | Tier-2---17 | 1--5 | 16 | 100% | 10.6264 | 97.33% | 0% | 2.675% | 0.51194 | 0 | 0 | 0.51194 | 0 | 0.44439 | 4.791 | 0.092756 | 0.44439 | 4.791 | 0.092756 | 0.5195 | 5.6007 | 0.092756 | 4.818% | 0.0021822 | 0.0020742 | 4869.5729 | 1396.0349 | 121.0441 | 3352.4938 | 4876.3565 | 0 | 0 | 4876.3565 | 0.0001075%
2028 | 597 | 597-595 | Tier-2 | Tier-2---1 | 5--5 | 685 | 100% | 2598.8794 | 68.57% | 30.98% | 0.4453% | 88.2139 | 0 | 0 | 88.2139 | 0 | 76.5754 | 205.1135 | 0.37333 | 76.5754 | 205.1135 | 0.37333 | 89.5175 | 239.78 | 0.37333 | 3.394% | 0.15307 | 0.14549 | 16978.8381 | 2723.3618 | 4869.9544 | 9385.5219 | 17256.733 | 0 | 0 | 17256.733 | 0.01852%
2028 | 599 | 599-19R | Tier-2 | Tier-2---1 | 5--5 | 899 | 100% | 2814.0812 | 94.6% | 4.701% | 0.7012% | 131.7718 | 0 | 0 | 131.7718 | 0 | 114.3865 | 269.1927 | 0.42492 | 114.3865 | 269.1927 | 0.42492 | 133.7191 | 314.6894 | 0.42492 | 4.683% | 0.15161 | 0.14411 | 18560.9002 | 2880.2053 | 906.7756 | 14773.9194 | 18613.1195 | 0 | 0 | 18613.1195 | 0.02766%
2028 | 67 | 67-24R | Tier-3 | Tier-3---13 | 5--4 | 188 | 100% | 649.2908 | 74.83% | 23.84% | 1.334% | 24.0487 | 0 | 0 | 24.0487 | 0 | 20.8759 | 56.2939 | 0.37084 | 20.8759 | 56.2939 | 0.37084 | 24.4041 | 65.8082 | 0.37084 | 3.704% | 0.2194 | 0.20854 | 2959.3576 | 336.0702 | 674.1995 | 1949.088 | 2998.1563 | 0 | 0 | 2998.1563 | 0.005048%
2028 | 67 | 67-34R | Tier-3 | Tier-3---11 | 5--5 | 406 | 100% | 1084.2867 | 76.65% | 22.12% | 1.235% | 41.1379 | 0 | 0 | 41.1379 | 0 | 35.7104 | 121.5709 | 0.29374 | 35.7104 | 121.5709 | 0.29374 | 41.7459 | 142.1178 | 0.29374 | 3.794% | 0.24743 | 0.23519 | 4382.1248 | 535.8218 | 956.7681 | 2889.5349 | 4435.4199 | 0 | 0 | 4435.4199 | 0.008635%
2028 | 67 | 67-37R | Tier-3 | Tier-3---17 | 5--3 | 88 | 100% | 226.6286 | 65.58% | 32.17% | 2.242% | 7.3573 | 0 | 0 | 7.3573 | 0 | 6.3866 | 26.3503 | 0.24237 | 6.3866 | 26.3503 | 0.24237 | 7.466 | 30.8039 | 0.24237 | 3.246% | 0.20095 | 0.191 | 1127.7881 | 99.8375 | 351.0117 | 676.9389 | 1148.0014 | 0 | 0 | 1148.0014 | 0.001544%
2028 | 67 | 67-45R | Tier-3 | Tier-3---15 | 5--4 | 132 | 100% | 468.8847 | 75.51% | 23.11% | 1.372% | 17.5265 | 0 | 0 | 17.5265 | 0 | 15.2141 | 39.5255 | 0.38492 | 15.2141 | 39.5255 | 0.38492 | 17.7855 | 46.2058 | 0.38492 | 3.738% | 0.20887 | 0.19854 | 2244.8167 | 264.9489 | 495.8782 | 1483.9896 | 2273.443 | 0 | 0 | 2273.443 | 0.003679%
2028 | 73 | 73-1130R | Tier-3 | Tier-3---9 | 5--5 | 54 | 100% | 971.12 | 83.08% | 16.23% | 0.6878% | 39.9363 | 0 | 0 | 39.9363 | 0 | 34.6673 | 16.1695 | 2.144 | 34.6673 | 16.1695 | 2.144 | 40.5265 | 18.9024 | 2.144 | 4.112% | 0.2182 | 0.2074 | 4450.6448 | 608.0965 | 688.9858 | 3153.5625 | 4489.8651 | 0 | 0 | 4489.8651 | 0.008383%
2028 | 73 | 73-1163 | Tier-3 | Tier-3---4 | 5--5 | 293 | 100% | 1861.7789 | 88.41% | 11.22% | 0.3692% | 81.4778 | 0 | 0 | 81.4778 | 0 | 70.728 | 87.7347 | 0.80616 | 70.728 | 87.7347 | 0.80616 | 82.6818 | 102.5628 | 0.80616 | 4.376% | 0.22506 | 0.21392 | 8272.2274 | 1229.0974 | 921.3142 | 6121.8157 | 8322.1532 | 0 | 0 | 8322.1532 | 0.0171%
2028 | 73 | 73-1164 | Tier-3 | Tier-3---13 | 5--4 | 134 | 100% | 263.7681 | 87.65% | 11.96% | 0.3908% | 11.4441 | 0 | 0 | 11.4441 | 0 | 9.9342 | 40.1244 | 0.24759 | 9.9342 | 40.1244 | 0.24759 | 11.6132 | 46.9059 | 0.24759 | 4.339% | 0.18614 | 0.17693 | 1417.02 | 198.6601 | 156.5468 | 1061.8131 | 1426.1334 | 0 | 0 | 1426.1334 | 0.002402%
2028 | 73 | 73-23R | Tier-3 | Tier-3---9 | 5--5 | 32 | 100% | 841.8786 | 89.4% | 10.02% | 0.5825% | 37.2536 | 0 | 0 | 37.2536 | 0 | 32.3385 | 9.5819 | 3.3749 | 32.3385 | 9.5819 | 3.3749 | 37.8041 | 11.2014 | 3.3749 | 4.425% | 0.21349 | 0.20292 | 3943.3878 | 597.9657 | 380.5291 | 2964.893 | 3965.1665 | 0 | 0 | 3965.1665 | 0.00782%
2028 | 73 | 73-678R | Tier-3 | Tier-3---5 | 5--5 | 150 | 100% | 1587.7071 | 88.98% | 10.47% | 0.5476% | 69.9321 | 0 | 0 | 69.9321 | 0 | 60.7056 | 44.9154 | 1.3516 | 60.7056 | 44.9154 | 1.3516 | 70.9656 | 52.5066 | 1.3516 | 4.405% | 0.23776 | 0.22599 | 6677.7947 | 1003.2668 | 681.1886 | 4993.3394 | 6716.1123 | 0 | 0 | 6716.1123 | 0.01468%
2028 | 73 | 73-683R | Tier-3 | Tier-3---7 | 5--5 | 119 | 100% | 1378.6065 | 89.65% | 9.845% | 0.5099% | 61.1747 | 0 | 0 | 61.1747 | 0 | 53.1036 | 35.6329 | 1.4903 | 53.1036 | 35.6329 | 1.4903 | 62.0788 | 41.6552 | 1.4903 | 4.437% | 0.22716 | 0.21591 | 6068.9321 | 866.1538 | 585.2944 | 4617.4838 | 6101.6595 | 0 | 0 | 6101.6595 | 0.01284%
2028 | 75 | 75-2257F | Tier-3 | Tier-3---20 | 1--5 | 2 | 100% | 2.5742 | 95.54% | 0% | 4.459% | 0.12174 | 0 | 0 | 0.12174 | 0 | 0.10568 | 0.59887 | 0.17646 | 0.10568 | 0.59887 | 0.17646 | 0.12354 | 0.70009 | 0.17646 | 4.729% | 0.0002804 | 0.00026652 | 9180.3996 | 1426.0853 | 371.877 | 7382.4374 | 9201.7195 | 0 | 0 | 9201.7195 | 2.555e-05%
2028 | 75 | 75-2259F | Tier-3 | Tier-3---12 | 3--5 | 157 | 100% | 362.3539 | 98.06% | 1.201% | 0.7355% | 17.5891 | 0 | 0 | 17.5891 | 0 | 15.2685 | 47.0114 | 0.32478 | 15.2685 | 47.0114 | 0.32478 | 17.849 | 54.9569 | 0.32478 | 4.854% | 0.020337 | 0.019331 | 17817.1226 | 3618.9618 | 323.8838 | 13874.277 | 17835.0947 | 0 | 0 | 17835.0947 | 0.003692%
2028 | 75 | 75-32R | Tier-3 | Tier-3---13 | 3--5 | 53 | 100% | 196.1202 | 96.38% | 2.668% | 0.9512% | 9.3566 | 0 | 0 | 9.3566 | 0 | 8.1221 | 15.8701 | 0.51179 | 8.1221 | 15.8701 | 0.51179 | 9.4948 | 18.5523 | 0.51179 | 4.771% | 0.014781 | 0.01405 | 13268.2222 | 2437.4241 | 453.4454 | 10377.3526 | 13293.2324 | 0 | 0 | 13293.2324 | 0.001964%
2028 | 75 | 75-41 | Tier-3 | Tier-3---13 | 3--5 | 25 | 100% | 232.3508 | 98.84% | 0.3675% | 0.788% | 11.3685 | 0 | 0 | 11.3685 | 0 | 9.8686 | 7.4859 | 1.3183 | 9.8686 | 7.4859 | 1.3183 | 11.5365 | 8.7511 | 1.3183 | 4.893% | 0.0163 | 0.015493 | 14254.8272 | 3156.0323 | 229.2614 | 10869.5335 | 14263.4051 | 0 | 0 | 14263.4051 | 0.002386%
2028 | 75 | 75-996R | Tier-2 | Tier-2---7 | 4--5 | 300 | 100% | 357.2986 | 95.33% | 2.61% | 2.061% | 16.8601 | 0 | 0 | 16.8601 | 0 | 14.6357 | 89.8307 | 0.16292 | 14.6357 | 89.8307 | 0.16292 | 17.1093 | 105.0131 | 0.16292 | 4.719% | 0.043997 | 0.041819 | 8120.9384 | 1655.5756 | 489.8744 | 5975.4884 | 8140.6943 | 0 | 0 | 8140.6943 | 0.003539%
2028 | 78 | 78-26R | Tier-3 | Tier-3---5 | 5--5 | 133 | 100% | 1506.352 | 86.4% | 13.31% | 0.287% | 64.4231 | 0 | 0 | 64.4231 | 0 | 55.9235 | 39.825 | 1.4042 | 55.9235 | 39.825 | 1.4042 | 65.3752 | 46.5558 | 1.4042 | 4.277% | 0.34567 | 0.32856 | 4357.7168 | 613.0091 | 539.1725 | 3205.5352 | 4388.5824 | 0 | 0 | 4388.5824 | 0.01352%
2028 | 78 | 78-782R | Tier-3 | Tier-3---7 | 5--5 | 9 | 100% | 610.0389 | 94.37% | 5.437% | 0.1919% | 28.4972 | 0 | 0 | 28.4972 | 0 | 24.7374 | 2.6949 | 9.1793 | 24.7374 | 2.6949 | 9.1793 | 28.9183 | 3.1504 | 9.1793 | 4.671% | 0.33808 | 0.32134 | 1804.4347 | 294.1768 | 90.6725 | 1419.5855 | 1809.7241 | 0 | 0 | 1809.7241 | 0.005982%
2028 | 788 | 788-34R | Tier-2 | Tier-2---6 | 5--5 | 236 | 100% | 1602.6496 | 68.44% | 30.89% | 0.6716% | 54.2931 | 0 | 0 | 54.2931 | 0 | 47.1299 | 70.6668 | 0.66693 | 47.1299 | 70.6668 | 0.66693 | 55.0954 | 82.6103 | 0.66693 | 3.388% | 0.12404 | 0.1179 | 12920.0508 | 2335.3392 | 3828.2096 | 6756.5021 | 13132.4116 | 0 | 0 | 13132.4116 | 0.0114%
2028 | 79 | 79-1215F | Tier-3 | Tier-3---18 | 5--3 | 3 | 100% | 33.4718 | 96.07% | 3.425% | 0.5103% | 1.5917 | 0 | 0 | 1.5917 | 0 | 1.3817 | 0.89831 | 1.5381 | 1.3817 | 0.89831 | 1.5381 | 1.6152 | 1.0501 | 1.5381 | 4.755% | 0.1831 | 0.17404 | 182.8036 | 27.7714 | 8.4859 | 146.5463 | 183.1782 | 0 | 0 | 183.1782 | 0.0003341%
2028 | 791 | 791-419F | Tier-2 | Tier-2---5 | 5--5 | 43 | 100% | 638.6863 | 61.95% | 37.46% | 0.5934% | 19.5851 | 0 | 0 | 19.5851 | 0 | 17.0012 | 12.8757 | 1.3204 | 17.0012 | 12.8757 | 1.3204 | 19.8746 | 15.0519 | 1.3204 | 3.066% | 0.11325 | 0.10765 | 5639.4744 | 649.4436 | 1934.52 | 3055.5108 | 5751.2271 | 0 | 0 | 5751.2271 | 0.004111%
2028 | 79 | 79-658R | Tier-3 | Tier-3---5 | 5--5 | 109 | 100% | 1583.1515 | 94.39% | 5.201% | 0.4074% | 73.9712 | 0 | 0 | 73.9712 | 0 | 64.2118 | 32.6385 | 1.9674 | 64.2118 | 32.6385 | 1.9674 | 75.0643 | 38.1548 | 1.9674 | 4.672% | 0.46655 | 0.44346 | 3393.3013 | 536.1336 | 179.2959 | 2677.8718 | 3403.2117 | 0 | 0 | 3403.2117 | 0.01553%
2028 | 79 | 79-660R | Tier-3 | Tier-3---14 | 5--3 | 129 | 100% | 410.2866 | 87.38% | 11.28% | 1.342% | 17.7464 | 0 | 0 | 17.7464 | 0 | 15.405 | 38.6272 | 0.39881 | 15.405 | 38.6272 | 0.39881 | 18.0086 | 45.1556 | 0.39881 | 4.325% | 0.45747 | 0.43483 | 896.8574 | 100.1714 | 108.3483 | 688.3376 | 902.7512 | 0 | 0 | 902.7512 | 0.003725%
2028 | 79 | 79-668R | Tier-3 | Tier-3---15 | 5--3 | 99 | 100% | 744.6976 | 38.65% | 60.41% | 0.9336% | 14.2487 | 0 | 0 | 14.2487 | 0 | 12.3688 | 29.6441 | 0.41724 | 12.3688 | 29.6441 | 0.41724 | 14.4593 | 34.6543 | 0.41724 | 1.913% | 0.43999 | 0.41821 | 1692.5377 | 90.5162 | 925.3729 | 676.6485 | 1746.6107 | 0 | 0 | 1746.6107 | 0.002991%
2028 | 79 | 79-676R | Tier-3 | Tier-3---5 | 5--5 | 62 | 100% | 1054.6802 | 84.57% | 15.17% | 0.2582% | 44.1504 | 0 | 0 | 44.1504 | 0 | 38.3254 | 18.565 | 2.0644 | 38.3254 | 18.565 | 2.0644 | 44.8029 | 21.7027 | 2.0644 | 4.186% | 0.38409 | 0.36508 | 2745.9122 | 408.062 | 399.7376 | 1938.1127 | 2767.9795 | 0 | 0 | 2767.9795 | 0.009267%
2028 | 79 | 79-679R | Tier-3 | Tier-3---3 | 5--5 | 47 | 100% | 1892.052 | 89.49% | 10.28% | 0.2308% | 83.8134 | 0 | 0 | 83.8134 | 0 | 72.7555 | 14.0735 | 5.1697 | 72.7555 | 14.0735 | 5.1697 | 85.052 | 16.4521 | 5.1697 | 4.43% | 0.3939 | 0.3744 | 4803.3522 | 735.2081 | 460.7879 | 3607.3562 | 4829.6424 | 0 | 0 | 4829.6424 | 0.01759%
2028 | 79 | 79-685R | Tier-3 | Tier-3---14 | 5--4 | 9 | 100% | 400.4276 | 96.08% | 3.359% | 0.5615% | 19.044 | 0 | 0 | 19.044 | 0 | 16.5315 | 2.6949 | 6.1343 | 16.5315 | 2.6949 | 6.1343 | 19.3255 | 3.1504 | 6.1343 | 4.756% | 0.43155 | 0.41019 | 927.8849 | 128.9201 | 31.6542 | 767.3106 | 929.7795 | 0 | 0 | 929.7795 | 0.003997%
2028 | 79 | 79-714R | Tier-3 | Tier-3---9 | 5--4 | 103 | 100% | 903.7514 | 77.92% | 21.67% | 0.4055% | 34.8589 | 0 | 0 | 34.8589 | 0 | 30.2598 | 30.8419 | 0.98113 | 30.2598 | 30.8419 | 0.98113 | 35.3741 | 36.0545 | 0.98113 | 3.857% | 0.37772 | 0.35902 | 2392.6757 | 300.8376 | 478.1412 | 1613.6969 | 2420.1861 | 0 | 0 | 2420.1861 | 0.007317%
2028 | 79 | 79-785 | Tier-3 | Tier-3---3 | 5--5 | 226 | 100% | 2480.4804 | 78.86% | 20.81% | 0.3308% | 96.8251 | 0 | 0 | 96.8251 | 0 | 84.0505 | 67.6725 | 1.242 | 84.0505 | 67.6725 | 1.242 | 98.256 | 79.1099 | 1.242 | 3.903% | 0.38023 | 0.36141 | 6523.6349 | 955.6486 | 1258.2917 | 4309.6946 | 6595.4614 | 0 | 0 | 6595.4614 | 0.02032%
2028 | 79 | 79-799R | Tier-3 | Tier-3---14 | 5--3 | 5 | 100% | 551.8926 | 84.52% | 14.8% | 0.6835% | 23.0887 | 0 | 0 | 23.0887 | 0 | 20.0425 | 1.4972 | 13.3868 | 20.0425 | 1.4972 | 13.3868 | 23.4299 | 1.7502 | 13.3868 | 4.184% | 0.77068 | 0.73253 | 716.1099 | 80.6305 | 98.909 | 536.5704 | 721.8843 | 0 | 0 | 721.8843 | 0.004846%
2028 | 79 | 79-808R | Tier-3 | Tier-3---3 | 5--5 | 210 | 100% | 2167.6529 | 93.07% | 6.627% | 0.3038% | 99.8623 | 0 | 0 | 99.8623 | 0 | 86.687 | 62.8815 | 1.3786 | 86.687 | 62.8815 | 1.3786 | 101.3381 | 73.5092 | 1.3786 | 4.607% | 0.44563 | 0.42357 | 4864.2458 | 733.0646 | 303.7151 | 3827.4661 | 4881.8025 | 0 | 0 | 4881.8025 | 0.02096%
2028 | 799 | 799-504R | Tier-2 | Tier-2---15 | 1--5 | 6 | 100% | 27.7948 | 96.8% | 0% | 3.201% | 1.3318 | 0 | 0 | 1.3318 | 0 | 1.1561 | 1.7966 | 0.64348 | 1.1561 | 1.7966 | 0.64348 | 1.3515 | 2.1003 | 0.64348 | 4.792% | 0.0046964 | 0.0044639 | 5918.3199 | 1511.7003 | 676.4165 | 3730.2032 | 5928.185 | 0 | 0 | 5928.185 | 0.0002795%
2028 | 835 | 835-10F | Tier-2 | Tier-2---19 | 1--4 | 27 | 100% | 3.5155 | 95.99% | 0% | 4.014% | 0.16703 | 0 | 0 | 0.16703 | 0 | 0.145 | 8.0848 | 0.017934 | 0.145 | 8.0848 | 0.017934 | 0.1695 | 9.4512 | 0.017934 | 4.751% | 0.0010446 | 0.00099289 | 3365.4208 | 527.6091 | 131.7666 | 2706.0451 | 3372.4555 | 0 | 0 | 3372.4555 | 3.506e-05%
2028 | 835 | 835-11F | Tier-2 | Tier-2---15 | 1--5 | 20 | 100% | 29.5331 | 98.28% | 0% | 1.716% | 1.4368 | 0 | 0 | 1.4368 | 0 | 1.2472 | 5.9887 | 0.20826 | 1.2472 | 5.9887 | 0.20826 | 1.458 | 7.0009 | 0.20826 | 4.865% | 0.0041866 | 0.0039794 | 7054.2016 | 1691.248 | 112.5867 | 5250.3669 | 7060.5075 | 0 | 0 | 7060.5075 | 0.0003016%
2028 | 835 | 835-35F | Tier-2 | Tier-2---19 | 1--5 | 7 | 100% | 1.702 | 96.24% | 0% | 3.761% | 0.081081 | 0 | 0 | 0.081081 | 0 | 0.070383 | 2.0961 | 0.033579 | 0.070383 | 2.0961 | 0.033579 | 0.082279 | 2.4503 | 0.033579 | 4.764% | 0.0003154 | 0.00029979 | 5396.3575 | 853.3516 | 185.8923 | 4357.1135 | 5406.9276 | 0 | 0 | 5406.9276 | 1.702e-05%
2028 | 840 | 840-308F | Tier-2 | Tier-2---13 | 4--4 | 4 | 100% | 43.5719 | 95.47% | 3.384% | 1.143% | 2.0592 | 0 | 0 | 2.0592 | 0 | 1.7875 | 1.1977 | 1.4924 | 1.7875 | 1.1977 | 1.4924 | 2.0896 | 1.4002 | 1.4924 | 4.726% | 0.063249 | 0.060118 | 688.8919 | 152.3879 | 26.757 | 509.7471 | 690.5159 | 0 | 0 | 690.5159 | 0.0004322%
2028 | 840 | 840-374 | Tier-2 | Tier-2---13 | 4--3 | 95 | 100% | 37.0531 | 79.48% | 17.21% | 3.315% | 1.4577 | 0 | 0 | 1.4577 | 0 | 1.2654 | 28.4464 | 0.044484 | 1.2654 | 28.4464 | 0.044484 | 1.4793 | 33.2542 | 0.044484 | 3.934% | 0.064007 | 0.060838 | 578.893 | 75.1815 | 95.4784 | 408.233 | 585.0798 | 0 | 0 | 585.0798 | 0.000306%
2028 | 859 | 859-42R | Tier-2 | Tier-2---3 | 4--5 | 381 | 100% | 1138.7404 | 98.96% | 0% | 1.04% | 55.7813 | 0 | 0 | 55.7813 | 0 | 48.4218 | 114.085 | 0.42444 | 48.4218 | 114.085 | 0.42444 | 56.6057 | 133.3667 | 0.42444 | 4.899% | 0.067132 | 0.063809 | 16962.7575 | 2757.3465 | 237.2903 | 13968.1207 | 16971.9461 | 0 | 0 | 16971.9461 | 0.01171%
2028 | 907 | 907-1562AE | Tier-3 | Tier-3---6 | 4--5 | 124 | 100% | 858.7853 | 77.1% | 22.57% | 0.3293% | 32.7744 | 0 | 0 | 32.7744 | 0 | 28.4503 | 37.13 | 0.76624 | 28.4503 | 37.13 | 0.76624 | 33.2588 | 43.4054 | 0.76624 | 3.816% | 0.054867 | 0.052151 | 15652.2427 | 2298.9356 | 3240.4011 | 10112.906 | 15838.9218 | 0 | 0 | 15838.9218 | 0.006879%
2028 | 907 | 907-1602 | Tier-3 | Tier-3---17 | 3--4 | 1 | 100% | 23.6904 | 85.8% | 13.77% | 0.4286% | 1.0061 | 0 | 0 | 1.0061 | 0 | 0.87338 | 0.29944 | 2.9167 | 0.87338 | 0.29944 | 2.9167 | 1.021 | 0.35004 | 2.9167 | 4.247% | 0.018131 | 0.017233 | 1306.6407 | 183.5641 | 147.0644 | 976.0122 | 1316.3056 | 0 | 0 | 1316.3056 | 0.0002112%
2028 | 907 | 907-1702R | Tier-3 | Tier-3---6 | 4--5 | 115 | 100% | 840.6328 | 97.1% | 2.481% | 0.4145% | 40.4066 | 0 | 0 | 40.4066 | 0 | 35.0756 | 34.4351 | 1.0186 | 35.0756 | 34.4351 | 1.0186 | 41.0038 | 40.255 | 1.0186 | 4.807% | 0.061079 | 0.058055 | 13763.1312 | 2505.9528 | 366.7943 | 10890.3841 | 13783.8819 | 0 | 0 | 13783.8819 | 0.008481%
2028 | 907 | 907-1716R | Tier-3 | Tier-3---2 | 4--5 | 618 | 100% | 2427.1827 | 91.21% | 8.47% | 0.3199% | 109.585 | 0 | 0 | 109.585 | 0 | 95.1269 | 185.0513 | 0.51406 | 95.1269 | 185.0513 | 0.51406 | 111.2044 | 216.3271 | 0.51406 | 4.515% | 0.088049 | 0.083691 | 27566.2098 | 5467.7784 | 2289.9071 | 19808.5244 | 27692.3953 | 0 | 0 | 27692.3953 | 0.023%
2028 | 907 | 907-2820R | Tier-3 | Tier-3---10 | 4--5 | 53 | 100% | 535.894 | 99.72% | 0.09292% | 0.1857% | 26.4528 | 0 | 0 | 26.4528 | 0 | 22.9628 | 15.8701 | 1.4469 | 22.9628 | 15.8701 | 1.4469 | 26.8438 | 18.5523 | 1.4469 | 4.936% | 0.082479 | 0.078396 | 6497.3542 | 1341.6962 | 16.6169 | 5139.0411 | 6498.2969 | 0 | 0 | 6498.2969 | 0.005552%
2028 | 908 | 908-1172R | Tier-2 | Tier-2---2 | 5--5 | 451 | 100% | 1737.7755 | 85.15% | 14.43% | 0.419% | 73.2487 | 0 | 0 | 73.2487 | 0 | 63.5847 | 135.0455 | 0.47084 | 63.5847 | 135.0455 | 0.47084 | 74.3312 | 157.8697 | 0.47084 | 4.215% | 0.20692 | 0.19668 | 8398.1993 | 1379.7509 | 1146.2529 | 5872.1954 | 8463.133 | 0 | 0 | 8463.133 | 0.01537%
2028 | 908 | 908-1236 | Tier-2 | Tier-2---2 | 5--5 | 350 | 100% | 1117.3056 | 87.67% | 11.99% | 0.3416% | 48.4882 | 0 | 0 | 48.4882 | 0 | 42.0909 | 104.8025 | 0.40162 | 42.0909 | 104.8025 | 0.40162 | 49.2048 | 122.5153 | 0.40162 | 4.34% | 0.1877 | 0.17841 | 5952.6009 | 1091.9072 | 667.6574 | 4193.0363 | 5990.8188 | 0 | 0 | 5990.8188 | 0.01018%
2028 | 908 | 908-1368R | Tier-2 | Tier-2---5 | 5--5 | 479 | 100% | 991.2216 | 79.39% | 19.4% | 1.209% | 38.9519 | 0 | 0 | 38.9519 | 0 | 33.8128 | 143.4297 | 0.23574 | 33.8128 | 143.4297 | 0.23574 | 39.5275 | 167.671 | 0.23574 | 3.93% | 0.23644 | 0.22474 | 4192.2079 | 563.5001 | 776.6437 | 2852.0641 | 4237.2091 | 0 | 0 | 4237.2091 | 0.008176%
2028 | 908 | 908-1370R | Tier-2 | Tier-2---8 | 5--4 | 302 | 100% | 321.5186 | 63.48% | 35.24% | 1.285% | 10.1025 | 0 | 0 | 10.1025 | 0 | 8.7696 | 90.4296 | 0.096977 | 8.7696 | 90.4296 | 0.096977 | 10.2518 | 105.7132 | 0.096977 | 3.142% | 0.1878 | 0.17851 | 1711.9863 | 197.0075 | 569.379 | 945.5998 | 1744.5489 | 0 | 0 | 1744.5489 | 0.002121%
2028 | 908 | 908-1372R | Tier-2 | Tier-2---2 | 5--5 | 118 | 100% | 804.0275 | 84.01% | 15.68% | 0.3083% | 33.4346 | 0 | 0 | 33.4346 | 0 | 29.0234 | 35.3334 | 0.82142 | 29.0234 | 35.3334 | 0.82142 | 33.9287 | 41.3052 | 0.82142 | 4.158% | 0.17701 | 0.16825 | 4542.3486 | 816.5914 | 664.0711 | 3061.6861 | 4580.1787 | 0 | 0 | 4580.1787 | 0.007018%
2028 | 908 | 908-2038R | Tier-2 | Tier-2---1 | 5--5 | 313 | 100% | 3761.7346 | 88.11% | 11.56% | 0.3295% | 164.0652 | 0 | 0 | 164.0652 | 0 | 142.4193 | 93.7234 | 1.5196 | 142.4193 | 93.7234 | 1.5196 | 166.4898 | 109.5637 | 1.5196 | 4.361% | 0.23053 | 0.21912 | 16317.5676 | 2905.2613 | 1774.9087 | 11637.3976 | 16418.6104 | 0 | 0 | 16418.6104 | 0.03444%
2028 | 908 | 908-2040 | Tier-2 | Tier-2---5 | 5--5 | 226 | 100% | 697.2725 | 58.64% | 40.83% | 0.5327% | 20.2401 | 0 | 0 | 20.2401 | 0 | 17.5698 | 67.6725 | 0.25963 | 17.5698 | 67.6725 | 0.25963 | 20.5392 | 79.1099 | 0.25963 | 2.903% | 0.17929 | 0.17042 | 3888.9985 | 484.676 | 1468.7466 | 1935.576 | 3972.762 | 0 | 0 | 3972.762 | 0.004248%
2028 | 908 | 908-2055F | Tier-3 | Tier-3---2 | 5--5 | 273 | 100% | 2141.2623 | 90.56% | 9.061% | 0.3753% | 95.9903 | 0 | 0 | 95.9903 | 0 | 83.3258 | 81.746 | 1.0193 | 83.3258 | 81.746 | 1.0193 | 97.4088 | 95.562 | 1.0193 | 4.483% | 0.20355 | 0.19347 | 10519.7129 | 1841.0843 | 947.7804 | 7730.8482 | 10571.4113 | 0 | 0 | 10571.4113 | 0.02015%
2028 | 908 | 908-2062F | Tier-2 | Tier-2---16 | 5--2 | 2 | 100% | 16.6415 | 87.19% | 12.22% | 0.5909% | 0.7182 | 0 | 0 | 0.7182 | 0 | 0.62344 | 0.59887 | 1.041 | 0.62344 | 0.59887 | 1.041 | 0.72881 | 0.70009 | 1.041 | 4.316% | 0.16054 | 0.1526 | 103.6572 | 14.5987 | 13.5444 | 75.5142 | 104.3489 | 0 | 0 | 104.3489 | 0.0001508%
2028 | 908 | 908-30 | Tier-2 | Tier-2---10 | 5--4 | 71 | 100% | 139.6838 | 79.37% | 19.74% | 0.8803% | 5.4882 | 0 | 0 | 5.4882 | 0 | 4.7642 | 21.2599 | 0.22409 | 4.7642 | 21.2599 | 0.22409 | 5.5694 | 24.8531 | 0.22409 | 3.929% | 0.16572 | 0.15752 | 842.8699 | 108.2915 | 162.9752 | 571.6032 | 851.9233 | 0 | 0 | 851.9233 | 0.001152%
2028 | 909 | 909-451 | Tier-3 | Tier-3---1 | 5--5 | 434 | 100% | 4745.7108 | 91.73% | 8.003% | 0.272% | 215.4739 | 0 | 0 | 215.4739 | 0 | 187.0454 | 129.9551 | 1.4393 | 187.0454 | 129.9551 | 1.4393 | 218.6582 | 151.919 | 1.4393 | 4.54% | 0.31112 | 0.29572 | 15253.5364 | 2448.7202 | 1130.6792 | 11674.137 | 15319.2699 | 0 | 0 | 15319.2699 | 0.04523%
2028 | 909 | 909-453R | Tier-2 | Tier-2---3 | 2--5 | 1 | 100% | 476.0233 | 99.61% | 0% | 0.3866% | 23.4721 | 0 | 0 | 23.4721 | 0 | 20.3753 | 0.29944 | 68.0456 | 20.3753 | 0.29944 | 68.0456 | 23.8189 | 0.35004 | 68.0456 | 4.931% | 0.0097928 | 0.0093081 | 48609.517 | 7840.4908 | 672.9123 | 40096.1139 | 48619.3034 | 0 | 0 | 48619.3034 | 0.004927%
2028 | 909 | 909-805R | Tier-2 | Tier-2---1 | 5--5 | 458 | 100% | 2804.3911 | 91.7% | 7.979% | 0.3181% | 127.2991 | 0 | 0 | 127.2991 | 0 | 110.5039 | 137.1416 | 0.80577 | 110.5039 | 137.1416 | 0.80577 | 129.1803 | 160.32 | 0.80577 | 4.539% | 0.28921 | 0.27489 | 9696.7159 | 1951.0291 | 709.8564 | 7035.8304 | 9738.6166 | 0 | 0 | 9738.6166 | 0.02672%
2028 | 91 | 91-7F | Tier-2 | Tier-2---9 | 4--5 | 136 | 100% | 251.2122 | 79.73% | 18.17% | 2.101% | 9.9145 | 0 | 0 | 9.9145 | 0 | 8.6064 | 40.7233 | 0.21134 | 8.6064 | 40.7233 | 0.21134 | 10.061 | 47.606 | 0.21134 | 3.947% | 0.034038 | 0.032353 | 7380.3891 | 1285.4298 | 1444.1692 | 4650.7901 | 7458.2959 | 0 | 0 | 7458.2959 | 0.002081%
2028 | 920 | 920-1342R | Tier-3 | Tier-3---12 | 4--5 | 74 | 100% | 408.8204 | 94.62% | 4.403% | 0.9773% | 19.1478 | 0 | 0 | 19.1478 | 0 | 16.6215 | 22.1582 | 0.75013 | 16.6215 | 22.1582 | 0.75013 | 19.4307 | 25.9032 | 0.75013 | 4.684% | 0.068604 | 0.065208 | 5959.0983 | 1229.6301 | 289.5515 | 4439.9167 | 5975.7964 | 0 | 0 | 5975.7964 | 0.004019%
2028 | 920 | 920-735AE | Tier-2 | Tier-2---7 | 4--5 | 41 | 100% | 627.5827 | 25.02% | 74.11% | 0.8722% | 7.7723 | 0 | 0 | 7.7723 | 0 | 6.7469 | 12.2769 | 0.54956 | 6.7469 | 12.2769 | 0.54956 | 7.8872 | 14.3518 | 0.54956 | 1.238% | 0.068691 | 0.065291 | 9136.3433 | 511.7297 | 6274.1673 | 2350.4463 | 9493.1022 | 0 | 0 | 9493.1022 | 0.001631%
2028 | 921 | 921-800F | Tier-2 | Tier-2---7 | 4--5 | 93 | 100% | 650.3067 | 29.95% | 69.36% | 0.6872% | 9.6425 | 0 | 0 | 9.6425 | 0 | 8.3703 | 27.8475 | 0.30058 | 8.3703 | 27.8475 | 0.30058 | 9.785 | 32.5541 | 0.30058 | 1.483% | 0.065336 | 0.062102 | 9953.2373 | 702.3415 | 6282.5542 | 2968.3417 | 10316.3119 | 0 | 0 | 10316.3119 | 0.002024%
2028 | 928 | 928-19 | Tier-2 | Tier-2---11 | 4--4 | 2 | 100% | 73.2406 | 96.92% | 1.567% | 1.51% | 3.5139 | 0 | 0 | 3.5139 | 0 | 3.0503 | 0.59887 | 5.0933 | 3.0503 | 0.59887 | 5.0933 | 3.5658 | 0.70009 | 5.0933 | 4.798% | 0.051756 | 0.049194 | 1415.107 | 294.5529 | 37.2101 | 1083.344 | 1417.3747 | 0 | 0 | 1417.3747 | 0.0007376%
2028 | 970 | 970-1341R | Tier-3 | Tier-3---4 | 5--5 | 34 | 100% | 1130.055 | 96.17% | 3.586% | 0.2481% | 53.7928 | 0 | 0 | 53.7928 | 0 | 46.6956 | 10.1808 | 4.5866 | 46.6956 | 10.1808 | 4.5866 | 54.5877 | 11.9015 | 4.5866 | 4.76% | 0.12497 | 0.11878 | 9042.8131 | 2000.05 | 446.8525 | 6595.9106 | 9060.8711 | 0 | 0 | 9060.8711 | 0.01129%
2028 | 971 | 971-1973R | Tier-3 | Tier-3---4 | 5--5 | 309 | 100% | 1698.739 | 91.74% | 7.818% | 0.44% | 77.1439 | 0 | 0 | 77.1439 | 0 | 66.9659 | 92.5256 | 0.72375 | 66.9659 | 92.5256 | 0.72375 | 78.2839 | 108.1635 | 0.72375 | 4.541% | 0.14704 | 0.13976 | 11552.8886 | 2071.9815 | 875.2489 | 8605.6581 | 11602.5712 | 0 | 0 | 11602.5712 | 0.01619%
2028 | 971 | 971-2050R | Tier-3 | Tier-3---2 | 5--5 | 657 | 100% | 3108.8974 | 90.26% | 9.266% | 0.4743% | 138.901 | 0 | 0 | 138.901 | 0 | 120.5751 | 196.7293 | 0.6129 | 120.5751 | 196.7293 | 0.6129 | 140.9537 | 229.9788 | 0.6129 | 4.468% | 0.18464 | 0.1755 | 16837.3789 | 2911.4979 | 1523.0662 | 12402.8149 | 16922.7873 | 0 | 0 | 16922.7873 | 0.02916%
2028 | 971 | 971-29R | Tier-3 | Tier-3---6 | 5--5 | 75 | 100% | 752.2042 | 94.43% | 5.253% | 0.3211% | 35.1587 | 0 | 0 | 35.1587 | 0 | 30.52 | 22.4577 | 1.359 | 30.52 | 22.4577 | 1.359 | 35.6782 | 26.2533 | 1.359 | 4.674% | 0.12171 | 0.11568 | 6180.3198 | 998.028 | 309.4222 | 4872.8696 | 6198.2603 | 0 | 0 | 6198.2603 | 0.00738%
2028 | 971 | 971-371R | Tier-3 | Tier-3---12 | 5--5 | 25 | 100% | 419.6492 | 95.09% | 4.537% | 0.3709% | 19.7532 | 0 | 0 | 19.7532 | 0 | 17.1471 | 7.4859 | 2.2906 | 17.1471 | 7.4859 | 2.2906 | 20.0451 | 8.7511 | 2.2906 | 4.707% | 0.11668 | 0.1109 | 3596.6988 | 576.739 | 156.4778 | 2863.4821 | 3605.8911 | 0 | 0 | 3605.8911 | 0.004146%
2028 | 971 | 971-383R | Tier-3 | Tier-3---4 | 5--5 | 123 | 100% | 1568.3841 | 85.57% | 14.07% | 0.3633% | 66.4295 | 0 | 0 | 66.4295 | 0 | 57.6651 | 36.8306 | 1.5657 | 57.6651 | 36.8306 | 1.5657 | 67.4112 | 43.0554 | 1.5657 | 4.236% | 0.13837 | 0.13152 | 11334.794 | 1698.1384 | 1536.4876 | 8100.1681 | 11419.9942 | 0 | 0 | 11419.9942 | 0.01394%
2028 | 971 | 971-388R | Tier-3 | Tier-3---4 | 5--5 | 319 | 100% | 1370.1526 | 91.78% | 7.427% | 0.7941% | 62.2469 | 0 | 0 | 62.2469 | 0 | 54.0343 | 95.52 | 0.56569 | 54.0343 | 95.52 | 0.56569 | 63.1667 | 111.664 | 0.56569 | 4.543% | 0.17642 | 0.16769 | 7766.4244 | 1241.1352 | 582.4552 | 5942.8339 | 7799.675 | 0 | 0 | 7799.675 | 0.01307%
2028 | 972 | 972-1582R | Tier-3 | Tier-3---6 | 5--5 | 88 | 100% | 1102.3739 | 89.57% | 9.851% | 0.5741% | 48.8787 | 0 | 0 | 48.8787 | 0 | 42.4299 | 26.3503 | 1.6102 | 42.4299 | 26.3503 | 1.6102 | 49.6011 | 30.8039 | 1.6102 | 4.434% | 0.15062 | 0.14317 | 7318.7038 | 1095.1808 | 689.6681 | 5533.8548 | 7358.4386 | 0 | 0 | 7358.4386 | 0.01026%
2028 | 972 | 972-1590F | Tier-3 | Tier-3---2 | 5--5 | 704 | 100% | 2662.477 | 86.18% | 13.31% | 0.5115% | 113.5799 | 0 | 0 | 113.5799 | 0 | 98.5948 | 210.8028 | 0.46771 | 98.5948 | 210.8028 | 0.46771 | 115.2584 | 246.4308 | 0.46771 | 4.266% | 0.17603 | 0.16732 | 15124.9944 | 2683.3405 | 1935.3853 | 10506.2686 | 15233.8451 | 0 | 0 | 15233.8451 | 0.02384%
2028 | 972 | 972-32R | Tier-2 | Tier-2---1 | 5--5 | 407 | 100% | 2627.0976 | 78.5% | 21.13% | 0.3758% | 102.0774 | 0 | 0 | 102.0774 | 0 | 88.6098 | 121.8703 | 0.72708 | 88.6098 | 121.8703 | 0.72708 | 103.5859 | 142.4678 | 0.72708 | 3.886% | 0.16607 | 0.15785 | 15819.0849 | 2182.9188 | 3069.8118 | 10566.3543 | 15996.2393 | 0 | 0 | 15996.2393 | 0.02143%
2028 | 972 | 972-942R | Tier-3 | Tier-3---6 | 5--5 | 137 | 100% | 1052.2316 | 92.49% | 7.06% | 0.4532% | 48.1724 | 0 | 0 | 48.1724 | 0 | 41.8168 | 41.0227 | 1.0194 | 41.8168 | 41.0227 | 1.0194 | 48.8843 | 47.956 | 1.0194 | 4.578% | 0.14194 | 0.13492 | 7412.953 | 1277.1801 | 501.709 | 5634.0638 | 7441.9562 | 0 | 0 | 7441.9562 | 0.01011%
2028 | 973 | 973-1226R | Tier-3 | Tier-3---10 | 5--5 | 80 | 100% | 738.9301 | 81.66% | 17.71% | 0.6284% | 29.8702 | 0 | 0 | 29.8702 | 0 | 25.9293 | 23.9549 | 1.0824 | 25.9293 | 23.9549 | 1.0824 | 30.3116 | 28.0035 | 1.0824 | 4.042% | 0.13989 | 0.13297 | 5282.0414 | 696.4842 | 883.7073 | 3701.85 | 5332.48 | 0 | 0 | 5332.48 | 0.00627%
2028 | 973 | 973-1245R | Tier-3 | Tier-3---6 | 5--5 | 48 | 100% | 792.6367 | 95.03% | 4.73% | 0.2408% | 37.2851 | 0 | 0 | 37.2851 | 0 | 32.3659 | 14.3729 | 2.2519 | 32.3659 | 14.3729 | 2.2519 | 37.8361 | 16.8021 | 2.2519 | 4.704% | 0.12039 | 0.11443 | 6584.1053 | 1077.527 | 369.5828 | 5136.9955 | 6601.1501 | 0 | 0 | 6601.1501 | 0.007826%
2028 | 973 | 973-626R | Tier-3 | Tier-3---7 | 5--5 | 42 | 100% | 933.998 | 86.55% | 12.73% | 0.7172% | 40.0157 | 0 | 0 | 40.0157 | 0 | 34.7362 | 12.5763 | 2.762 | 34.7362 | 12.5763 | 2.762 | 40.607 | 14.7018 | 2.762 | 4.284% | 0.1523 | 0.14476 | 6132.6277 | 944.3399 | 738.3045 | 4449.9833 | 6175.576 | 0 | 0 | 6175.576 | 0.008399%
2028 | 974 | 974-23R | Tier-3 | Tier-3---11 | 5--5 | 138 | 100% | 770.0113 | 72.03% | 26.78% | 1.193% | 27.4528 | 0 | 0 | 27.4528 | 0 | 23.8308 | 41.3221 | 0.57671 | 23.8308 | 41.3221 | 0.57671 | 27.8585 | 48.306 | 0.57671 | 3.565% | 0.16472 | 0.15657 | 4674.6625 | 542.8961 | 1175.2982 | 2956.4682 | 4742.7663 | 0 | 0 | 4742.7663 | 0.005762%
2028 | 974 | 974-715R | Tier-3 | Tier-3---6 | 5--5 | 12 | 100% | 765.8632 | 95.89% | 3.616% | 0.4898% | 36.3537 | 0 | 0 | 36.3537 | 0 | 31.5574 | 3.5932 | 8.7825 | 31.5574 | 3.5932 | 8.7825 | 36.891 | 4.2005 | 8.7825 | 4.747% | 0.14069 | 0.13372 | 5443.6999 | 833.249 | 274.7582 | 4335.6927 | 5455.3397 | 0 | 0 | 5455.3397 | 0.007631%
2028 | 975 | 975-22R | Tier-3 | Tier-3---7 | 5--5 | 5 | 100% | 1670.0817 | 26.02% | 73.92% | 0.06338% | 21.5086 | 0 | 0 | 21.5086 | 0 | 18.6709 | 1.4972 | 12.4707 | 18.6709 | 1.4972 | 12.4707 | 21.8265 | 1.7502 | 12.4707 | 1.288% | 0.19669 | 0.18696 | 8490.7264 | 507.2869 | 5821.7498 | 2161.6897 | 8817.8604 | 0 | 0 | 8817.8604 | 0.004515%
2028 | 991 | 991-1 | Tier-2 | Tier-2---12 | 4--5 | 17 | 100% | 269.0349 | 22.26% | 77.39% | 0.3477% | 2.965 | 0 | 0 | 2.965 | 0 | 2.5739 | 5.0904 | 0.50563 | 2.5739 | 5.0904 | 0.50563 | 3.0089 | 5.9507 | 0.50563 | 1.102% | 0.034773 | 0.033051 | 7736.9795 | 537.9923 | 5445.2245 | 1753.7627 | 8050.1946 | 0 | 0 | 8050.1946 | 0.0006224%
2028 | 991 | 991-1206R | Tier-2 | Tier-2---4 | 4--5 | 107 | 100% | 580.6091 | 98.3% | 0.7633% | 0.9388% | 28.251 | 0 | 0 | 28.251 | 0 | 24.5237 | 32.0396 | 0.76542 | 24.5237 | 32.0396 | 0.76542 | 28.6685 | 37.4547 | 0.76542 | 4.866% | 0.063785 | 0.060628 | 9102.5384 | 2181.358 | 136.565 | 6784.6154 | 9110.6067 | 0 | 0 | 9110.6067 | 0.00593%
2028 | 1023 | CB 1023 | Tier-2 | Tier-2---4 | 4--5 | 82 | 100% | 374.8399 | 98.36% | 0.9442% | 0.6917% | 18.251 | 0 | 0 | 18.251 | 0 | 15.8431 | 24.5537 | 0.64524 | 15.8431 | 24.5537 | 0.64524 | 18.5207 | 28.7036 | 0.64524 | 4.869% | 0.082267 | 0.078195 | 4556.3931 | 688.3386 | 326.2097 | 3541.8448 | 4560.275 | 0 | 0 | 4560.275 | 0.003831%
2028 | 1090 | CB 1090 | Tier-2 | Tier-2---7 | 3--5 | 19 | 100% | 193.2665 | 97.29% | 1.202% | 1.508% | 9.3074 | 0 | 0 | 9.3074 | 0 | 8.0795 | 5.6893 | 1.4201 | 8.0795 | 5.6893 | 1.4201 | 9.445 | 6.6508 | 1.4201 | 4.816% | 0.025114 | 0.023871 | 7695.6285 | 1211.5196 | 206.2478 | 6277.8611 | 7706.4898 | 0 | 0 | 7706.4898 | 0.001954%
2028 | 1101 | CB 1101 | Tier-2 | Tier-2---9 | 4--4 | 3 | 100% | 199.93 | 98.45% | 0.8502% | 0.703% | 9.7428 | 0 | 0 | 9.7428 | 0 | 8.4574 | 0.89831 | 9.4148 | 8.4574 | 0.89831 | 9.4148 | 9.8868 | 1.0501 | 9.4148 | 4.873% | 0.091579 | 0.087045 | 2183.1518 | 318.4441 | 233.987 | 1630.7207 | 2184.9176 | 0 | 0 | 2184.9176 | 0.002045%
2028 | 1106 | CB 1106 | Tier-2 | Tier-2---7 | 4--5 | 56 | 100% | 1067.6226 | 5.884% | 94.04% | 0.07265% | 3.1093 | 0 | 0 | 3.1093 | 0 | 2.6991 | 16.7684 | 0.16096 | 2.6991 | 16.7684 | 0.16096 | 3.1553 | 19.6025 | 0.16096 | 0.2912% | 0.070774 | 0.067271 | 15084.9121 | 163.1311 | 12883.8022 | 2037.9789 | 15824.2814 | 0 | 0 | 15824.2814 | 0.0006526%
2028 | 1138 | CB 1138 | Tier-2 | Tier-2---10 | 5--4 | 80 | 100% | 305.5776 | 38.78% | 59.44% | 1.777% | 5.8657 | 0 | 0 | 5.8657 | 0 | 5.0918 | 23.9549 | 0.21256 | 5.0918 | 23.9549 | 0.21256 | 5.9524 | 28.0035 | 0.21256 | 1.92% | 0.11418 | 0.10853 | 2676.3311 | 209.1802 | 1537.4835 | 929.6674 | 2761.6594 | 0 | 0 | 2761.6594 | 0.001231%
2028 | 1234 | CB 1234 | Tier-3 | Tier-3---10 | 5--5 | 571 | 100% | 1703.5911 | 47.26% | 52.1% | 0.6391% | 39.8535 | 0 | 0 | 39.8535 | 0 | 34.5954 | 170.9778 | 0.20234 | 34.5954 | 170.9778 | 0.20234 | 40.4425 | 199.875 | 0.20234 | 2.339% | 0.11961 | 0.11369 | 14242.4054 | 1075.4767 | 7121.7223 | 6045.2064 | 14633.5836 | 0 | 0 | 14633.5836 | 0.008365%
2028 | 1235 | CB 1235 | Tier-2 | Tier-2---6 | 4--5 | 1192 | 100% | 1038.4291 | 94.32% | 4.296% | 1.381% | 48.4843 | 0 | 0 | 48.4843 | 0 | 42.0875 | 356.9274 | 0.11792 | 42.0875 | 356.9274 | 0.11792 | 49.2008 | 417.2522 | 0.11792 | 4.669% | 0.082825 | 0.078725 | 12537.6589 | 2179.7945 | 762.6013 | 9595.263 | 12574.7238 | 0 | 0 | 12574.7238 | 0.01018%
2028 | 1243 | CB 1243 | Tier-2 | Tier-2---7 | 3--5 | 132 | 100% | 199.4877 | 98.24% | 0% | 1.764% | 9.7004 | 0 | 0 | 9.7004 | 0 | 8.4206 | 39.5255 | 0.21304 | 8.4206 | 39.5255 | 0.21304 | 9.8438 | 46.2058 | 0.21304 | 4.863% | 0.019586 | 0.018616 | 10185.2188 | 1675.1434 | 207.9289 | 8302.1466 | 10194.5771 | 0 | 0 | 10194.5771 | 0.002036%
2028 | 1245 | CB 1245 | Tier-2 | Tier-2---15 | 1--5 | 4 | 100% | 16.7924 | 98.43% | 0% | 1.568% | 0.81819 | 0 | 0 | 0.81819 | 0 | 0.71024 | 1.1977 | 0.59299 | 0.71024 | 1.1977 | 0.59299 | 0.83028 | 1.4002 | 0.59299 | 4.872% | 0.001637 | 0.001556 | 10258.0329 | 2664.8486 | 151.8636 | 7441.3207 | 10266.4078 | 0 | 0 | 10266.4078 | 0.0001717%
2028 | 1250 | CB 1250 | Tier-2 | Tier-2---4 | 4--5 | 38 | 100% | 388.8417 | 99.33% | 0.414% | 0.257% | 19.1185 | 0 | 0 | 19.1185 | 0 | 16.5961 | 11.3786 | 1.4585 | 16.5961 | 11.3786 | 1.4585 | 19.401 | 13.3017 | 1.4585 | 4.917% | 0.088703 | 0.084312 | 4383.6458 | 676.5543 | 273.8326 | 3433.2589 | 4385.1777 | 0 | 0 | 4385.1777 | 0.004013%
2028 | 1299 | CB 1299 | Tier-2 | Tier-2---19 | 3--3 | 3 | 100% | 20.1766 | 88.04% | 0% | 11.96% | 0.87929 | 0 | 0 | 0.87929 | 0 | 0.76328 | 0.89831 | 0.84969 | 0.76328 | 0.89831 | 0.84969 | 0.89228 | 1.0501 | 0.84969 | 4.358% | 0.014997 | 0.014255 | 1345.3401 | 209.983 | 174.7231 | 960.634 | 1353.7198 | 0 | 0 | 1353.7198 | 0.0001846%
2028 | 1525 | CB 1525 | Tier-2 | Tier-2---13 | 4--4 | 1 | 100% | 193.8892 | 15.57% | 82.62% | 1.812% | 1.4939 | 0 | 0 | 1.4939 | 0 | 1.2968 | 0.29944 | 4.3308 | 1.2968 | 0.29944 | 4.3308 | 1.516 | 0.35004 | 4.3308 | 0.7705% | 0.050512 | 0.048011 | 3838.4933 | 115.2522 | 3031.2128 | 692.0283 | 4007.2783 | 0 | 0 | 4007.2783 | 0.0003136%
2028 | 185 | CB 185 | Tier-2 | Tier-2---12 | 3--4 | 1 | 100% | 138.4091 | 43.72% | 54.12% | 2.153% | 2.9955 | 0 | 0 | 2.9955 | 0 | 2.6003 | 0.29944 | 8.684 | 2.6003 | 0.29944 | 8.684 | 3.0398 | 0.35004 | 8.684 | 2.164% | 0.027797 | 0.026421 | 4979.3165 | 370.0673 | 2508.501 | 2100.7482 | 5125.2523 | 0 | 0 | 5125.2523 | 0.0006288%
2028 | 200 | CB 200 | Tier-2 | Tier-2---9 | 4--5 | 58 | 100% | 748.3334 | 16.62% | 82.09% | 1.289% | 6.1567 | 0 | 0 | 6.1567 | 0 | 5.3445 | 17.3673 | 0.30773 | 5.3445 | 17.3673 | 0.30773 | 6.2477 | 20.3025 | 0.30773 | 0.8227% | 0.060261 | 0.057278 | 12418.2035 | 230.4691 | 10130.0521 | 2057.6824 | 12957.4282 | 0 | 0 | 12957.4282 | 0.001292%
2028 | 202 | CB 202 | Tier-2 | Tier-2---16 | 4--3 | 22 | 100% | 63.0384 | 89.89% | 0% | 10.11% | 2.805 | 0 | 0 | 2.805 | 0 | 2.4349 | 6.5876 | 0.36962 | 2.4349 | 6.5876 | 0.36962 | 2.8464 | 7.701 | 0.36962 | 4.45% | 0.040966 | 0.038939 | 1538.7821 | 188.6374 | 158.7642 | 1191.3805 | 1546.8829 | 0 | 0 | 1546.8829 | 0.0005888%
2028 | 203 | CB 203 | Tier-2 | Tier-2---13 | 4--4 | 248 | 100% | 187.9021 | 7.943% | 89.84% | 2.222% | 0.73876 | 0 | 0 | 0.73876 | 0 | 0.64129 | 74.2601 | 0.0086358 | 0.64129 | 74.2601 | 0.0086358 | 0.74968 | 86.8109 | 0.0086358 | 0.3932% | 0.03541 | 0.033657 | 5306.4388 | 19.0742 | 4782.3725 | 504.9921 | 5560.8373 | 0 | 0 | 5560.8373 | 0.0001551%
2028 | 204 | CB 204 | Tier-2 | Tier-2---9 | 4--4 | 89 | 100% | 421.5291 | 52.89% | 45.23% | 1.878% | 11.0363 | 0 | 0 | 11.0363 | 0 | 9.5802 | 26.6498 | 0.35949 | 9.5802 | 26.6498 | 0.35949 | 11.1994 | 31.1539 | 0.35949 | 2.618% | 0.068524 | 0.065132 | 6151.5544 | 481.5982 | 2922.6769 | 2747.2793 | 6302.4694 | 0 | 0 | 6302.4694 | 0.002317%
2028 | 230 | CB 230 | Tier-2 | Tier-2---14 | 1--5 | 36 | 100% | 37.0692 | 98.96% | 0% | 1.045% | 1.8158 | 0 | 0 | 1.8158 | 0 | 1.5762 | 10.7797 | 0.14622 | 1.5762 | 10.7797 | 0.14622 | 1.8426 | 12.6016 | 0.14622 | 4.898% | 0.0025822 | 0.0024544 | 14355.6795 | 1973.4751 | 2354.5204 | 10027.684 | 14363.4884 | 0 | 0 | 14363.4884 | 0.0003811%
2028 | 231 | CB 231 | Tier-2 | Tier-2---7 | 4--5 | 209 | 100% | 416.5176 | 95.81% | 2.821% | 1.365% | 19.7547 | 0 | 0 | 19.7547 | 0 | 17.1483 | 62.5821 | 0.27401 | 17.1483 | 62.5821 | 0.27401 | 20.0466 | 73.1591 | 0.27401 | 4.743% | 0.037573 | 0.035713 | 11085.6737 | 1859.8233 | 754.4202 | 8471.4303 | 11109.8371 | 0 | 0 | 11109.8371 | 0.004147%
2028 | 232 | CB 232 | Tier-2 | Tier-2---7 | 4--5 | 277 | 100% | 300.2122 | 85.96% | 12.43% | 1.615% | 12.7738 | 0 | 0 | 12.7738 | 0 | 11.0885 | 82.9437 | 0.13369 | 11.0885 | 82.9437 | 0.13369 | 12.9626 | 96.9621 | 0.13369 | 4.255% | 0.029023 | 0.027587 | 10343.7991 | 1418.351 | 1554.0747 | 7371.3734 | 10419.4395 | 0 | 0 | 10419.4395 | 0.002681%
2028 | 233 | CB 233 | Tier-2 | Tier-2---4 | 4--5 | 730 | 100% | 763.9567 | 93.34% | 4.903% | 1.762% | 35.2955 | 0 | 0 | 35.2955 | 0 | 30.6388 | 218.5881 | 0.14017 | 30.6388 | 218.5881 | 0.14017 | 35.8171 | 255.532 | 0.14017 | 4.62% | 0.075451 | 0.071716 | 10125.1756 | 1595.7447 | 1194.5405 | 7334.8905 | 10160.3196 | 0 | 0 | 10160.3196 | 0.007409%
2028 | 234 | CB 234 | Tier-2 | Tier-2---4 | 4--5 | 485 | 100% | 535.5214 | 93.25% | 5.438% | 1.313% | 24.7187 | 0 | 0 | 24.7187 | 0 | 21.4574 | 145.2263 | 0.14775 | 21.4574 | 145.2263 | 0.14775 | 25.084 | 169.7712 | 0.14775 | 4.616% | 0.044658 | 0.042447 | 11991.611 | 2064.9333 | 958.1122 | 8968.5654 | 12033.7724 | 0 | 0 | 12033.7724 | 0.005188%
2028 | 236 | CB 236 | Tier-2 | Tier-2---1 | 5--5 | 236 | 100% | 1431.5889 | 79.32% | 20.27% | 0.409% | 56.2122 | 0 | 0 | 56.2122 | 0 | 48.7958 | 70.6668 | 0.69051 | 48.7958 | 70.6668 | 0.69051 | 57.0429 | 82.6103 | 0.69051 | 3.927% | 0.1419 | 0.13487 | 10088.9585 | 1415.4843 | 1966.6729 | 6706.8012 | 10197.5904 | 0 | 0 | 10197.5904 | 0.0118%
2028 | 237 | CB 237 | Tier-2 | Tier-2---8 | 5--5 | 2 | 100% | 185.7066 | 94.91% | 4.738% | 0.3556% | 8.7243 | 0 | 0 | 8.7243 | 0 | 7.5732 | 0.59887 | 12.6458 | 7.5732 | 0.59887 | 12.6458 | 8.8532 | 0.70009 | 12.6458 | 4.698% | 0.10923 | 0.10382 | 1700.183 | 298.8503 | 101.9614 | 1299.3713 | 1704.6928 | 0 | 0 | 1704.6928 | 0.001831%
2028 | 240 | CB 240 | Tier-2 | Tier-2---9 | 4--5 | 134 | 100% | 222.9994 | 87.14% | 10.79% | 2.065% | 9.6189 | 0 | 0 | 9.6189 | 0 | 8.3499 | 40.1244 | 0.2081 | 8.3499 | 40.1244 | 0.2081 | 9.7611 | 46.9059 | 0.2081 | 4.313% | 0.048511 | 0.046109 | 4596.922 | 825.8016 | 739.2506 | 3031.8699 | 4627.7085 | 0 | 0 | 4627.7085 | 0.002019%
2028 | 242 | CB 242 | Tier-2 | Tier-2---11 | 5--3 | 18 | 100% | 207.8863 | 31.82% | 66.99% | 1.182% | 3.2748 | 0 | 0 | 3.2748 | 0 | 2.8427 | 5.3898 | 0.52742 | 2.8427 | 5.3898 | 0.52742 | 3.3232 | 6.3008 | 0.52742 | 1.575% | 0.1014 | 0.096385 | 2050.064 | 80.1099 | 1437.2921 | 532.662 | 2122.8512 | 0 | 0 | 2122.8512 | 0.0006874%
2028 | 244 | CB 244 | Tier-2 | Tier-2---14 | 4--4 | 10 | 100% | 218.1664 | 17.26% | 81.28% | 1.461% | 1.8642 | 0 | 0 | 1.8642 | 0 | 1.6182 | 2.9944 | 0.54042 | 1.6182 | 2.9944 | 0.54042 | 1.8917 | 3.5004 | 0.54042 | 0.8545% | 0.040668 | 0.038655 | 5364.5179 | 74.3952 | 4565.48 | 724.6427 | 5595.6651 | 0 | 0 | 5595.6651 | 0.0003913%
2028 | 246 | CB 246 | Tier-2 | Tier-2---7 | 4--5 | 167 | 100% | 397.8494 | 64.68% | 33.47% | 1.858% | 12.7368 | 0 | 0 | 12.7368 | 0 | 11.0564 | 50.0058 | 0.2211 | 11.0564 | 50.0058 | 0.2211 | 12.9251 | 58.4573 | 0.2211 | 3.201% | 0.066431 | 0.063143 | 5988.8765 | 880.2356 | 2229.0372 | 2879.6037 | 6099.0502 | 0 | 0 | 6099.0502 | 0.002673%
2028 | 247 | CB 247 | Tier-2 | Tier-2---12 | 4--4 | 45 | 100% | 172.2064 | 35.95% | 62.53% | 1.527% | 3.0642 | 0 | 0 | 3.0642 | 0 | 2.6599 | 13.4746 | 0.1974 | 2.6599 | 13.4746 | 0.1974 | 3.1095 | 15.752 | 0.1974 | 1.779% | 0.038566 | 0.036657 | 4465.2144 | 298.159 | 2868.7773 | 1298.2781 | 4614.1618 | 0 | 0 | 4614.1618 | 0.0006432%
2028 | 248 | CB 248 | Tier-2 | Tier-2---9 | 3--5 | 46 | 100% | 152.3893 | 96.93% | 0% | 3.073% | 7.3115 | 0 | 0 | 7.3115 | 0 | 6.3468 | 13.774 | 0.46078 | 6.3468 | 13.774 | 0.46078 | 7.4195 | 16.102 | 0.46078 | 4.798% | 0.01881 | 0.017879 | 8101.4189 | 1342.8535 | 227.2912 | 6531.2742 | 8114.384 | 0 | 0 | 8114.384 | 0.001535%
2028 | 249 | CB 249 | Tier-3 | Tier-3---16 | 4--4 | 79 | 100% | 160.495 | 85.08% | 13.47% | 1.449% | 6.7591 | 0 | 0 | 6.7591 | 0 | 5.8673 | 23.6554 | 0.24803 | 5.8673 | 23.6554 | 0.24803 | 6.859 | 27.6535 | 0.24803 | 4.211% | 0.05906 | 0.056137 | 2717.4811 | 349.6551 | 457.423 | 1910.4031 | 2738.598 | 0 | 0 | 2738.598 | 0.001419%
2028 | 292 | CB 292 | Tier-2 | Tier-2---18 | 4--3 | 82 | 100% | 47.5044 | 34.5% | 64.33% | 1.17% | 0.81136 | 0 | 0 | 0.81136 | 0 | 0.70431 | 24.5537 | 0.028684 | 0.70431 | 24.5537 | 0.028684 | 0.82335 | 28.7036 | 0.028684 | 1.708% | 0.048129 | 0.045747 | 987.0231 | 50.0827 | 552.1658 | 384.7746 | 1020.6893 | 0 | 0 | 1020.6893 | 0.0001703%
2028 | 315 | CB 315 | Tier-2 | Tier-2---19 | 1--4 | 13 | 100% | 5.1424 | 94.4% | 0% | 5.599% | 0.2403 | 0 | 0 | 0.2403 | 0 | 0.20859 | 3.8927 | 0.053586 | 0.20859 | 3.8927 | 0.053586 | 0.24385 | 4.5506 | 0.053586 | 4.673% | 0.0017586 | 0.0016715 | 2924.1607 | 267.0973 | 1290.9222 | 1366.1411 | 2932.6876 | 0 | 0 | 2932.6876 | 5.044e-05%
2028 | 327 | CB 327 | Tier-3 | Tier-3---16 | 4--5 | 1 | 100% | 193.645 | 98.47% | 1.165% | 0.3624% | 9.439 | 0 | 0 | 9.439 | 0 | 8.1937 | 0.29944 | 27.3637 | 8.1937 | 0.29944 | 27.3637 | 9.5785 | 0.35004 | 27.3637 | 4.874% | 0.076966 | 0.073157 | 2515.9681 | 429.9476 | 31.582 | 2054.4384 | 2517.9694 | 0 | 0 | 2517.9694 | 0.001981%
2028 | 329 | CB 329 | Tier-2 | Tier-2---14 | 3--4 | 14 | 100% | 65.8898 | 89.85% | 8.372% | 1.777% | 2.9305 | 0 | 0 | 2.9305 | 0 | 2.5439 | 4.1921 | 0.60683 | 2.5439 | 4.1921 | 0.60683 | 2.9738 | 4.9006 | 0.60683 | 4.448% | 0.026212 | 0.024915 | 2513.6892 | 282.0394 | 739.5173 | 1492.1325 | 2526.9755 | 0 | 0 | 2526.9755 | 0.0006151%
2028 | 330 | CB 330 | Tier-2 | Tier-2---16 | 4--3 | 96 | 100% | 120.677 | 32.91% | 64.46% | 2.626% | 1.966 | 0 | 0 | 1.966 | 0 | 1.7066 | 28.7458 | 0.059368 | 1.7066 | 28.7458 | 0.059368 | 1.995 | 33.6042 | 0.059368 | 1.629% | 0.029702 | 0.028232 | 4062.9261 | 7.6233 | 3748.7743 | 306.5286 | 4204.8777 | 0 | 0 | 4204.8777 | 0.0004127%
2028 | 351 | CB 351 | Tier-2 | Tier-2---3 | 5--5 | 211 | 100% | 1226.0332 | 96.06% | 3.555% | 0.3808% | 58.2998 | 0 | 0 | 58.2998 | 0 | 50.608 | 63.1809 | 0.801 | 50.608 | 63.1809 | 0.801 | 59.1613 | 73.8592 | 0.801 | 4.755% | 0.12463 | 0.11847 | 9837.0052 | 2175.7089 | 389.2547 | 7272.0416 | 9857.1702 | 0 | 0 | 9857.1702 | 0.01224%
2028 | 352 | CB 352 | Tier-2 | Tier-2---18 | 4--2 | 22 | 100% | 9.3178 | 92.82% | 5.766% | 1.417% | 0.4281 | 0 | 0 | 0.4281 | 0 | 0.37162 | 6.5876 | 0.056412 | 0.37162 | 6.5876 | 0.056412 | 0.43442 | 7.701 | 0.056412 | 4.594% | 0.066856 | 0.063546 | 139.3709 | 20.9143 | 9.4564 | 109.0003 | 139.8923 | 0 | 0 | 139.8923 | 8.986e-05%
2028 | 353 | CB 353 | Tier-2 | Tier-2---19 | 1--5 | 1 | 100% | 1.2114 | 91.46% | 0% | 8.541% | 0.054842 | 0 | 0 | 0.054842 | 0 | 0.047607 | 0.29944 | 0.15899 | 0.047607 | 0.29944 | 0.15899 | 0.055653 | 0.35004 | 0.15899 | 4.527% | 0.0001926 | 0.00018307 | 6289.6304 | 841.6188 | 1074.3724 | 4373.6392 | 6317.6054 | 0 | 0 | 6317.6054 | 1.151e-05%
2028 | 355 | CB 355 | Tier-2 | Tier-2---3 | 5--5 | 376 | 100% | 1277.9843 | 89.96% | 9.576% | 0.4654% | 56.9079 | 0 | 0 | 56.9079 | 0 | 49.3997 | 112.5878 | 0.43877 | 49.3997 | 112.5878 | 0.43877 | 57.7489 | 131.6165 | 0.43877 | 4.453% | 0.1048 | 0.099616 | 12194.1112 | 2321.0506 | 1198.9562 | 8674.1044 | 12257.8799 | 0 | 0 | 12257.8799 | 0.01195%
2028 | 356 | CB 356 | Tier-2 | Tier-2---19 | 1--5 | 1 | 100% | 1.0316 | 94.21% | 0% | 5.788% | 0.048109 | 0 | 0 | 0.048109 | 0 | 0.041762 | 0.29944 | 0.13947 | 0.041762 | 0.29944 | 0.13947 | 0.04882 | 0.35004 | 0.13947 | 4.663% | 0.0001262 | 0.00011995 | 8174.5031 | 1142.3903 | 1177.2898 | 5854.823 | 8199.1451 | 0 | 0 | 8199.1451 | 1.01e-05%
2028 | 357 | CB 357 | Tier-3 | Tier-3---10 | 5--5 | 184 | 100% | 902.4975 | 73.58% | 26.03% | 0.3952% | 32.8696 | 0 | 0 | 32.8696 | 0 | 28.5329 | 55.0962 | 0.51787 | 28.5329 | 55.0962 | 0.51787 | 33.3553 | 64.4081 | 0.51787 | 3.642% | 0.12773 | 0.12141 | 7065.5334 | 866.3454 | 1820.4674 | 4378.7206 | 7162.7585 | 0 | 0 | 7162.7585 | 0.006899%
2028 | 358 | CB 358 | Tier-3 | Tier-3---15 | 5--4 | 14 | 100% | 699.283 | 2.295% | 97.69% | 0.01935% | 0.79454 | 0 | 0 | 0.79454 | 0 | 0.68971 | 4.1921 | 0.16453 | 0.68971 | 4.1921 | 0.16453 | 0.80628 | 4.9006 | 0.16453 | 0.1136% | 0.1387 | 0.13184 | 5041.5636 | 26.6978 | 4414.3494 | 600.5164 | 5298.0908 | 0 | 0 | 5298.0908 | 0.0001668%
2028 | 396 | CB 396 | Tier-2 | Tier-2---11 | 5--4 | 2 | 100% | 591.9026 | 5.239% | 94.32% | 0.4451% | 1.5351 | 0 | 0 | 1.5351 | 0 | 1.3325 | 0.59887 | 2.2251 | 1.3325 | 0.59887 | 2.2251 | 1.5577 | 0.70009 | 2.2251 | 0.2593% | 0.10036 | 0.095392 | 5897.7936 | 58.5391 | 5103.2719 | 735.9827 | 6188.846 | 0 | 0 | 6188.846 | 0.0003222%
2028 | 441 | CB 441 | Tier-3 | Tier-3---15 | 5--3 | 40 | 100% | 331.3843 | 80.16% | 18.98% | 0.8593% | 13.1488 | 0 | 0 | 13.1488 | 0 | 11.414 | 11.9774 | 0.95296 | 11.414 | 11.9774 | 0.95296 | 13.3431 | 14.0018 | 0.95296 | 3.968% | 0.54555 | 0.51854 | 607.4359 | 49.8353 | 106.5497 | 451.0509 | 613.7126 | 0 | 0 | 613.7126 | 0.00276%
2028 | 470 | CB 470 | Tier-2 | Tier-2---6 | 5--5 | 56 | 100% | 1121.5891 | 72.77% | 26.47% | 0.763% | 40.4013 | 0 | 0 | 40.4013 | 0 | 35.0709 | 16.7684 | 2.0915 | 35.0709 | 16.7684 | 2.0915 | 40.9983 | 19.6025 | 2.0915 | 3.602% | 0.114 | 0.10835 | 9838.8116 | 1666.77 | 2557.3386 | 5614.703 | 9978.3305 | 0 | 0 | 9978.3305 | 0.00848%
2028 | 499 | CB 499 | Tier-2 | Tier-2---19 | 2--3 | 3 | 100% | 12.7092 | 92.01% | 0% | 7.988% | 0.57885 | 0 | 0 | 0.57885 | 0 | 0.50248 | 0.89831 | 0.55937 | 0.50248 | 0.89831 | 0.55937 | 0.58741 | 1.0501 | 0.55937 | 4.555% | 0.00687 | 0.0065299 | 1849.953 | 152.4302 | 848.7409 | 848.782 | 1857.6484 | 0 | 0 | 1857.6484 | 0.0001215%
2028 | 520 | CB 520 | Tier-2 | Tier-2---21 | 1--5 | 1 | 100% | 0.50118 | 92.64% | 0% | 7.355% | 0.022984 | 0 | 0 | 0.022984 | 0 | 0.019951 | 0.29944 | 0.066629 | 0.019951 | 0.29944 | 0.066629 | 0.023323 | 0.35004 | 0.066629 | 4.586% | 7.36e-05 | 6.9957e-05 | 6809.4677 | 1224.7725 | 1893.3117 | 3691.3835 | 6835.5511 | 0 | 0 | 6835.5511 | 4.824e-06%
2028 | 521 | CB 521 | Tier-2 | Tier-2---20 | 3--1 | 11 | 100% | 11.4145 | 12.51% | 85.49% | 2% | 0.070669 | 0 | 0 | 0.070669 | 0 | 0.061345 | 3.2938 | 0.018624 | 0.061345 | 3.2938 | 0.018624 | 0.071713 | 3.8505 | 0.018624 | 0.6191% | 0.025917 | 0.024634 | 440.4321 | 3.6709 | 389.1723 | 47.5888 | 460.5001 | 0 | 0 | 460.5001 | 1.483e-05%
2028 | 522 | CB 522 | Tier-2 | Tier-2---9 | 4--5 | 277 | 100% | 287.6477 | 61.65% | 36.8% | 1.551% | 8.7785 | 0 | 0 | 8.7785 | 0 | 7.6203 | 82.9437 | 0.091874 | 7.6203 | 82.9437 | 0.091874 | 8.9083 | 96.9621 | 0.091874 | 3.052% | 0.049006 | 0.04658 | 5869.6662 | 552.6079 | 2337.7067 | 2979.3516 | 5986.8842 | 0 | 0 | 5986.8842 | 0.001843%
2028 | 523 | CB 523 | Tier-2 | Tier-2---13 | 4--4 | 87 | 100% | 222.6972 | 15.76% | 82.25% | 1.985% | 1.7375 | 0 | 0 | 1.7375 | 0 | 1.5083 | 26.0509 | 0.057897 | 1.5083 | 26.0509 | 0.057897 | 1.7632 | 30.4538 | 0.057897 | 0.7802% | 0.044603 | 0.042395 | 4992.8754 | 164.6768 | 3992.464 | 835.7347 | 5211.9099 | 0 | 0 | 5211.9099 | 0.0003647%
2028 | 524 | CB 524 | Tier-3 | Tier-3---17 | 3--5 | 12 | 100% | 116.6365 | 76.81% | 21.38% | 1.816% | 4.4344 | 0 | 0 | 4.4344 | 0 | 3.8494 | 3.5932 | 1.0713 | 3.8494 | 3.5932 | 1.0713 | 4.5 | 4.2005 | 1.0713 | 3.802% | 0.018139 | 0.017241 | 6430.2901 | 828.1118 | 2267.5068 | 3334.6715 | 6507.9597 | 0 | 0 | 6507.9597 | 0.0009308%
2028 | 536 | CB 536 | Tier-2 | Tier-2---18 | 4--2 | 8 | 100% | 21.8677 | 42.26% | 53.34% | 4.392% | 0.4575 | 0 | 0 | 0.4575 | 0 | 0.39714 | 2.3955 | 0.16579 | 0.39714 | 2.3955 | 0.16579 | 0.46426 | 2.8004 | 0.16579 | 2.092% | 0.063476 | 0.060334 | 344.504 | 23.2544 | 160.0251 | 161.2245 | 354.8623 | 0 | 0 | 354.8623 | 9.603e-05%
2028 | 540 | CB 540 | Tier-2 | Tier-2---17 | 1--5 | 56 | 100% | 18.5654 | 97.32% | 0% | 2.676% | 0.8944 | 0 | 0 | 0.8944 | 0 | 0.77639 | 16.7684 | 0.046301 | 0.77639 | 16.7684 | 0.046301 | 0.90761 | 19.6025 | 0.046301 | 4.818% | 0.0036022 | 0.0034239 | 5153.9037 | 633.0265 | 1280.5124 | 3240.3647 | 5161.0857 | 0 | 0 | 5161.0857 | 0.0001877%
2028 | 542 | CB 542 | Tier-2 | Tier-2---9 | 4--5 | 45 | 100% | 175.7332 | 76% | 23.31% | 0.6907% | 6.6111 | 0 | 0 | 6.6111 | 0 | 5.7389 | 13.4746 | 0.4259 | 5.7389 | 13.4746 | 0.4259 | 6.7088 | 15.752 | 0.4259 | 3.762% | 0.053515 | 0.050866 | 3283.8373 | 324.6387 | 1232.8957 | 1726.3029 | 3324.8806 | 0 | 0 | 3324.8806 | 0.001388%
2028 | 576 | CB 576 | Tier-2 | Tier-2---12 | 4--4 | 20 | 100% | 131.3157 | 32.74% | 66.81% | 0.4539% | 2.1281 | 0 | 0 | 2.1281 | 0 | 1.8474 | 5.9887 | 0.30847 | 1.8474 | 5.9887 | 0.30847 | 2.1596 | 7.0009 | 0.30847 | 1.621% | 0.047237 | 0.044899 | 2779.9099 | 133.7981 | 1808.4788 | 837.633 | 2877.2837 | 0 | 0 | 2877.2837 | 0.0004467%
2028 | 599 | CB 599 | Tier-2 | Tier-2---4 | 4--5 | 375 | 100% | 599.9379 | 98.66% | 0% | 1.337% | 29.2998 | 0 | 0 | 29.2998 | 0 | 25.4341 | 112.2884 | 0.22651 | 25.4341 | 112.2884 | 0.22651 | 29.7328 | 131.2664 | 0.22651 | 4.884% | 0.043095 | 0.040961 | 13921.4169 | 2931.9396 | 582.1864 | 10407.2909 | 13931.1128 | 0 | 0 | 13931.1128 | 0.00615%
2028 | 776 | CB 776 | Tier-2 | Tier-2---18 | 3--3 | 47 | 100% | 19.7396 | 79.97% | 11.02% | 9.01% | 0.78143 | 0 | 0 | 0.78143 | 0 | 0.67833 | 14.0735 | 0.048199 | 0.67833 | 14.0735 | 0.048199 | 0.79298 | 16.4521 | 0.048199 | 3.959% | 0.014982 | 0.01424 | 1317.5724 | 201.6613 | 223.1115 | 892.7996 | 1331.3137 | 0 | 0 | 1331.3137 | 0.000164%
2028 | 788 | CB 788 | Tier-2 | Tier-2---2 | 5--5 | 23 | 100% | 1509.6378 | 72.67% | 26.38% | 0.9544% | 54.3006 | 0 | 0 | 54.3006 | 0 | 47.1365 | 6.887 | 6.8442 | 47.1365 | 6.887 | 6.8442 | 55.1031 | 8.051 | 6.8442 | 3.597% | 0.14181 | 0.13479 | 10645.451 | 1766.7834 | 2805.5671 | 6073.1005 | 10796.9927 | 0 | 0 | 10796.9927 | 0.0114%
2028 | 835 | CB 835 | Tier-2 | Tier-2---17 | 1--5 | 104 | 100% | 10.4449 | 97.71% | 0% | 2.289% | 0.50519 | 0 | 0 | 0.50519 | 0 | 0.43854 | 31.1413 | 0.014082 | 0.43854 | 31.1413 | 0.014082 | 0.51265 | 36.4046 | 0.014082 | 4.837% | 0.0017112 | 0.0016265 | 6103.8249 | 1270.1971 | 131.1199 | 4702.5079 | 6111.0995 | 0 | 0 | 6111.0995 | 0.000106%
2028 | 907 | CB 907 | Tier-3 | Tier-3---13 | 3--5 | 26 | 100% | 230.3059 | 98.07% | 1.485% | 0.4463% | 11.18 | 0 | 0 | 11.18 | 0 | 9.705 | 7.7853 | 1.2466 | 9.705 | 7.7853 | 1.2466 | 11.3452 | 9.1011 | 1.2466 | 4.854% | 0.023668 | 0.022497 | 9730.5209 | 1957.65 | 164.6441 | 7608.2269 | 9740.3056 | 0 | 0 | 9740.3056 | 0.002347%
2028 | 91 | CB 91 | Tier-2 | Tier-2---12 | 3--5 | 89 | 100% | 89.8564 | 75.83% | 22.36% | 1.818% | 3.3727 | 0 | 0 | 3.3727 | 0 | 2.9277 | 26.6498 | 0.10986 | 2.9277 | 26.6498 | 0.10986 | 3.4225 | 31.1539 | 0.10986 | 3.753% | 0.015476 | 0.01471 | 5806.255 | 775.6182 | 1813.9846 | 3216.6522 | 5879.3513 | 0 | 0 | 5879.3513 | 0.0007079%
2028 | 970 | CB 970 | Tier-2 | Tier-2---14 | 1--5 | 2 | 100% | 22.122 | 99.63% | 0% | 0.3731% | 1.091 | 0 | 0 | 1.091 | 0 | 0.94702 | 0.59887 | 1.5813 | 0.94702 | 0.59887 | 1.5813 | 1.1071 | 0.70009 | 1.5813 | 4.932% | 0.00034 | 0.00032317 | 65064.7285 | 10349.1227 | 1856.0637 | 52859.5421 | 65077.3719 | 0 | 0 | 65077.3719 | 0.000229%
2028 | 971 | CB 971 | Tier-2 | Tier-2---3 | 5--5 | 34 | 100% | 1052.4948 | 94.77% | 4.863% | 0.3691% | 49.3729 | 0 | 0 | 49.3729 | 0 | 42.8589 | 10.1808 | 4.2098 | 42.8589 | 10.1808 | 4.2098 | 50.1025 | 11.9015 | 4.2098 | 4.691% | 0.12528 | 0.11908 | 8401.3813 | 1359.4082 | 538.7088 | 6503.2643 | 8424.2712 | 0 | 0 | 8424.2712 | 0.01036%
2028 | 975 | CB 975 | Tier-3 | Tier-3---16 | 5--4 | 36 | 100% | 120.9969 | 94.86% | 4.853% | 0.2849% | 5.6816 | 0 | 0 | 5.6816 | 0 | 4.932 | 10.7797 | 0.45753 | 4.932 | 10.7797 | 0.45753 | 5.7656 | 12.6016 | 0.45753 | 4.696% | 0.10726 | 0.10195 | 1128.0883 | 171.5054 | 73.8837 | 882.6993 | 1131.1066 | 0 | 0 | 1131.1066 | 0.001193%
2028 | 980 | CB 980 | Tier-2 | Tier-2---12 | 2--5 | 341 | 100% | 71.0483 | 98.38% | 0% | 1.619% | 3.46 | 0 | 0 | 3.46 | 0 | 3.0035 | 102.1076 | 0.029415 | 3.0035 | 102.1076 | 0.029415 | 3.5111 | 119.3649 | 0.029415 | 4.87% | 0.0069124 | 0.0065702 | 10278.3875 | 4306.656 | 761.4547 | 5210.2768 | 10287.0528 | 0 | 0 | 10287.0528 | 0.0007262%
2028 | 981 | CB 981 | Tier-2 | Tier-2---15 | 1--5 | 23 | 100% | 31.4522 | 98.54% | 0% | 1.457% | 1.5342 | 0 | 0 | 1.5342 | 0 | 1.3318 | 6.887 | 0.19338 | 1.3318 | 6.887 | 0.19338 | 1.5569 | 8.051 | 0.19338 | 4.878% | 0.0030076 | 0.0028587 | 10457.5682 | 1238.1114 | 2911.2172 | 6308.2397 | 10465.5035 | 0 | 0 | 10465.5035 | 0.000322%
2028 | CTL1 | CB CTL1 | Tier-3 | Tier-3---19 | 5--1 | 2 | 100% | 6.7195 | 60.86% | 38.02% | 1.116% | 0.20243 | 0 | 0 | 0.20243 | 0 | 0.17573 | 0.59887 | 0.29343 | 0.17573 | 0.59887 | 0.29343 | 0.20543 | 0.70009 | 0.29343 | 3.013% | 0.42111 | 0.40027 | 15.9564 | 1.4967 | 5.9559 | 8.5038 | 16.2817 | 0 | 0 | 16.2817 | 4.249e-05%
2028 | FB1 | CB FB1 | Tier-2 | Tier-2---11 | 4--4 | 161 | 100% | 245.022 | 12.75% | 85.01% | 2.236% | 1.5467 | 0 | 0 | 1.5467 | 0 | 1.3426 | 48.2092 | 0.02785 | 1.3426 | 48.2092 | 0.02785 | 1.5695 | 56.357 | 0.02785 | 0.6312% | 0.04664 | 0.044331 | 5253.4738 | 206.1005 | 4090.6925 | 956.6808 | 5492.1747 | 0 | 0 | 5492.1747 | 0.0003246%
2028 | FB2 | CB FB2 | Tier-2 | Tier-2---9 | 4--5 | 154 | 100% | 225.8323 | 74.73% | 23.69% | 1.581% | 8.3536 | 0 | 0 | 8.3536 | 0 | 7.2515 | 46.1131 | 0.15725 | 7.2515 | 46.1131 | 0.15725 | 8.477 | 53.9067 | 0.15725 | 3.699% | 0.045688 | 0.043427 | 4942.9022 | 871.2523 | 1151.504 | 2920.1458 | 5007.9571 | 0 | 0 | 5007.9571 | 0.001753%
2028 | JU1 | CB JU1 | Tier-3 | Tier-3---15 | 5--4 | 126 | 100% | 282.3719 | 88.57% | 10.71% | 0.7177% | 12.3804 | 0 | 0 | 12.3804 | 0 | 10.747 | 37.7289 | 0.28485 | 10.747 | 37.7289 | 0.28485 | 12.5634 | 44.1055 | 0.28485 | 4.384% | 0.1808 | 0.17185 | 1561.7518 | 212.6103 | 161.3522 | 1187.7892 | 1571.0444 | 0 | 0 | 1571.0444 | 0.002599%
2028 | MOR1 | CB MOR1 | Tier-2 | Tier-2---4 | 5--5 | 97 | 100% | 584.1991 | 87.63% | 11.93% | 0.4377% | 25.3416 | 0 | 0 | 25.3416 | 0 | 21.9981 | 29.0453 | 0.75737 | 21.9981 | 29.0453 | 0.75737 | 25.7161 | 33.9542 | 0.75737 | 4.338% | 0.12647 | 0.12021 | 4619.2848 | 721.3686 | 522.5493 | 3375.3669 | 4649.0352 | 0 | 0 | 4649.0352 | 0.005319%
2028 | NVS1 | CB NVS1 | Tier-2 | Tier-2---12 | 4--5 | 10 | 100% | 109.1989 | 94.39% | 0% | 5.606% | 5.1023 | 0 | 0 | 5.1023 | 0 | 4.4292 | 2.9944 | 1.4792 | 4.4292 | 2.9944 | 1.4792 | 5.1777 | 3.5004 | 1.4792 | 4.673% | 0.029239 | 0.027792 | 3734.676 | 571.7006 | 249.4939 | 2913.4815 | 3745.5791 | 0 | 0 | 3745.5791 | 0.001071%
2028 | OK1 | CB OK1 | Tier-3 | Tier-3---7 | 5--5 | 593 | 100% | 1048.1259 | 93.55% | 5.94% | 0.509% | 48.5366 | 0 | 0 | 48.5366 | 0 | 42.1329 | 177.5654 | 0.23728 | 42.1329 | 177.5654 | 0.23728 | 49.2539 | 207.576 | 0.23728 | 4.631% | 0.20255 | 0.19252 | 5174.6627 | 847.3251 | 299.3088 | 4028.0288 | 5192.0406 | 0 | 0 | 5192.0406 | 0.01019%
2028 | PE1 | CB PE1 | Tier-3 | Tier-3---13 | 5--4 | 510 | 100% | 620.7512 | 74.86% | 24.36% | 0.7799% | 23.002 | 0 | 0 | 23.002 | 0 | 19.9673 | 152.7122 | 0.13075 | 19.9673 | 152.7122 | 0.13075 | 23.342 | 178.5223 | 0.13075 | 3.706% | 0.24168 | 0.22972 | 2568.4774 | 292.3041 | 583.6879 | 1692.4855 | 2602.1063 | 0 | 0 | 2602.1063 | 0.004828%
2028 | RA1 | CB RA1 | Tier-2 | Tier-2---2 | 5--5 | 214 | 100% | 1222.3715 | 85.76% | 13.62% | 0.6194% | 51.8894 | 0 | 0 | 51.8894 | 0 | 45.0434 | 64.0792 | 0.70293 | 45.0434 | 64.0792 | 0.70293 | 52.6563 | 74.9094 | 0.70293 | 4.245% | 0.14726 | 0.13997 | 8300.6807 | 1160.1787 | 1072.7493 | 6067.7527 | 8362.2497 | 0 | 0 | 8362.2497 | 0.01089%
2028 | RA2 | CB RA2 | Tier-2 | Tier-2---4 | 5--5 | 170 | 100% | 579.2495 | 83.34% | 16.16% | 0.4909% | 23.8972 | 0 | 0 | 23.8972 | 0 | 20.7443 | 50.9041 | 0.40752 | 20.7443 | 50.9041 | 0.40752 | 24.2503 | 59.5074 | 0.40752 | 4.126% | 0.12706 | 0.12077 | 4558.9302 | 908.2518 | 686.0992 | 2964.5792 | 4598.474 | 0 | 0 | 4598.474 | 0.005016%
2028 | RA3 | CB RA3 | Tier-2 | Tier-2---10 | 5--4 | 44 | 100% | 353.8636 | 22.75% | 76.17% | 1.082% | 3.9851 | 0 | 0 | 3.9851 | 0 | 3.4593 | 13.1752 | 0.26256 | 3.4593 | 13.1752 | 0.26256 | 4.0439 | 15.4019 | 0.26256 | 1.126% | 0.12911 | 0.12272 | 2740.8339 | 103.3538 | 1864.7752 | 772.7049 | 2851.0971 | 0 | 0 | 2851.0971 | 0.0008365%
2028 | RB1 | CB RB1 | Tier-3 | Tier-3---20 | 1--5 | 3 | 100% | 3.2964 | 98.93% | 0% | 1.066% | 0.16143 | 0 | 0 | 0.16143 | 0 | 0.14013 | 0.89831 | 0.156 | 0.14013 | 0.89831 | 0.156 | 0.16382 | 1.0501 | 0.156 | 4.897% | 0.0001458 | 0.00013858 | 22608.9431 | 3603.4994 | 517.2364 | 18488.2073 | 22621.4997 | 0 | 0 | 22621.4997 | 3.388e-05%
2028 | RC1 | CB RC1 | Tier-2 | Tier-2---4 | 4--5 | 182 | 100% | 397.5199 | 92.07% | 7.427% | 0.5025% | 18.117 | 0 | 0 | 18.117 | 0 | 15.7267 | 54.4973 | 0.28858 | 15.7267 | 54.4973 | 0.28858 | 18.3847 | 63.708 | 0.28858 | 4.558% | 0.084253 | 0.080083 | 4718.147 | 893.9653 | 343.0371 | 3481.1447 | 4737.6299 | 0 | 0 | 4737.6299 | 0.003803%
2028 | SL1 | CB SL1 | Tier-3 | Tier-3---11 | 5--5 | 316 | 100% | 677.9763 | 69.55% | 29.7% | 0.758% | 23.3394 | 0 | 0 | 23.3394 | 0 | 20.2601 | 94.6217 | 0.21412 | 20.2601 | 94.6217 | 0.21412 | 23.6843 | 110.6138 | 0.21412 | 3.443% | 0.19527 | 0.18561 | 3471.9301 | 456.3042 | 974.4203 | 2041.2056 | 3526.9947 | 0 | 0 | 3526.9947 | 0.004899%
2028 | SSC1 | CB SSC1 | Tier-2 | Tier-2---18 | 4--3 | 22 | 100% | 91.8404 | 1.784% | 94.85% | 3.363% | 0.081116 | 0 | 0 | 0.081116 | 0 | 0.070414 | 6.5876 | 0.010689 | 0.070414 | 6.5876 | 0.010689 | 0.082315 | 7.701 | 0.010689 | 0.08832% | 0.031528 | 0.029967 | 2912.9967 | 6.2531 | 2639.8755 | 266.8681 | 3061.9925 | 0 | 0 | 3061.9925 | 1.703e-05%
2028 | CTL1 | CTL1-3R | Tier-3 | Tier-3---14 | 5--4 | 375 | 100% | 691.1308 | 38.4% | 60.91% | 0.6868% | 13.1376 | 0 | 0 | 13.1376 | 0 | 11.4043 | 112.2884 | 0.10156 | 11.4043 | 112.2884 | 0.10156 | 13.3317 | 131.2664 | 0.10156 | 1.901% | 0.42513 | 0.40409 | 1625.6897 | 99.6026 | 905.5939 | 620.4932 | 1677.8405 | 0 | 0 | 1677.8405 | 0.002758%
2028 | DV1 | DV1-3R | Tier-3 | Tier-3---11 | 5--5 | 113 | 100% | 634.2705 | 72.29% | 26.89% | 0.8162% | 22.6974 | 0 | 0 | 22.6974 | 0 | 19.7028 | 33.8362 | 0.5823 | 19.7028 | 33.8362 | 0.5823 | 23.0328 | 39.5549 | 0.5823 | 3.578% | 0.19421 | 0.1846 | 3265.8667 | 390.6526 | 820.8791 | 2054.3349 | 3312.9907 | 0 | 0 | 3312.9907 | 0.004764%
2028 | RA1 | RA1-402R | Tier-3 | Tier-3---4 | 5--5 | 254 | 100% | 861.3982 | 92.86% | 6.845% | 0.2988% | 39.5931 | 0 | 0 | 39.5931 | 0 | 34.3694 | 76.0567 | 0.45189 | 34.3694 | 76.0567 | 0.45189 | 40.1782 | 88.9111 | 0.45189 | 4.596% | 0.12948 | 0.12307 | 6652.8745 | 1118.7394 | 431.7484 | 5102.3868 | 6677.6256 | 0 | 0 | 6677.6256 | 0.008311%
2028 | RB1 | RB1-427R | Tier-3 | Tier-3---7 | 5--5 | 570 | 100% | 996.0696 | 83.51% | 15.68% | 0.8099% | 41.1767 | 0 | 0 | 41.1767 | 0 | 35.7441 | 170.6784 | 0.20942 | 35.7441 | 170.6784 | 0.20942 | 41.7852 | 199.525 | 0.20942 | 4.134% | 0.15381 | 0.14619 | 6476.1764 | 929.4617 | 937.2221 | 4609.4925 | 6531.7795 | 0 | 0 | 6531.7795 | 0.008643%
2028 | RB1 | RB1-433R | Tier-3 | Tier-3---10 | 5--5 | 73 | 100% | 717.075 | 94.45% | 5% | 0.5477% | 33.526 | 0 | 0 | 33.526 | 0 | 29.1028 | 21.8588 | 1.3314 | 29.1028 | 21.8588 | 1.3314 | 34.0215 | 25.5532 | 1.3314 | 4.675% | 0.15284 | 0.14528 | 4691.5909 | 760.1035 | 231.5295 | 3699.958 | 4705.1455 | 0 | 0 | 4705.1455 | 0.007037%
2028 | TM1 | TM1-10R | Tier-3 | Tier-3---12 | 5--5 | 239 | 100% | 437.3004 | 95.61% | 3.838% | 0.5568% | 20.695 | 0 | 0 | 20.695 | 0 | 17.9646 | 71.5651 | 0.25103 | 17.9646 | 71.5651 | 0.25103 | 21.0009 | 83.6605 | 0.25103 | 4.732% | 0.093421 | 0.088796 | 4680.975 | 712.9363 | 184.5612 | 3783.4774 | 4691.6885 | 0 | 0 | 4691.6885 | 0.004344%

## Off_Cycle_Patrol
Off Cycle Patrol - Risk & Cost Benefit | [29 empty] | Summary Table |  | Baseline 2024 | Baseline 2024 | Baseline 2024 | WACC | WACC | WACC | H.D.R | H.D.R | H.D.R | S.D.R | S.D.R | S.D.R
[30 empty] | Year | Total Units (miles) | WF + PSPS + PEDS Risk Baseline (K$) | Baseline Risk Reduction (K$) | Baseline Risk Reduction (%) | PV Risk Reduced (K$) Year 40 | PV Total Cost Capital + O&M (K$) Year 40 | BCR WACC | PV Risk Reduced (K$) Year 40 | PV Total Cost Capital + O&M (K$) Year 40 | BCR HDR | PV Risk Reduced (K$) Year 40 | PV Total Cost Capital + O&M (K$) Year 40 | BCR SDR | Service Territory Risk Reduction (%)
back to index | [29 empty] | 2026 | 246834 | 387129.863 | 15549.6009 | 4.017% | 14833.2629 | 2007.6433 | 7.3884 | 14833.2629 | 2007.6433 | 7.3884 | 15625.8245 | 2114.9144 | 7.3884 | 3.264%
[9 empty] | Assumptions | Value | Units | Last Update | Comments |  |  |  | Notes | [12 empty] | 2027 | 246834 | 387129.863 | 15549.6009 | 4.017% | 14149.925 | 1915.1553 | 7.3884 | 14149.925 | 1915.1553 | 7.3884 | 15702.4216 | 2125.2817 | 7.3884 | 3.264%
[9 empty] | Capital Cost only in Year 0 | 0.0085264 | K$/inspection | 2025-05-07 |  |  |  |  | [1] SDG&E does not calculate the risk reduction for the safety and reliability attributes for this program. All risk reduction is considered to fall within the financial attribute. | [12 empty] | 2028 | 246834 | 387129.863 | 15549.6009 | 4.017% | 13498.0671 | 1826.9281 | 7.3884 | 13498.0671 | 1826.9281 | 7.3884 | 15779.3943 | 2135.6997 | 7.3884 | 3.264%
[9 empty] | Service Drop factor | 0% | % | 2025-05-07 |  |  |  |  | [2] To avoid double counting of foundational cost SDG&E assumes no foundational cost for this program. | [12 empty] | Total 2026-2028 | 740502 | 1161389.589 | 46648.8028 | 4.017% | 42481.255 | 5749.7267 | 7.3884 | 42481.255 | 5749.7267 | 7.3884 | 47107.6404 | 6375.8959 | 7.3884 | 9.792%
[9 empty] | OH to UG conversion factor | 0% | % | 2025-05-07
[9 empty] | Long-term Ongoing costs | 0 | $/unit | 2025-05-07
[9 empty] | Lifetime | 1 | Years | 2025-05-07
[9 empty] | Inflation Assumption to adjust Baseline | 2.5% |  | 2025-05-07
[9 empty] | Mitigation Effectiveness Estimate (%) | 4.95% | % | 2025-05-07
[9 empty] | Additional Installation Cost (O&M) only in Year 0 | 0 | M$/mile | 2025-05-07
[13 empty] | [1] | [1] | [1] | [2]
[8 empty] | Baseline 2025 | Baseline 2025 | Baseline 2025 | Baseline 2025 | Baseline 2025 | Baseline 2025 | Baseline 2025 | Baseline 2025 | Baseline 2025 | WACC | WACC | WACC | H.D.R | H.D.R | H.D.R | S.D.R | S.D.R | S.D.R |  |  |  | Pre - Mitigation CoRE |  |  |  | Post - Mitigation CoRE
Year | Feeder | Feeder Segment | HFTD Tier | Tranche ID HTM | Tranche ID Quintile | Total Units | %Trees in the Scope | WF + PSPS + PEDS Risk Baseline (K$/year) | Baseline Wildfire (%) | Baseline PSPS (%) | Baseline PEDS (%) | Risk Reduction (K$/year) | Safety Risk Reduction (K$/year) | Reliability Risk Reduction (K$/year) | Financial Risk Reduction (K$/year) | Mitigation Annual Cost (K$/year) | PV Risk Reduced (K$) Year 55 | PV Total Cost Capital + O&M (K$) Year 55 | BCR WACC | PV Risk Reduced (K$) Year 55 | PV Total Cost Capital + O&M (K$) Year 55 | BCR HDR | PV Risk Reduced (K$) Year 55 | PV Total Cost Capital + O&M (K$) Year 55 | BCR SDR | Risk Reduction % | Pre-Mitigation LoRE | Post-Mitigation LoRE | Pre-Mitigated CoRE [K$] | Pre-Mitigated CoRE Safety [K$] | Pre-Mitigated CoRE Reliability [K$] | Pre-Mitigated CoRE Financial [K$] | Post-Mitigated CoRE [K$] | Post-Mitigated CoRE Safety [K$] | Post-Mitigated CoRE Reliability [K$] | Post-Mitigated CoRE Financial [K$] | Service Territory Risk Reduction (%)
2026 | 1001 | 1001-1231F | Tier-2 | Tier-2---15 | 3--3 | 6 | 100% | 14.0535 | 92.14% | 7.108% | 0.7568% | 0.64094 | 0 | 0 | 0.64094 | 0 | 0.61141 | 0.048801 | 12.5285 | 0.61141 | 0.048801 | 12.5285 | 0.64408 | 0.051409 | 12.5285 | 4.561% | 0.025088 | 0.023847 | 560.1576 | 85.0993 | 40.4936 | 434.5648 | 562.4519 | 0 | 0 | 562.4519 | 0.0001345%
2026 | 1001 | 1001-1814AE | Tier-2 | Tier-2---11 | 5--3 | 86 | 100% | 47.9998 | 92.92% | 6.426% | 0.6525% | 2.2078 | 0 | 0 | 2.2078 | 0 | 2.1061 | 0.69949 | 3.0109 | 2.1061 | 0.69949 | 3.0109 | 2.2186 | 0.73686 | 3.0109 | 4.6% | 0.094213 | 0.089549 | 509.4829 | 78.1654 | 33.1388 | 398.1787 | 511.361 | 0 | 0 | 511.361 | 0.0004634%
2026 | 1001 | 1001-1820F | Tier-2 | Tier-2---5 | 5--5 | 1144 | 100% | 829.5199 | 57.26% | 42.23% | 0.5113% | 23.5124 | 0 | 0 | 23.5124 | 0 | 22.4292 | 9.3048 | 2.4105 | 22.4292 | 9.3048 | 2.4105 | 23.6276 | 9.802 | 2.4105 | 2.834% | 0.12846 | 0.1221 | 6457.4377 | 610.0184 | 2517.829 | 3329.5903 | 6601.1622 | 0 | 0 | 6601.1622 | 0.004935%
2026 | 1006 | 1006-829F | Tier-2 | Tier-2---15 | 1--5 | 4 | 100% | 17.7536 | 98.49% | 0% | 1.506% | 0.86556 | 0 | 0 | 0.86556 | 0 | 0.82569 | 0.032534 | 25.379 | 0.82569 | 0.032534 | 25.379 | 0.86981 | 0.034273 | 25.379 | 4.875% | 0.0022112 | 0.0021017 | 8028.9403 | 1624.4298 | 111.3505 | 6293.1601 | 8035.239 | 0 | 0 | 8035.239 | 0.0001817%
2026 | 1021 | 1021-1748F | Tier-3 | Tier-3---2 | 5--5 | 1369 | 100% | 3232.7645 | 89.58% | 10.03% | 0.3884% | 143.3482 | 0 | 0 | 143.3482 | 0 | 136.7444 | 11.1349 | 12.2807 | 136.7444 | 11.1349 | 12.2807 | 144.0509 | 11.7298 | 12.2807 | 4.434% | 0.16564 | 0.15744 | 19517.3055 | 3280.9667 | 1890.5731 | 14345.7657 | 19623.2124 | 0 | 0 | 19623.2124 | 0.03009%
2026 | 1021 | 1021-1760R | Tier-3 | Tier-3---6 | 5--5 | 234 | 100% | 678.7974 | 81.46% | 18.22% | 0.3148% | 27.3725 | 0 | 0 | 27.3725 | 0 | 26.1115 | 1.9033 | 13.7194 | 26.1115 | 1.9033 | 13.7194 | 27.5067 | 2.005 | 13.7194 | 4.032% | 0.10829 | 0.10293 | 6268.2599 | 949.9835 | 1058.3856 | 4259.8908 | 6328.7664 | 0 | 0 | 6328.7664 | 0.005746%
2026 | 1021 | 1021-25R | Tier-3 | Tier-3---2 | 5--5 | 633 | 100% | 1498.4695 | 96.3% | 3.418% | 0.2826% | 71.4297 | 0 | 0 | 71.4297 | 0 | 68.1391 | 5.1486 | 13.2346 | 68.1391 | 5.1486 | 13.2346 | 71.7798 | 5.4236 | 13.2346 | 4.767% | 0.12361 | 0.11749 | 12122.637 | 2220.1266 | 404.4712 | 9498.0392 | 12145.9969 | 0 | 0 | 12145.9969 | 0.01499%
2026 | 1021 | 1021-855 | Tier-3 | Tier-3---10 | 5--5 | 269 | 100% | 466.7529 | 94.79% | 4.788% | 0.426% | 21.8995 | 0 | 0 | 21.8995 | 0 | 20.8906 | 2.1879 | 9.5481 | 20.8906 | 2.1879 | 9.5481 | 22.0068 | 2.3048 | 9.5481 | 4.692% | 0.10909 | 0.10369 | 4278.6432 | 663.1014 | 202.1105 | 3413.4312 | 4290.2623 | 0 | 0 | 4290.2623 | 0.004597%
2026 | 1021 | 1021-883R | Tier-3 | Tier-3---16 | 5--4 | 53 | 100% | 128.5827 | 95.57% | 4.014% | 0.4192% | 6.0827 | 0 | 0 | 6.0827 | 0 | 5.8024 | 0.43108 | 13.4603 | 5.8024 | 0.43108 | 13.4603 | 6.1125 | 0.45411 | 13.4603 | 4.731% | 0.10042 | 0.095448 | 1280.464 | 200.1169 | 52.1937 | 1028.1534 | 1283.4204 | 0 | 0 | 1283.4204 | 0.001277%
2026 | 1021 | 1021-92 | Tier-3 | Tier-3---15 | 5--4 | 30 | 100% | 73.801 | 95.78% | 3.784% | 0.4383% | 3.4989 | 0 | 0 | 3.4989 | 0 | 3.3377 | 0.24401 | 13.6787 | 3.3377 | 0.24401 | 13.6787 | 3.516 | 0.25704 | 13.6787 | 4.741% | 0.099013 | 0.094112 | 745.3636 | 116.7498 | 26.9385 | 601.6753 | 747.0028 | 0 | 0 | 747.0028 | 0.0007344%
2026 | 1022 | 1022-17F | Tier-3 | Tier-3---4 | 5--5 | 392 | 100% | 887.1334 | 95.91% | 3.733% | 0.3607% | 42.1153 | 0 | 0 | 42.1153 | 0 | 40.1752 | 3.1884 | 12.6006 | 40.1752 | 3.1884 | 12.6006 | 42.3218 | 3.3587 | 12.6006 | 4.747% | 0.10945 | 0.10403 | 8105.3609 | 1393.5381 | 301.1063 | 6410.7165 | 8122.6419 | 0 | 0 | 8122.6419 | 0.00884%
2026 | 1022 | 1022-26R | Tier-3 | Tier-3---15 | 4--4 | 14 | 100% | 67.2303 | 92.09% | 7.549% | 0.3574% | 3.0648 | 0 | 0 | 3.0648 | 0 | 2.9236 | 0.11387 | 25.6748 | 2.9236 | 0.11387 | 25.6748 | 3.0798 | 0.11995 | 25.6748 | 4.559% | 0.092662 | 0.088075 | 725.545 | 109.1423 | 50.7298 | 565.6729 | 728.5325 | 0 | 0 | 728.5325 | 0.0006433%
2026 | 1022 | 1022-322R | Tier-3 | Tier-3---10 | 5--5 | 221 | 100% | 526.8683 | 92.1% | 7.447% | 0.4577% | 24.0185 | 0 | 0 | 24.0185 | 0 | 22.912 | 1.7975 | 12.7464 | 22.912 | 1.7975 | 12.7464 | 24.1362 | 1.8936 | 12.7464 | 4.559% | 0.10587 | 0.10063 | 4976.7569 | 830.1937 | 356.0985 | 3790.4647 | 4997.2437 | 0 | 0 | 4997.2437 | 0.005041%
2026 | 1023 | 1023-200R | Tier-2 | Tier-2---5 | 4--5 | 209 | 100% | 340.3967 | 93.71% | 5.554% | 0.7407% | 15.7891 | 0 | 0 | 15.7891 | 0 | 15.0617 | 1.6999 | 8.8602 | 15.0617 | 1.6999 | 8.8602 | 15.8665 | 1.7907 | 8.8602 | 4.638% | 0.083115 | 0.079 | 4095.5104 | 628.6418 | 234.4876 | 3232.381 | 4108.9353 | 0 | 0 | 4108.9353 | 0.003314%
2026 | 1023 | 1023-46AE | Tier-2 | Tier-2---2 | 5--5 | 1740 | 100% | 1480.046 | 74.84% | 24.29% | 0.8655% | 54.8311 | 0 | 0 | 54.8311 | 0 | 52.3052 | 14.1524 | 3.6958 | 52.3052 | 14.1524 | 3.6958 | 55.0999 | 14.9086 | 3.6958 | 3.705% | 0.13914 | 0.13225 | 10637.4667 | 1301.0798 | 2440.2216 | 6896.1652 | 10776.8346 | 0 | 0 | 10776.8346 | 0.01151%
2026 | 1023 | 1023-48R | Tier-2 | Tier-2---5 | 5--5 | 1132 | 100% | 664.4014 | 85.5% | 12.99% | 1.509% | 28.1206 | 0 | 0 | 28.1206 | 0 | 26.8252 | 9.2072 | 2.9135 | 26.8252 | 9.2072 | 2.9135 | 28.2585 | 9.6992 | 2.9135 | 4.232% | 0.12816 | 0.12182 | 5184.0424 | 718.5028 | 688.8951 | 3776.6445 | 5223.1761 | 0 | 0 | 5223.1761 | 0.005903%
2026 | 1023 | 1023-89R | Tier-2 | Tier-2---11 | 4--4 | 220 | 100% | 171.3673 | 58.84% | 39.57% | 1.585% | 4.9915 | 0 | 0 | 4.9915 | 0 | 4.7615 | 1.7894 | 2.661 | 4.7615 | 1.7894 | 2.661 | 5.0159 | 1.885 | 2.661 | 2.913% | 0.083403 | 0.079275 | 2054.6806 | 198.0279 | 761.6338 | 1095.0189 | 2098.7199 | 0 | 0 | 2098.7199 | 0.001048%
2026 | 1030 | 1030-1728R | Tier-3 | Tier-3---9 | 5--5 | 105 | 100% | 527.0422 | 83.47% | 16.25% | 0.2733% | 21.7771 | 0 | 0 | 21.7771 | 0 | 20.7739 | 0.85403 | 24.3246 | 20.7739 | 0.85403 | 24.3246 | 21.8838 | 0.89966 | 24.3246 | 4.132% | 0.23544 | 0.22379 | 2238.5434 | 326.4296 | 340.3101 | 1571.8036 | 2257.8096 | 0 | 0 | 2257.8096 | 0.004571%
2026 | 1030 | 1030-1777 | Tier-3 | Tier-3---5 | 5--5 | 269 | 100% | 1156.6044 | 85.87% | 13.79% | 0.3401% | 49.1606 | 0 | 0 | 49.1606 | 0 | 46.8959 | 2.1879 | 21.4339 | 46.8959 | 2.1879 | 21.4339 | 49.4016 | 2.3048 | 21.4339 | 4.25% | 0.24629 | 0.2341 | 4696.0317 | 680.3464 | 620.6467 | 3395.0386 | 4730.5949 | 0 | 0 | 4730.5949 | 0.01032%
2026 | 1030 | 1030-1823F | Tier-3 | Tier-3---13 | 5--5 | 107 | 100% | 202.5757 | 94.25% | 5.49% | 0.2586% | 9.4511 | 0 | 0 | 9.4511 | 0 | 9.0157 | 0.87029 | 10.3594 | 9.0157 | 0.87029 | 10.3594 | 9.4974 | 0.91679 | 10.3594 | 4.665% | 0.10605 | 0.1008 | 1910.1293 | 293.8795 | 98.2865 | 1517.9633 | 1915.8474 | 0 | 0 | 1915.8474 | 0.001984%
2026 | 1030 | 1030-18R | Tier-3 | Tier-3---7 | 5--5 | 209 | 100% | 693.6608 | 87.49% | 12.21% | 0.2965% | 30.0406 | 0 | 0 | 30.0406 | 0 | 28.6567 | 1.6999 | 16.8577 | 28.6567 | 1.6999 | 16.8577 | 30.1878 | 1.7907 | 16.8577 | 4.331% | 0.23843 | 0.22663 | 2909.3141 | 434.9069 | 331.8024 | 2142.6047 | 2928.2688 | 0 | 0 | 2928.2688 | 0.006306%
2026 | 1030 | 1030-20R | Tier-3 | Tier-3---3 | 5--5 | 1458 | 100% | 2610.2797 | 91.86% | 7.744% | 0.3915% | 118.6968 | 0 | 0 | 118.6968 | 0 | 113.2286 | 11.8588 | 9.5481 | 113.2286 | 11.8588 | 9.5481 | 119.2786 | 12.4924 | 9.5481 | 4.547% | 0.28668 | 0.27249 | 9105.2413 | 1516.1831 | 664.7389 | 6924.3193 | 9143.8195 | 0 | 0 | 9143.8195 | 0.02491%
2026 | 1030 | 1030-42R | Tier-3 | Tier-3---3 | 5--5 | 1503 | 100% | 2942.2545 | 85.79% | 13.83% | 0.3713% | 124.9524 | 0 | 0 | 124.9524 | 0 | 119.1961 | 12.2248 | 9.7504 | 119.1961 | 12.2248 | 9.7504 | 125.5649 | 12.878 | 9.7504 | 4.247% | 0.28228 | 0.2683 | 10423.3029 | 1628.0334 | 1345.6404 | 7449.6291 | 10500.4141 | 0 | 0 | 10500.4141 | 0.02623%
2026 | 1030 | 1030-989R | Tier-3 | Tier-3---3 | 5--5 | 1232 | 100% | 3020.5785 | 92.73% | 6.883% | 0.3901% | 138.6439 | 0 | 0 | 138.6439 | 0 | 132.2569 | 10.0206 | 13.1985 | 132.2569 | 10.0206 | 13.1985 | 139.3235 | 10.556 | 13.1985 | 4.59% | 0.30703 | 0.29183 | 9838.1975 | 1537.3198 | 631.4887 | 7669.389 | 9875.4617 | 0 | 0 | 9875.4617 | 0.0291%
2026 | 1039 | 1039-13 | Tier-2 | Tier-2---3 | 5--5 | 1991 | 100% | 2056.5259 | 80.69% | 18.74% | 0.569% | 82.1418 | 0 | 0 | 82.1418 | 0 | 78.3577 | 16.194 | 4.8387 | 78.3577 | 16.194 | 4.8387 | 82.5445 | 17.0592 | 4.8387 | 3.994% | 0.1351 | 0.12841 | 15222.1821 | 2652.795 | 2719.3692 | 9850.0179 | 15375.2522 | 0 | 0 | 15375.2522 | 0.01724%
2026 | 1073 | 1073-872F | Tier-2 | Tier-2---20 | 3--2 | 43 | 100% | 7.9014 | 70.78% | 23.83% | 5.396% | 0.27682 | 0 | 0 | 0.27682 | 0 | 0.26407 | 0.34974 | 0.75503 | 0.26407 | 0.34974 | 0.75503 | 0.27817 | 0.36843 | 0.75503 | 3.503% | 0.018584 | 0.017664 | 425.1621 | 49.479 | 114.8811 | 260.802 | 431.6327 | 0 | 0 | 431.6327 | 5.81e-05%
2026 | 1073 | 1073-886F | Tier-2 | Tier-2---20 | 3--2 | 25 | 100% | 24.1814 | 4.506% | 95.04% | 0.4562% | 0.053933 | 0 | 0 | 0.053933 | 0 | 0.051448 | 0.20334 | 0.25302 | 0.051448 | 0.20334 | 0.25302 | 0.054197 | 0.2142 | 0.25302 | 0.223% | 0.016776 | 0.015946 | 1441.409 | 12.0618 | 1249.7892 | 179.558 | 1513.0923 | 0 | 0 | 1513.0923 | 1.132e-05%
2026 | 1073 | 1073-887F | Tier-2 | Tier-2---21 | 3--1 | 4 | 100% | 4.8278 | 14.92% | 83.66% | 1.424% | 0.035654 | 0 | 0 | 0.035654 | 0 | 0.034012 | 0.032534 | 1.0454 | 0.034012 | 0.032534 | 1.0454 | 0.035829 | 0.034273 | 1.0454 | 0.7385% | 0.016639 | 0.015815 | 290.1481 | 7.5827 | 212.0226 | 70.5428 | 303.004 | 0 | 0 | 303.004 | 7.484e-06%
2026 | 1090 | 1090-1734 | Tier-3 | Tier-3---16 | 2--5 | 19 | 100% | 102.6812 | 94.73% | 4.077% | 1.193% | 4.8148 | 0 | 0 | 4.8148 | 0 | 4.593 | 0.15454 | 29.721 | 4.593 | 0.15454 | 29.721 | 4.8384 | 0.1628 | 29.721 | 4.689% | 0.01345 | 0.012784 | 7634.5181 | 1203.6871 | 422.3196 | 6008.5114 | 7655.4733 | 0 | 0 | 7655.4733 | 0.001011%
2026 | 1090 | 1090-636R | Tier-3 | Tier-3---15 | 5--3 | 140 | 100% | 202.402 | 73% | 25.01% | 1.988% | 7.3141 | 0 | 0 | 7.3141 | 0 | 6.9771 | 1.1387 | 6.1273 | 6.9771 | 1.1387 | 6.1273 | 7.3499 | 1.1995 | 6.1273 | 3.614% | 0.38465 | 0.36561 | 526.2047 | 57.0359 | 118.3494 | 350.8194 | 533.603 | 0 | 0 | 533.603 | 0.001535%
2026 | 1090 | 1090-70F | Tier-2 | Tier-2---15 | 2--5 | 37 | 100% | 35.1863 | 53.14% | 45.71% | 1.154% | 0.92556 | 0 | 0 | 0.92556 | 0 | 0.88292 | 0.30094 | 2.9338 | 0.88292 | 0.30094 | 2.9338 | 0.93009 | 0.31702 | 2.9338 | 2.63% | 0.0083 | 0.0078891 | 4239.3083 | 364.6844 | 1853.0615 | 2021.5624 | 4342.7622 | 0 | 0 | 4342.7622 | 0.0001943%
2026 | 1090 | 1090-73F | Tier-3 | Tier-3---10 | 4--5 | 600 | 100% | 724.1417 | 96.98% | 2.008% | 1.013% | 34.7621 | 0 | 0 | 34.7621 | 0 | 33.1607 | 4.8801 | 6.795 | 33.1607 | 4.8801 | 6.795 | 34.9325 | 5.1409 | 6.795 | 4.8% | 0.046754 | 0.044439 | 15488.4699 | 2874.558 | 442.3847 | 12171.5272 | 15512.8378 | 0 | 0 | 15512.8378 | 0.007297%
2026 | 1090 | 1090-74F | Tier-3 | Tier-3---10 | 4--5 | 661 | 100% | 595.9278 | 96.92% | 1.794% | 1.287% | 28.5897 | 0 | 0 | 28.5897 | 0 | 27.2726 | 5.3763 | 5.0728 | 27.2726 | 5.3763 | 5.0728 | 28.7298 | 5.6636 | 5.0728 | 4.798% | 0.045737 | 0.043473 | 13029.5603 | 2451.0895 | 420.5295 | 10157.9412 | 13050.4642 | 0 | 0 | 13050.4642 | 0.006001%
2026 | 1094 | 1094-35F | Tier-2 | Tier-2---7 | 3--5 | 315 | 100% | 314.0502 | 98.71% | 0% | 1.287% | 15.3455 | 0 | 0 | 15.3455 | 0 | 14.6385 | 2.5621 | 5.7135 | 14.6385 | 2.5621 | 5.7135 | 15.4207 | 2.699 | 5.7135 | 4.886% | 0.020398 | 0.019388 | 15396.4279 | 2493.2081 | 249.741 | 12653.4788 | 15406.7451 | 0 | 0 | 15406.7451 | 0.003221%
2026 | 1094 | 1094-7 | Tier-2 | Tier-2---17 | 2--4 | 124 | 100% | 23.6343 | 95.14% | 0% | 4.857% | 1.1131 | 0 | 0 | 1.1131 | 0 | 1.0618 | 1.0086 | 1.0528 | 1.0618 | 1.0086 | 1.0528 | 1.1185 | 1.0625 | 1.0528 | 4.71% | 0.0065074 | 0.0061853 | 3631.9148 | 548.3695 | 294.63 | 2788.9153 | 3641.1014 | 0 | 0 | 3641.1014 | 0.0002336%
2026 | 1100 | 1100-1168F | Tier-2 | Tier-2---18 | 4--2 | 1 | 100% | 7.378 | 90.91% | 7.749% | 1.342% | 0.33201 | 0 | 0 | 0.33201 | 0 | 0.31672 | 0.0081336 | 38.9396 | 0.31672 | 0.0081336 | 38.9396 | 0.33364 | 0.0085682 | 38.9396 | 4.5% | 0.070904 | 0.067394 | 104.0564 | 15.6381 | 7.6766 | 80.7416 | 104.549 | 0 | 0 | 104.549 | 6.969e-05%
2026 | 1100 | 1100-1172R | Tier-2 | Tier-2---7 | 4--5 | 22 | 100% | 224.6699 | 96.97% | 2.526% | 0.5062% | 10.7839 | 0 | 0 | 10.7839 | 0 | 10.2871 | 0.17894 | 57.4896 | 10.2871 | 0.17894 | 57.4896 | 10.8368 | 0.1885 | 57.4896 | 4.8% | 0.080798 | 0.076798 | 2780.644 | 645.5698 | 68.3515 | 2066.7227 | 2785.0355 | 0 | 0 | 2785.0355 | 0.002264%
2026 | 1105 | 1105-1479 | Tier-2 | Tier-2---4 | 5--5 | 102 | 100% | 388.9465 | 99.2% | 0.3457% | 0.4512% | 19.0994 | 0 | 0 | 19.0994 | 0 | 18.2196 | 0.82962 | 21.9612 | 18.2196 | 0.82962 | 21.9612 | 19.1931 | 0.87395 | 21.9612 | 4.911% | 0.10556 | 0.10034 | 3684.559 | 828.8019 | 25.956 | 2829.8012 | 3686.0881 | 0 | 0 | 3686.0881 | 0.004009%
2026 | 1105 | 1105-1483 | Tier-2 | Tier-2---11 | 4--4 | 57 | 100% | 59.1581 | 61.98% | 37.43% | 0.5957% | 1.8149 | 0 | 0 | 1.8149 | 0 | 1.7313 | 0.46361 | 3.7343 | 1.7313 | 0.46361 | 3.7343 | 1.8238 | 0.48839 | 3.7343 | 3.068% | 0.063819 | 0.06066 | 926.9702 | 95.1212 | 282.7416 | 549.1075 | 945.3255 | 0 | 0 | 945.3255 | 0.0003809%
2026 | 1118 | 1118-1718F | Tier-2 | Tier-2---10 | 5--4 | 53 | 100% | 86.4712 | 94.68% | 4.653% | 0.67% | 4.0525 | 0 | 0 | 4.0525 | 0 | 3.8658 | 0.43108 | 8.9677 | 3.8658 | 0.43108 | 8.9677 | 4.0723 | 0.45411 | 8.9677 | 4.686% | 0.10781 | 0.10247 | 802.0788 | 148.072 | 34.1971 | 619.8097 | 804.3024 | 0 | 0 | 804.3024 | 0.0008506%
2026 | 1138 | 1138-6R | Tier-2 | Tier-2---5 | 5--5 | 1839 | 100% | 1117.3657 | 63.79% | 34.95% | 1.264% | 35.2809 | 0 | 0 | 35.2809 | 0 | 33.6556 | 14.9576 | 2.2501 | 33.6556 | 14.9576 | 2.2501 | 35.4539 | 15.7569 | 2.2501 | 3.158% | 0.17153 | 0.16304 | 6514.2797 | 790.3405 | 2180.8634 | 3543.0757 | 6637.1286 | 0 | 0 | 6637.1286 | 0.007405%
2026 | 1162 | 1162-324R | Tier-2 | Tier-2---13 | 4--3 | 21 | 100% | 67.3479 | 58.69% | 38.45% | 2.854% | 1.9567 | 0 | 0 | 1.9567 | 0 | 1.8665 | 0.17081 | 10.9279 | 1.8665 | 0.17081 | 10.9279 | 1.9663 | 0.17993 | 10.9279 | 2.905% | 0.068658 | 0.065259 | 980.9191 | 90.4084 | 338.5141 | 551.9967 | 1002.0201 | 0 | 0 | 1002.0201 | 0.0004107%
2026 | 1162 | 1162-329R | Tier-2 | Tier-2---13 | 4--3 | 23 | 100% | 43.5602 | 84.31% | 12.05% | 3.642% | 1.8179 | 0 | 0 | 1.8179 | 0 | 1.7341 | 0.18707 | 9.2698 | 1.7341 | 0.18707 | 9.2698 | 1.8268 | 0.19707 | 9.2698 | 4.173% | 0.070019 | 0.066553 | 622.1156 | 81.8972 | 81.6762 | 458.5422 | 627.1997 | 0 | 0 | 627.1997 | 0.0003816%
2026 | 1162 | 1162-363 | Tier-2 | Tier-2---13 | 4--3 | 9 | 100% | 41.7736 | 86.9% | 10.44% | 2.668% | 1.7968 | 0 | 0 | 1.7968 | 0 | 1.7141 | 0.073202 | 23.4155 | 1.7141 | 0.073202 | 23.4155 | 1.8056 | 0.077113 | 23.4155 | 4.301% | 0.064829 | 0.06162 | 644.3653 | 89.5043 | 68.646 | 486.215 | 648.7625 | 0 | 0 | 648.7625 | 0.0003772%
2026 | 1166 | 1166-15R | Tier-3 | Tier-3---11 | 5--5 | 149 | 100% | 528.031 | 87.26% | 12.17% | 0.5736% | 22.8075 | 0 | 0 | 22.8075 | 0 | 21.7568 | 1.2119 | 17.9526 | 21.7568 | 1.2119 | 17.9526 | 22.9193 | 1.2767 | 17.9526 | 4.319% | 0.19397 | 0.18436 | 2722.2863 | 390.5327 | 317.9476 | 2013.8061 | 2740.3485 | 0 | 0 | 2740.3485 | 0.004787%
2026 | 1166 | 1166-18R | Tier-3 | Tier-3---5 | 5--5 | 224 | 100% | 1129.6851 | 97.99% | 1.718% | 0.2919% | 54.7956 | 0 | 0 | 54.7956 | 0 | 52.2713 | 1.8219 | 28.6902 | 52.2713 | 1.8219 | 28.6902 | 55.0642 | 1.9193 | 28.6902 | 4.851% | 0.21365 | 0.20307 | 5287.5602 | 933.108 | 102.1782 | 4252.2741 | 5293.094 | 0 | 0 | 5293.094 | 0.0115%
2026 | 1166 | 1166-342R | Tier-3 | Tier-3---5 | 5--5 | 469 | 100% | 1306.4494 | 92.9% | 6.658% | 0.4418% | 60.0776 | 0 | 0 | 60.0776 | 0 | 57.3099 | 3.8146 | 15.0236 | 57.3099 | 3.8146 | 15.0236 | 60.3721 | 4.0185 | 15.0236 | 4.599% | 0.21878 | 0.20795 | 5971.6251 | 888.1999 | 386.1133 | 4697.3119 | 5993.7061 | 0 | 0 | 5993.7061 | 0.01261%
2026 | 1215 | 1215-12R | Tier-3 | Tier-3---9 | 5--4 | 78 | 100% | 1149.8777 | 88.93% | 10.69% | 0.3802% | 50.6191 | 0 | 0 | 50.6191 | 0 | 48.2871 | 0.63442 | 76.1124 | 48.2871 | 0.63442 | 76.1124 | 50.8672 | 0.66832 | 76.1124 | 4.402% | 0.69907 | 0.66447 | 1644.8687 | 214.1134 | 166.723 | 1264.0324 | 1654.3499 | 0 | 0 | 1654.3499 | 0.01062%
2026 | 1215 | 1215-28R | Tier-3 | Tier-3---14 | 5--3 | 54 | 100% | 466.2657 | 75.31% | 24.3% | 0.3892% | 17.3819 | 0 | 0 | 17.3819 | 0 | 16.5811 | 0.43921 | 37.7519 | 16.5811 | 0.43921 | 37.7519 | 17.4671 | 0.46268 | 37.7519 | 3.728% | 0.66756 | 0.63451 | 698.4647 | 77.4157 | 150.4059 | 470.6431 | 707.4453 | 0 | 0 | 707.4453 | 0.003648%
2026 | 1215 | 1215-32R | Tier-3 | Tier-3---7 | 5--4 | 327 | 100% | 1677.0531 | 82.12% | 17.49% | 0.3917% | 68.1738 | 0 | 0 | 68.1738 | 0 | 65.0332 | 2.6597 | 24.4515 | 65.0332 | 2.6597 | 24.4515 | 68.508 | 2.8018 | 24.4515 | 4.065% | 0.68132 | 0.6476 | 2461.4685 | 295.8109 | 389.7657 | 1775.8918 | 2484.3845 | 0 | 0 | 2484.3845 | 0.01431%
2026 | 1233 | 1233-259R | Tier-3 | Tier-3---16 | 5--4 | 133 | 100% | 252.1704 | 91.31% | 7.348% | 1.341% | 11.3978 | 0 | 0 | 11.3978 | 0 | 10.8727 | 1.0818 | 10.0509 | 10.8727 | 1.0818 | 10.0509 | 11.4536 | 1.1396 | 10.0509 | 4.52% | 0.12749 | 0.12118 | 1978.0181 | 293.7888 | 180.7034 | 1503.5259 | 1986.9694 | 0 | 0 | 1986.9694 | 0.002392%
2026 | 1233 | 1233-585R | Tier-3 | Tier-3---12 | 5--5 | 440 | 100% | 496.1989 | 88.91% | 10.23% | 0.8642% | 21.8376 | 0 | 0 | 21.8376 | 0 | 20.8316 | 3.5788 | 5.8209 | 20.8316 | 3.5788 | 5.8209 | 21.9446 | 3.77 | 5.8209 | 4.401% | 0.12988 | 0.12345 | 3820.3589 | 569.6038 | 386.1666 | 2864.5885 | 3842.4262 | 0 | 0 | 3842.4262 | 0.004584%
2026 | 1233 | 1233-587R | Tier-3 | Tier-3---13 | 5--5 | 759 | 100% | 468.3326 | 86.93% | 12.01% | 1.054% | 20.1536 | 0 | 0 | 20.1536 | 0 | 19.2252 | 6.1734 | 3.1142 | 19.2252 | 6.1734 | 3.1142 | 20.2524 | 6.5032 | 3.1142 | 4.303% | 0.13489 | 0.12821 | 3472.0209 | 495.7254 | 420.8281 | 2555.4674 | 3495.6448 | 0 | 0 | 3495.6448 | 0.00423%
2026 | 1233 | 1233-589R | Tier-3 | Tier-3---16 | 5--4 | 92 | 100% | 204.2414 | 92.81% | 6.245% | 0.9483% | 9.3828 | 0 | 0 | 9.3828 | 0 | 8.9505 | 0.74829 | 11.9613 | 8.9505 | 0.74829 | 11.9613 | 9.4288 | 0.78827 | 11.9613 | 4.594% | 0.11751 | 0.11169 | 1738.0856 | 257.6679 | 107.3811 | 1373.0366 | 1744.5963 | 0 | 0 | 1744.5963 | 0.001969%
2026 | 1233 | 1233-591R | Tier-3 | Tier-3---12 | 5--5 | 550 | 100% | 575.4654 | 90.21% | 8.957% | 0.8354% | 25.6963 | 0 | 0 | 25.6963 | 0 | 24.5125 | 4.4735 | 5.4795 | 24.5125 | 4.4735 | 5.4795 | 25.8222 | 4.7125 | 5.4795 | 4.465% | 0.13142 | 0.12491 | 4378.9662 | 686.8056 | 385.5684 | 3306.5923 | 4401.2964 | 0 | 0 | 4401.2964 | 0.005394%
2026 | 1242 | 1242-1079R | Tier-2 | Tier-2---12 | 2--5 | 6 | 100% | 62.7006 | 97.78% | 0% | 2.22% | 3.0348 | 0 | 0 | 3.0348 | 0 | 2.895 | 0.048801 | 59.3217 | 2.895 | 0.048801 | 59.3217 | 3.0497 | 0.051409 | 59.3217 | 4.84% | 0.0067316 | 0.0063984 | 9314.3707 | 3724.1415 | 317.0899 | 5273.1393 | 9325.1374 | 0 | 0 | 9325.1374 | 0.000637%
2026 | 1242 | 1242-1084 | Tier-2 | Tier-2---12 | 2--5 | 63 | 100% | 67.671 | 98.5% | 0% | 1.502% | 3.2994 | 0 | 0 | 3.2994 | 0 | 3.1474 | 0.51242 | 6.1423 | 3.1474 | 0.51242 | 6.1423 | 3.3156 | 0.53979 | 6.1423 | 4.876% | 0.005996 | 0.0056992 | 11286.0292 | 3154.1305 | 158.2746 | 7973.6241 | 11294.8588 | 0 | 0 | 11294.8588 | 0.0006925%
2026 | 1243 | 1243-319R | Tier-2 | Tier-2---9 | 4--4 | 115 | 100% | 157.976 | 95.24% | 3.794% | 0.9624% | 7.4479 | 0 | 0 | 7.4479 | 0 | 7.1048 | 0.93536 | 7.5957 | 7.1048 | 0.93536 | 7.5957 | 7.4844 | 0.98534 | 7.5957 | 4.715% | 0.081051 | 0.077039 | 1949.0936 | 286.756 | 79.621 | 1582.7166 | 1953.9216 | 0 | 0 | 1953.9216 | 0.001563%
2026 | 1243 | 1243-38R | Tier-2 | Tier-2---16 | 4--3 | 18 | 100% | 20.6467 | 96.08% | 2.766% | 1.159% | 0.9819 | 0 | 0 | 0.9819 | 0 | 0.93666 | 0.1464 | 6.3978 | 0.93666 | 0.1464 | 6.3978 | 0.98671 | 0.15423 | 6.3978 | 4.756% | 0.072591 | 0.068997 | 284.4264 | 43.4839 | 9.2234 | 231.7191 | 285.0078 | 0 | 0 | 285.0078 | 0.0002061%
2026 | 1243 | 1243-45R | Tier-2 | Tier-2---7 | 4--5 | 150 | 100% | 254.5086 | 93.11% | 5.994% | 0.8952% | 11.7303 | 0 | 0 | 11.7303 | 0 | 11.1899 | 1.22 | 9.1718 | 11.1899 | 1.22 | 9.1718 | 11.7878 | 1.2852 | 9.1718 | 4.609% | 0.087615 | 0.083278 | 2904.8382 | 427.4889 | 168.1582 | 2309.191 | 2915.2597 | 0 | 0 | 2915.2597 | 0.002462%
2026 | 1250 | 1250-27R | Tier-2 | Tier-2---6 | 5--5 | 104 | 100% | 986.6118 | 55.72% | 43.98% | 0.301% | 27.2133 | 0 | 0 | 27.2133 | 0 | 25.9596 | 0.84589 | 30.6891 | 25.9596 | 0.84589 | 30.6891 | 27.3467 | 0.89109 | 30.6891 | 2.758% | 0.097369 | 0.09255 | 10132.6684 | 1217.1368 | 4251.8401 | 4663.6915 | 10366.316 | 0 | 0 | 10366.316 | 0.005712%
2026 | 1250 | 1250-671R | Tier-2 | Tier-2---6 | 4--5 | 164 | 100% | 929.0776 | 60.83% | 39% | 0.1645% | 27.9762 | 0 | 0 | 27.9762 | 0 | 26.6874 | 1.3339 | 20.007 | 26.6874 | 1.3339 | 20.007 | 28.1134 | 1.4052 | 20.007 | 3.011% | 0.09205 | 0.087494 | 10093.1841 | 1136.9369 | 3676.6867 | 5279.5604 | 10299.0635 | 0 | 0 | 10299.0635 | 0.005872%
2026 | 1250 | 1250-677R | Tier-2 | Tier-2---3 | 5--5 | 908 | 100% | 1140.8126 | 92.57% | 6.885% | 0.545% | 52.2747 | 0 | 0 | 52.2747 | 0 | 49.8666 | 7.3853 | 6.7521 | 49.8666 | 7.3853 | 6.7521 | 52.531 | 7.7799 | 6.7521 | 4.582% | 0.11659 | 0.11081 | 9785.2264 | 1563.6458 | 667.8739 | 7553.7067 | 9823.0868 | 0 | 0 | 9823.0868 | 0.01097%
2026 | 1250 | 1250-8R | Tier-2 | Tier-2---4 | 4--5 | 355 | 100% | 384.7428 | 82.72% | 16.59% | 0.6903% | 15.7538 | 0 | 0 | 15.7538 | 0 | 15.0281 | 2.8874 | 5.2047 | 15.0281 | 2.8874 | 5.2047 | 15.831 | 3.0417 | 5.2047 | 4.095% | 0.092289 | 0.08772 | 4168.9089 | 570.5627 | 668.7462 | 2929.6001 | 4206.4253 | 0 | 0 | 4206.4253 | 0.003307%
2026 | 1458 | 1458-1056 | Tier-2 | Tier-2---11 | 5--3 | 50 | 100% | 79.604 | 49.93% | 49.51% | 0.5563% | 1.9674 | 0 | 0 | 1.9674 | 0 | 1.8768 | 0.40668 | 4.615 | 1.8768 | 0.40668 | 4.615 | 1.9771 | 0.42841 | 4.615 | 2.472% | 0.13508 | 0.12839 | 589.3284 | 48.7394 | 264.1575 | 276.4315 | 604.6953 | 0 | 0 | 604.6953 | 0.000413%
2026 | 1458 | 1458-1058F | Tier-3 | Tier-3---13 | 5--5 | 14 | 100% | 533.9366 | 37.36% | 62.45% | 0.1834% | 9.8751 | 0 | 0 | 9.8751 | 0 | 9.4201 | 0.11387 | 82.727 | 9.4201 | 0.11387 | 82.727 | 9.9235 | 0.11995 | 82.727 | 1.849% | 0.13833 | 0.13149 | 3859.7922 | 265.8584 | 2184.7015 | 1409.2323 | 3985.6981 | 0 | 0 | 3985.6981 | 0.002073%
2026 | 1458 | 1458-1061 | Tier-2 | Tier-2---5 | 5--5 | 217 | 100% | 412.6338 | 86.27% | 13.38% | 0.3514% | 17.621 | 0 | 0 | 17.621 | 0 | 16.8092 | 1.765 | 9.5237 | 16.8092 | 1.765 | 9.5237 | 17.7074 | 1.8593 | 9.5237 | 4.27% | 0.14228 | 0.13523 | 2900.2061 | 586.2064 | 364.6762 | 1949.3235 | 2920.9434 | 0 | 0 | 2920.9434 | 0.003699%
2026 | 1458 | 1458-1075F | Tier-3 | Tier-3---20 | 1--5 | 4 | 100% | 5.049 | 99.29% | 0% | 0.71% | 0.24815 | 0 | 0 | 0.24815 | 0 | 0.23672 | 0.032534 | 7.276 | 0.23672 | 0.032534 | 7.276 | 0.24937 | 0.034273 | 7.276 | 4.915% | 0.00013 | 0.00012356 | 38838.3667 | 6319.0217 | 320.6643 | 32198.6807 | 38852.7263 | 0 | 0 | 38852.7263 | 5.209e-05%
2026 | 1458 | 1458-1117F | Tier-2 | Tier-2---16 | 4--2 | 2 | 100% | 136.3317 | 0% | 100% | 0% | 0 | 0 | 0 | 0 | 0 | 0 | 0.016267 | 0 | 0 | 0.016267 | 0 | 0 | 0.017136 | 0 | 0% | 0.091116 | 0.086606 | 1496.247 | 1.9882 | 1350.0391 | 144.2196 | 1574.1683 | 0 | 0 | 1574.1683 | 0%
2026 | 1458 | 1458-1131R | Tier-3 | Tier-3---4 | 5--5 | 153 | 100% | 1406.6624 | 89.91% | 9.875% | 0.2137% | 62.6052 | 0 | 0 | 62.6052 | 0 | 59.7211 | 1.2444 | 47.9905 | 59.7211 | 1.2444 | 47.9905 | 62.9121 | 1.3109 | 47.9905 | 4.451% | 0.15941 | 0.15152 | 8824.2343 | 1339.2018 | 802.9411 | 6682.0914 | 8870.5956 | 0 | 0 | 8870.5956 | 0.01314%
2026 | 1458 | 1458-565R | Tier-3 | Tier-3---6 | 5--5 | 315 | 100% | 865.4889 | 93.04% | 6.555% | 0.3997% | 39.862 | 0 | 0 | 39.862 | 0 | 38.0257 | 2.5621 | 14.8417 | 38.0257 | 2.5621 | 14.8417 | 40.0574 | 2.699 | 14.8417 | 4.606% | 0.15819 | 0.15036 | 5471.15 | 831.2842 | 343.7471 | 4296.1187 | 5490.9667 | 0 | 0 | 5490.9667 | 0.008367%
2026 | 1458 | 1458-601R | Tier-3 | Tier-3---2 | 5--5 | 756 | 100% | 3446.9071 | 93.23% | 6.468% | 0.3015% | 159.0724 | 0 | 0 | 159.0724 | 0 | 151.7442 | 6.149 | 24.6779 | 151.7442 | 6.149 | 24.6779 | 159.8521 | 6.4775 | 24.6779 | 4.615% | 0.20421 | 0.1941 | 16878.9798 | 3452.9233 | 1062.0214 | 12364.0351 | 16938.4814 | 0 | 0 | 16938.4814 | 0.03339%
2026 | 1525 | 1525-23R | Tier-2 | Tier-2---20 | 4--1 | 10 | 100% | 2.2492 | 62.24% | 25.04% | 12.72% | 0.069291 | 0 | 0 | 0.069291 | 0 | 0.066099 | 0.081336 | 0.81267 | 0.066099 | 0.081336 | 0.81267 | 0.069631 | 0.085682 | 0.81267 | 3.081% | 0.032823 | 0.031198 | 68.526 | 7.5628 | 21.4776 | 39.4855 | 69.8736 | 0 | 0 | 69.8736 | 1.454e-05%
2026 | 157 | 157-165R | Tier-3 | Tier-3---18 | 5--2 | 121 | 100% | 161.4875 | 68.83% | 29.58% | 1.593% | 5.5019 | 0 | 0 | 5.5019 | 0 | 5.2485 | 0.98416 | 5.3329 | 5.2485 | 0.98416 | 5.3329 | 5.5289 | 1.0367 | 5.3329 | 3.407% | 0.28262 | 0.26863 | 571.4006 | 45.3664 | 164.9781 | 361.0561 | 580.6762 | 0 | 0 | 580.6762 | 0.001155%
2026 | 157 | 157-189R | Tier-3 | Tier-3---9 | 5--4 | 985 | 100% | 1466.7959 | 72.32% | 26.57% | 1.114% | 52.5064 | 0 | 0 | 52.5064 | 0 | 50.0876 | 8.0116 | 6.2519 | 50.0876 | 8.0116 | 6.2519 | 52.7638 | 8.4396 | 6.2519 | 3.58% | 0.3705 | 0.35216 | 3959.0061 | 404.1268 | 974.6501 | 2580.2292 | 4016.0828 | 0 | 0 | 4016.0828 | 0.01102%
2026 | 157 | 157-1928R | Tier-3 | Tier-3---11 | 5--4 | 107 | 100% | 379.4778 | 92.67% | 6.848% | 0.4867% | 17.4064 | 0 | 0 | 17.4064 | 0 | 16.6045 | 0.87029 | 19.0792 | 16.6045 | 0.87029 | 19.0792 | 17.4917 | 0.91679 | 19.0792 | 4.587% | 0.2812 | 0.26728 | 1349.4751 | 199.7127 | 87.7056 | 1062.0567 | 1354.6297 | 0 | 0 | 1354.6297 | 0.003654%
2026 | 157 | 157-204R | Tier-3 | Tier-3---11 | 5--4 | 308 | 100% | 728.9999 | 94.73% | 4.338% | 0.9356% | 34.1826 | 0 | 0 | 34.1826 | 0 | 32.6079 | 2.5051 | 13.0164 | 32.6079 | 2.5051 | 13.0164 | 34.3502 | 2.639 | 13.0164 | 4.689% | 0.32777 | 0.31154 | 2224.1461 | 315.248 | 151.9679 | 1756.9302 | 2230.254 | 0 | 0 | 2230.254 | 0.007175%
2026 | 157 | 157-232R | Tier-3 | Tier-3---11 | 5--4 | 354 | 100% | 737.6356 | 80.19% | 18.85% | 0.9654% | 29.2782 | 0 | 0 | 29.2782 | 0 | 27.9294 | 2.8793 | 9.7001 | 27.9294 | 2.8793 | 9.7001 | 29.4217 | 3.0331 | 9.7001 | 3.969% | 0.32167 | 0.30575 | 2293.1426 | 264.1373 | 427.4504 | 1601.5549 | 2316.8052 | 0 | 0 | 2316.8052 | 0.006146%
2026 | 157 | 157-257R | Tier-3 | Tier-3---14 | 5--4 | 890 | 100% | 854.144 | 56.45% | 41.98% | 1.572% | 23.8658 | 0 | 0 | 23.8658 | 0 | 22.7664 | 7.2389 | 3.145 | 22.7664 | 7.2389 | 3.145 | 23.9828 | 7.6257 | 3.145 | 2.794% | 0.36686 | 0.3487 | 2328.2535 | 169.8306 | 913.7375 | 1244.6854 | 2381.0619 | 0 | 0 | 2381.0619 | 0.005009%
2026 | 157 | 157-273R | Tier-3 | Tier-3---14 | 5--4 | 325 | 100% | 480.7998 | 81.05% | 17.89% | 1.052% | 19.2905 | 0 | 0 | 19.2905 | 0 | 18.4019 | 2.6434 | 6.9614 | 18.4019 | 2.6434 | 6.9614 | 19.3851 | 2.7847 | 6.9614 | 4.012% | 0.32295 | 0.30696 | 1488.7712 | 174.3464 | 278.1483 | 1036.2764 | 1503.4603 | 0 | 0 | 1503.4603 | 0.004049%
2026 | 157 | 157-81R | Tier-3 | Tier-3---3 | 5--5 | 1376 | 100% | 2882.5826 | 80.96% | 18.44% | 0.5996% | 115.514 | 0 | 0 | 115.514 | 0 | 110.1925 | 11.1918 | 9.8458 | 110.1925 | 11.1918 | 9.8458 | 116.0803 | 11.7898 | 9.8458 | 4.007% | 0.38414 | 0.36512 | 7504.0834 | 990.345 | 1294.8297 | 5218.9087 | 7578.5076 | 0 | 0 | 7578.5076 | 0.02425%
2026 | 175 | 175-2024R | Tier-2 | Tier-2---5 | 5--5 | 675 | 100% | 563.0882 | 93.71% | 5.71% | 0.5784% | 26.1201 | 0 | 0 | 26.1201 | 0 | 24.9168 | 5.4902 | 4.5384 | 24.9168 | 5.4902 | 4.5384 | 26.2481 | 5.7835 | 4.5384 | 4.639% | 0.19114 | 0.18168 | 2945.925 | 621.2029 | 162.2415 | 2162.4806 | 2955.5726 | 0 | 0 | 2955.5726 | 0.005483%
2026 | 175 | 175-24R | Tier-2 | Tier-2---8 | 5--4 | 215 | 100% | 1055.746 | 27.96% | 71.78% | 0.2605% | 14.6103 | 0 | 0 | 14.6103 | 0 | 13.9373 | 1.7487 | 7.97 | 13.9373 | 1.7487 | 7.97 | 14.6819 | 1.8422 | 7.97 | 1.384% | 0.17491 | 0.16625 | 6035.8973 | 385.7406 | 3993.7328 | 1656.4239 | 6262.3539 | 0 | 0 | 6262.3539 | 0.003067%
2026 | 175 | 175-64R | Tier-3 | Tier-3---11 | 5--5 | 778 | 100% | 731.7191 | 85.48% | 13.53% | 0.984% | 30.9619 | 0 | 0 | 30.9619 | 0 | 29.5356 | 6.3279 | 4.6675 | 29.5356 | 6.3279 | 4.6675 | 31.1137 | 6.666 | 4.6675 | 4.231% | 0.20232 | 0.19231 | 3616.5854 | 555.855 | 463.329 | 2597.4013 | 3643.9277 | 0 | 0 | 3643.9277 | 0.006499%
2026 | 175 | 175-90R | Tier-3 | Tier-3---9 | 5--5 | 973 | 100% | 894.6693 | 80.29% | 18.79% | 0.921% | 35.5586 | 0 | 0 | 35.5586 | 0 | 33.9204 | 7.914 | 4.2861 | 33.9204 | 7.914 | 4.2861 | 35.7329 | 8.3368 | 4.2861 | 3.974% | 0.20491 | 0.19477 | 4366.1148 | 584.0624 | 757.6208 | 3024.4316 | 4410.9247 | 0 | 0 | 4410.9247 | 0.007464%
2026 | 175 | 175-94R | Tier-2 | Tier-2---10 | 5--4 | 237 | 100% | 275.6722 | 39.95% | 59.59% | 0.4576% | 5.4519 | 0 | 0 | 5.4519 | 0 | 5.2007 | 1.9277 | 2.6979 | 5.2007 | 1.9277 | 2.6979 | 5.4786 | 2.0307 | 2.6979 | 1.978% | 0.16555 | 0.15736 | 1665.1861 | 117.2564 | 895.8047 | 652.125 | 1717.2587 | 0 | 0 | 1717.2587 | 0.001144%
2026 | 176 | 176-161R | Tier-3 | Tier-3---5 | 5--5 | 689 | 100% | 1442.7596 | 90.39% | 9.157% | 0.4576% | 64.5504 | 0 | 0 | 64.5504 | 0 | 61.5767 | 5.604 | 10.9879 | 61.5767 | 5.604 | 10.9879 | 64.8669 | 5.9035 | 10.9879 | 4.474% | 0.22417 | 0.21307 | 6436.0353 | 957.8537 | 605.899 | 4872.2826 | 6468.2597 | 0 | 0 | 6468.2597 | 0.01355%
2026 | 176 | 176-164R | Tier-3 | Tier-3---11 | 5--5 | 357 | 100% | 613.402 | 87.29% | 12.01% | 0.6968% | 26.5055 | 0 | 0 | 26.5055 | 0 | 25.2844 | 2.9037 | 8.7077 | 25.2844 | 2.9037 | 8.7077 | 26.6354 | 3.0588 | 8.7077 | 4.321% | 0.20727 | 0.19701 | 2959.4233 | 422.7131 | 329.6607 | 2207.0495 | 2979.0056 | 0 | 0 | 2979.0056 | 0.005564%
2026 | 176 | 176-1834R | Tier-3 | Tier-3---5 | 5--5 | 832 | 100% | 1527.634 | 81.51% | 17.94% | 0.5573% | 61.6342 | 0 | 0 | 61.6342 | 0 | 58.7948 | 6.7671 | 8.6883 | 58.7948 | 6.7671 | 8.6883 | 61.9363 | 7.1287 | 8.6883 | 4.035% | 0.23205 | 0.22056 | 6583.3295 | 1087.0711 | 1168.7765 | 4327.4819 | 6646.7304 | 0 | 0 | 6646.7304 | 0.01294%
2026 | 176 | 176-1836R | Tier-2 | Tier-2---11 | 5--3 | 33 | 100% | 176.1999 | 27.39% | 72.07% | 0.5367% | 2.389 | 0 | 0 | 2.389 | 0 | 2.2789 | 0.26841 | 8.4906 | 2.2789 | 0.26841 | 8.4906 | 2.4007 | 0.28275 | 8.4906 | 1.356% | 0.10638 | 0.10111 | 1656.3379 | 87.619 | 1121.6433 | 447.0755 | 1718.9695 | 0 | 0 | 1718.9695 | 0.0005015%
2026 | 176 | 176-1845R | Tier-3 | Tier-3---11 | 5--5 | 285 | 100% | 550.3123 | 86.34% | 12.77% | 0.8885% | 23.5203 | 0 | 0 | 23.5203 | 0 | 22.4368 | 2.3181 | 9.6791 | 22.4368 | 2.3181 | 9.6791 | 23.6356 | 2.4419 | 9.6791 | 4.274% | 0.20978 | 0.19939 | 2623.3078 | 370.7068 | 320.9781 | 1931.6229 | 2641.9652 | 0 | 0 | 2641.9652 | 0.004937%
2026 | 176 | 176-194R | Tier-3 | Tier-3---9 | 5--5 | 475 | 100% | 677.779 | 83.64% | 15.51% | 0.8494% | 28.061 | 0 | 0 | 28.061 | 0 | 26.7683 | 3.8634 | 6.9286 | 26.7683 | 3.8634 | 6.9286 | 28.1986 | 4.0699 | 6.9286 | 4.14% | 0.21542 | 0.20476 | 3146.314 | 445.8846 | 458.0112 | 2242.4182 | 3173.1215 | 0 | 0 | 3173.1215 | 0.00589%
2026 | 176 | 176-197F | Tier-3 | Tier-3---5 | 5--5 | 1095 | 100% | 1901.6652 | 78.35% | 21.16% | 0.4918% | 73.7557 | 0 | 0 | 73.7557 | 0 | 70.358 | 8.9063 | 7.8998 | 70.358 | 8.9063 | 7.8998 | 74.1173 | 9.3821 | 7.8998 | 3.878% | 0.23242 | 0.22091 | 8182.1472 | 1427.4932 | 1620.6818 | 5133.9723 | 8274.3863 | 0 | 0 | 8274.3863 | 0.01548%
2026 | 176 | 176-200F | Tier-3 | Tier-3---15 | 5--4 | 81 | 100% | 342.7574 | 49.83% | 49.91% | 0.2576% | 8.4543 | 0 | 0 | 8.4543 | 0 | 8.0648 | 0.65882 | 12.2413 | 8.0648 | 0.65882 | 12.2413 | 8.4958 | 0.69402 | 12.2413 | 2.467% | 0.18529 | 0.17612 | 1849.8169 | 153.4619 | 845.5193 | 850.8357 | 1898.1484 | 0 | 0 | 1898.1484 | 0.001775%
2026 | 177 | 177-955 | Tier-2 | Tier-2---5 | 5--5 | 37 | 100% | 950.0511 | 33.62% | 66.04% | 0.3363% | 15.8108 | 0 | 0 | 15.8108 | 0 | 15.0824 | 0.30094 | 50.1174 | 15.0824 | 0.30094 | 50.1174 | 15.8883 | 0.31702 | 50.1174 | 1.664% | 0.11726 | 0.11145 | 8102.2285 | 665.4806 | 4864.4056 | 2572.3423 | 8382.3153 | 0 | 0 | 8382.3153 | 0.003319%
2026 | 178 | 178-968AE | Tier-2 | Tier-2---18 | 3--3 | 8 | 100% | 15.4322 | 73.56% | 0% | 26.44% | 0.56191 | 0 | 0 | 0.56191 | 0 | 0.53603 | 0.065069 | 8.2379 | 0.53603 | 0.065069 | 8.2379 | 0.56467 | 0.068545 | 8.2379 | 3.641% | 0.018466 | 0.017552 | 835.6994 | 94.2014 | 379.7988 | 361.6992 | 847.2069 | 0 | 0 | 847.2069 | 0.0001179%
2026 | 178 | 178-982 | Tier-2 | Tier-2---21 | 1--1 | 9 | 100% | 0.93128 | 13.4% | 0% | 86.6% | 0.0061774 | 0 | 0 | 0.0061774 | 0 | 0.0058928 | 0.073202 | 0.080501 | 0.0058928 | 0.073202 | 0.080501 | 0.0062077 | 0.077113 | 0.080501 | 0.6633% | 0.0033454 | 0.0031798 | 278.3757 | 0.63264 | 254.3025 | 23.4406 | 290.9303 | 0 | 0 | 290.9303 | 1.297e-06%
2026 | 182 | 182-2240F | Tier-2 | Tier-2---2 | 5--5 | 606 | 100% | 1849.4802 | 64.04% | 35.59% | 0.3658% | 58.6279 | 0 | 0 | 58.6279 | 0 | 55.9271 | 4.9289 | 11.3467 | 55.9271 | 4.9289 | 11.3467 | 58.9153 | 5.1923 | 11.3467 | 3.17% | 0.1455 | 0.1383 | 12710.8197 | 2473.4049 | 4337.8066 | 5899.6082 | 12948.8593 | 0 | 0 | 12948.8593 | 0.01231%
2026 | 182 | 182-2250 | Tier-2 | Tier-2---8 | 5--5 | 22 | 100% | 188.3209 | 97.39% | 2.141% | 0.4657% | 9.0789 | 0 | 0 | 9.0789 | 0 | 8.6607 | 0.17894 | 48.4001 | 8.6607 | 0.17894 | 48.4001 | 9.1234 | 0.1885 | 48.4001 | 4.821% | 0.10496 | 0.099761 | 1794.2707 | 286.1267 | 42.0773 | 1466.0666 | 1796.7063 | 0 | 0 | 1796.7063 | 0.001906%
2026 | 182 | 182-2252R | Tier-2 | Tier-2---5 | 5--5 | 424 | 100% | 437.4034 | 92.58% | 6.861% | 0.5557% | 20.0457 | 0 | 0 | 20.0457 | 0 | 19.1223 | 3.4486 | 5.5449 | 19.1223 | 3.4486 | 5.5449 | 20.144 | 3.6329 | 5.5449 | 4.583% | 0.11307 | 0.10747 | 3868.3889 | 593.9237 | 259.5961 | 3014.8691 | 3883.3295 | 0 | 0 | 3883.3295 | 0.004208%
2026 | 182 | 182-2254R | Tier-2 | Tier-2---11 | 5--4 | 24 | 100% | 74.8792 | 92.6% | 6.527% | 0.8705% | 3.4323 | 0 | 0 | 3.4323 | 0 | 3.2742 | 0.19521 | 16.7731 | 3.2742 | 0.19521 | 16.7731 | 3.4492 | 0.20564 | 16.7731 | 4.584% | 0.10223 | 0.097167 | 732.4796 | 113.3566 | 46.859 | 572.264 | 735.3014 | 0 | 0 | 735.3014 | 0.0007205%
2026 | 183 | 183-439 | Tier-2 | Tier-2---14 | 3--5 | 101 | 100% | 138.4322 | 24.55% | 74.86% | 0.5956% | 1.6821 | 0 | 0 | 1.6821 | 0 | 1.6046 | 0.82149 | 1.9533 | 1.6046 | 0.82149 | 1.9533 | 1.6904 | 0.86538 | 1.9533 | 1.215% | 0.018422 | 0.01751 | 7514.4213 | 312.7649 | 5165.0291 | 2036.6274 | 7809.6923 | 0 | 0 | 7809.6923 | 0.0003531%
2026 | 183 | 183-440 | Tier-2 | Tier-2---12 | 3--5 | 185 | 100% | 173.9797 | 32.16% | 66.62% | 1.222% | 2.7698 | 0 | 0 | 2.7698 | 0 | 2.6422 | 1.5047 | 1.756 | 2.6422 | 1.5047 | 1.756 | 2.7834 | 1.5851 | 1.756 | 1.592% | 0.025335 | 0.024081 | 6867.059 | 365.5871 | 4285.7066 | 2215.7653 | 7109.6613 | 0 | 0 | 7109.6613 | 0.0005814%
2026 | 185 | 185-51F | Tier-2 | Tier-2---7 | 4--5 | 536 | 100% | 390.6047 | 65.18% | 33.32% | 1.503% | 12.602 | 0 | 0 | 12.602 | 0 | 12.0214 | 4.3596 | 2.7575 | 12.0214 | 4.3596 | 2.7575 | 12.6637 | 4.5925 | 2.7575 | 3.226% | 0.048222 | 0.045835 | 8100.2023 | 1032.7815 | 2609.1587 | 4458.2621 | 8247.0995 | 0 | 0 | 8247.0995 | 0.002645%
2026 | 196 | 196-43F | Tier-2 | Tier-2---17 | 3--4 | 5 | 100% | 88.7043 | 1.997% | 97.73% | 0.2744% | 0.087686 | 0 | 0 | 0.087686 | 0 | 0.083646 | 0.040668 | 2.0568 | 0.083646 | 0.040668 | 2.0568 | 0.088116 | 0.042841 | 2.0568 | 0.09885% | 0.017356 | 0.016497 | 5110.7559 | 20.3981 | 4582.2226 | 508.1351 | 5371.5979 | 0 | 0 | 5371.5979 | 1.841e-05%
2026 | 197 | 197-1150F | Tier-2 | Tier-2---15 | 3--4 | 3 | 100% | 37.9092 | 96.86% | 0.4538% | 2.686% | 1.8176 | 0 | 0 | 1.8176 | 0 | 1.7339 | 0.024401 | 71.0576 | 1.7339 | 0.024401 | 71.0576 | 1.8265 | 0.025704 | 71.0576 | 4.795% | 0.021777 | 0.020699 | 1740.8051 | 277.2878 | 48.7789 | 1414.7385 | 1743.6514 | 0 | 0 | 1743.6514 | 0.0003815%
2026 | 197 | 197-1155F | Tier-2 | Tier-2---21 | 1--4 | 19 | 100% | 2.6346 | 91.13% | 0% | 8.87% | 0.11884 | 0 | 0 | 0.11884 | 0 | 0.11337 | 0.15454 | 0.73359 | 0.11337 | 0.15454 | 0.73359 | 0.11943 | 0.1628 | 0.73359 | 4.511% | 0.0010316 | 0.00098054 | 2553.8632 | 379.4847 | 234.4628 | 1939.9157 | 2565.6607 | 0 | 0 | 2565.6607 | 2.495e-05%
2026 | 198 | 198-37R | Tier-2 | Tier-2---9 | 4--5 | 85 | 100% | 225.7204 | 81.18% | 16.94% | 1.877% | 9.0709 | 0 | 0 | 9.0709 | 0 | 8.653 | 0.69135 | 12.516 | 8.653 | 0.69135 | 12.516 | 9.1153 | 0.72829 | 12.516 | 4.019% | 0.030671 | 0.029153 | 7359.4074 | 2410.2174 | 1700.5946 | 3248.5954 | 7431.5203 | 0 | 0 | 7431.5203 | 0.001904%
2026 | 204 | 204-32R | Tier-2 | Tier-2---11 | 4--4 | 266 | 100% | 174.7993 | 90.03% | 3.465% | 6.507% | 7.7897 | 0 | 0 | 7.7897 | 0 | 7.4309 | 2.1635 | 3.4346 | 7.4309 | 2.1635 | 3.4346 | 7.8279 | 2.2791 | 3.4346 | 4.456% | 0.087106 | 0.082794 | 2006.7428 | 246.9421 | 179.8959 | 1579.9048 | 2017.1643 | 0 | 0 | 2017.1643 | 0.001635%
2026 | 205 | 205-1550 | Tier-2 | Tier-2---15 | 2--4 | 11 | 100% | 27.6639 | 93.54% | 0% | 6.46% | 1.2809 | 0 | 0 | 1.2809 | 0 | 1.2219 | 0.089469 | 13.6571 | 1.2219 | 0.089469 | 13.6571 | 1.2872 | 0.09425 | 13.6571 | 4.63% | 0.008789 | 0.0083539 | 3147.5552 | 439.5356 | 466.2565 | 2241.7631 | 3158.1449 | 0 | 0 | 3158.1449 | 0.0002689%
2026 | 206 | 206-1105 | Tier-2 | Tier-2---9 | 3--5 | 85 | 100% | 189.805 | 98.58% | 0% | 1.419% | 9.2621 | 0 | 0 | 9.2621 | 0 | 8.8354 | 0.69135 | 12.7798 | 8.8354 | 0.69135 | 12.7798 | 9.3075 | 0.72829 | 12.7798 | 4.88% | 0.014019 | 0.013325 | 13539.1253 | 2187.5417 | 263.1851 | 11088.3985 | 13549.1271 | 0 | 0 | 13549.1271 | 0.001944%
2026 | 206 | 206-1817 | Tier-2 | Tier-2---4 | 4--5 | 346 | 100% | 414.414 | 98.25% | 0% | 1.752% | 20.154 | 0 | 0 | 20.154 | 0 | 19.2256 | 2.8142 | 6.8316 | 19.2256 | 2.8142 | 6.8316 | 20.2528 | 2.9646 | 6.8316 | 4.863% | 0.038208 | 0.036317 | 10846.319 | 1742.1104 | 241.9911 | 8862.2175 | 10856.2171 | 0 | 0 | 10856.2171 | 0.00423%
2026 | 209 | 209-1769F | Tier-2 | Tier-2---6 | 5--5 | 1409 | 100% | 1246.6839 | 98.28% | 0% | 1.716% | 60.6517 | 0 | 0 | 60.6517 | 0 | 57.8576 | 11.4602 | 5.0486 | 57.8576 | 11.4602 | 5.0486 | 60.9491 | 12.0725 | 5.0486 | 4.865% | 0.11169 | 0.10616 | 11161.7212 | 1795.9566 | 261.2581 | 9104.5065 | 11171.6974 | 0 | 0 | 11171.6974 | 0.01273%
2026 | 210 | 210-172R | Tier-2 | Tier-2---11 | 5--2 | 205 | 100% | 187.8449 | 74.26% | 23.89% | 1.85% | 6.9052 | 0 | 0 | 6.9052 | 0 | 6.5871 | 1.6674 | 3.9505 | 6.5871 | 1.6674 | 3.9505 | 6.939 | 1.7565 | 3.9505 | 3.676% | 0.32588 | 0.30975 | 576.4292 | 39.7856 | 130.795 | 405.8486 | 584.1554 | 0 | 0 | 584.1554 | 0.001449%
2026 | 210 | 210-392R | Tier-2 | Tier-2---10 | 5--3 | 361 | 100% | 420.3387 | 65.56% | 32.94% | 1.504% | 13.641 | 0 | 0 | 13.641 | 0 | 13.0126 | 2.9362 | 4.4318 | 13.0126 | 2.9362 | 4.4318 | 13.7079 | 3.0931 | 4.4318 | 3.245% | 0.34771 | 0.33049 | 1208.8925 | 89.1732 | 378.0363 | 741.683 | 1230.5744 | 0 | 0 | 1230.5744 | 0.002863%
2026 | 210 | 210-394R | Tier-2 | Tier-2---16 | 5--2 | 238 | 100% | 90.8214 | 45.65% | 51.72% | 2.624% | 2.0524 | 0 | 0 | 2.0524 | 0 | 1.9579 | 1.9358 | 1.0114 | 1.9579 | 1.9358 | 1.0114 | 2.0625 | 2.0392 | 1.0114 | 2.26% | 0.31841 | 0.30265 | 285.2308 | 14.2948 | 124.8192 | 146.1168 | 293.3036 | 0 | 0 | 293.3036 | 0.0004308%
2026 | 210 | 210-9R | Tier-2 | Tier-2---13 | 5--2 | 182 | 100% | 204.3186 | 25.26% | 73.76% | 0.9801% | 2.5548 | 0 | 0 | 2.5548 | 0 | 2.4371 | 1.4803 | 1.6464 | 2.4371 | 1.4803 | 1.6464 | 2.5673 | 1.5594 | 1.6464 | 1.25% | 0.31397 | 0.29843 | 650.7604 | 21.6073 | 447.6112 | 181.5419 | 676.0897 | 0 | 0 | 676.0897 | 0.0005363%
2026 | 211 | 211-279R | Tier-2 | Tier-2---10 | 5--3 | 427 | 100% | 472.6727 | 73.92% | 24.32% | 1.766% | 17.295 | 0 | 0 | 17.295 | 0 | 16.4983 | 3.473 | 4.7504 | 16.4983 | 3.473 | 4.7504 | 17.3798 | 3.6586 | 4.7504 | 3.659% | 0.37314 | 0.35467 | 1266.7597 | 81.8701 | 334.8802 | 850.0094 | 1283.9654 | 0 | 0 | 1283.9654 | 0.00363%
2026 | 211 | 211-312R | Tier-2 | Tier-2---8 | 5--3 | 305 | 100% | 754.0624 | 63.09% | 35.39% | 1.526% | 23.5477 | 0 | 0 | 23.5477 | 0 | 22.4629 | 2.4807 | 9.0549 | 22.4629 | 2.4807 | 9.0549 | 23.6632 | 2.6133 | 9.0549 | 3.123% | 0.39031 | 0.37099 | 1931.9795 | 162.2508 | 643.7527 | 1125.9761 | 1969.1194 | 0 | 0 | 1969.1194 | 0.004943%
2026 | 211 | 211-771R | Tier-3 | Tier-3---14 | 5--4 | 1226 | 100% | 617.3051 | 73.22% | 25.44% | 1.334% | 22.3748 | 0 | 0 | 22.3748 | 0 | 21.344 | 9.9718 | 2.1404 | 21.344 | 9.9718 | 2.1404 | 22.4845 | 10.5046 | 2.1404 | 3.625% | 0.3743 | 0.35578 | 1649.207 | 127.1804 | 388.1922 | 1133.8343 | 1672.204 | 0 | 0 | 1672.204 | 0.004696%
2026 | 212 | 212-1177R | Tier-2 | Tier-2---8 | 5--4 | 384 | 100% | 484.9484 | 83.96% | 14.37% | 1.67% | 20.155 | 0 | 0 | 20.155 | 0 | 19.2265 | 3.1233 | 6.1558 | 19.2265 | 3.1233 | 6.1558 | 20.2538 | 3.2902 | 6.1558 | 4.156% | 0.15054 | 0.14309 | 3221.4606 | 348.4219 | 528.8758 | 2344.1629 | 3248.3676 | 0 | 0 | 3248.3676 | 0.004231%
2026 | 212 | 212-1204R | Tier-2 | Tier-2---8 | 5--4 | 260 | 100% | 431.7599 | 82.12% | 16.51% | 1.365% | 17.5508 | 0 | 0 | 17.5508 | 0 | 16.7423 | 2.1147 | 7.917 | 16.7423 | 2.1147 | 7.917 | 17.6369 | 2.2277 | 7.917 | 4.065% | 0.19221 | 0.18269 | 2246.3396 | 244.3912 | 383.4547 | 1618.4937 | 2267.2561 | 0 | 0 | 2267.2561 | 0.003684%
2026 | 212 | 212-638R | Tier-2 | Tier-2---11 | 5--4 | 43 | 100% | 157.455 | 96.47% | 1.863% | 1.664% | 7.5191 | 0 | 0 | 7.5191 | 0 | 7.1727 | 0.34974 | 20.5085 | 7.1727 | 0.34974 | 20.5085 | 7.556 | 0.36843 | 20.5085 | 4.775% | 0.10708 | 0.10177 | 1470.5114 | 155.1186 | 63.8116 | 1251.5811 | 1473.2126 | 0 | 0 | 1473.2126 | 0.001578%
2026 | 212 | 212-725R | Tier-3 | Tier-3---10 | 5--5 | 1745 | 100% | 749.6423 | 94.58% | 4.636% | 0.779% | 35.0978 | 0 | 0 | 35.0978 | 0 | 33.4809 | 14.1931 | 2.359 | 33.4809 | 14.1931 | 2.359 | 35.2698 | 14.9514 | 2.359 | 4.682% | 0.13941 | 0.13251 | 5377.288 | 738.7725 | 258.1994 | 4380.3161 | 5392.4534 | 0 | 0 | 5392.4534 | 0.007367%
2026 | 212 | 212-734R | Tier-2 | Tier-2---10 | 5--4 | 25 | 100% | 405.6391 | 93.64% | 4.241% | 2.118% | 18.8023 | 0 | 0 | 18.8023 | 0 | 17.9361 | 0.20334 | 88.2077 | 17.9361 | 0.20334 | 88.2077 | 18.8944 | 0.2142 | 88.2077 | 4.635% | 0.17753 | 0.16875 | 2284.84 | 188.9421 | 239.3419 | 1856.5561 | 2292.4067 | 0 | 0 | 2292.4067 | 0.003947%
2026 | 212 | 212-739R | Tier-3 | Tier-3---15 | 5--4 | 678 | 100% | 301.7157 | 89.07% | 9.028% | 1.906% | 13.302 | 0 | 0 | 13.302 | 0 | 12.6892 | 5.5146 | 2.301 | 12.6892 | 5.5146 | 2.301 | 13.3672 | 5.8092 | 2.301 | 4.409% | 0.13097 | 0.12449 | 2303.7005 | 251.0522 | 237.9772 | 1814.6711 | 2316.8178 | 0 | 0 | 2316.8178 | 0.002792%
2026 | 212 | 212-743R | Tier-2 | Tier-2---13 | 5--3 | 66 | 100% | 81.923 | 90.82% | 6.613% | 2.567% | 3.6829 | 0 | 0 | 3.6829 | 0 | 3.5132 | 0.53682 | 6.5446 | 3.5132 | 0.53682 | 6.5446 | 3.701 | 0.5655 | 6.5446 | 4.496% | 0.11654 | 0.11078 | 702.9342 | 71.3752 | 58.8304 | 572.7286 | 706.2949 | 0 | 0 | 706.2949 | 0.000773%
2026 | 212 | 212-758R | Tier-2 | Tier-2---8 | 5--4 | 209 | 100% | 381.3507 | 89.63% | 8.808% | 1.561% | 16.9197 | 0 | 0 | 16.9197 | 0 | 16.1402 | 1.6999 | 9.4947 | 16.1402 | 1.6999 | 9.4947 | 17.0026 | 1.7907 | 9.4947 | 4.437% | 0.1427 | 0.13564 | 2672.3387 | 313.5648 | 256.9237 | 2101.8502 | 2686.7681 | 0 | 0 | 2686.7681 | 0.003551%
2026 | 212 | 212-773R | Tier-2 | Tier-2---5 | 5--4 | 425 | 100% | 677.1103 | 83.18% | 15.77% | 1.046% | 27.8801 | 0 | 0 | 27.8801 | 0 | 26.5957 | 3.4568 | 7.6938 | 26.5957 | 3.4568 | 7.6938 | 28.0168 | 3.6415 | 7.6938 | 4.118% | 0.19881 | 0.18897 | 3405.7885 | 402.585 | 522.8709 | 2480.3327 | 3435.6179 | 0 | 0 | 3435.6179 | 0.005852%
2026 | 212 | 212-799R | Tier-2 | Tier-2---10 | 5--4 | 108 | 100% | 254.923 | 88.52% | 10.12% | 1.358% | 11.1702 | 0 | 0 | 11.1702 | 0 | 10.6557 | 0.87843 | 12.1304 | 10.6557 | 0.87843 | 12.1304 | 11.225 | 0.92536 | 12.1304 | 4.382% | 0.12493 | 0.11875 | 2040.5268 | 236.751 | 211.9535 | 1591.8223 | 2052.7246 | 0 | 0 | 2052.7246 | 0.002345%
2026 | 212 | 212-880R | Tier-2 | Tier-2---16 | 5--2 | 113 | 100% | 30.3116 | 92.5% | 4.382% | 3.114% | 1.3879 | 0 | 0 | 1.3879 | 0 | 1.324 | 0.91909 | 1.4406 | 1.324 | 0.91909 | 1.4406 | 1.3948 | 0.9682 | 1.4406 | 4.579% | 0.10736 | 0.10205 | 282.3367 | 28.4993 | 19.5005 | 234.337 | 283.4389 | 0 | 0 | 283.4389 | 0.0002913%
2026 | 212 | 212-886R | Tier-2 | Tier-2---8 | 5--4 | 164 | 100% | 472.8052 | 94.27% | 4.633% | 1.099% | 22.0624 | 0 | 0 | 22.0624 | 0 | 21.0461 | 1.3339 | 15.7778 | 21.0461 | 1.3339 | 15.7778 | 22.1706 | 1.4052 | 15.7778 | 4.666% | 0.18767 | 0.17838 | 2519.3545 | 323.5371 | 126.2126 | 2069.6048 | 2526.8745 | 0 | 0 | 2526.8745 | 0.004631%
2026 | 212 | 212-888R | Tier-2 | Tier-2---8 | 5--4 | 120 | 100% | 346.5382 | 90.95% | 7.817% | 1.237% | 15.6005 | 0 | 0 | 15.6005 | 0 | 14.8818 | 0.97603 | 15.2473 | 14.8818 | 0.97603 | 15.2473 | 15.677 | 1.0282 | 15.2473 | 4.502% | 0.13116 | 0.12466 | 2642.179 | 334.1686 | 213.131 | 2094.8795 | 2654.6375 | 0 | 0 | 2654.6375 | 0.003275%
2026 | 214 | 214-1122R | Tier-3 | Tier-3---3 | 5--5 | 1826 | 100% | 2893.3725 | 90.28% | 9.311% | 0.4067% | 129.3045 | 0 | 0 | 129.3045 | 0 | 123.3477 | 14.8519 | 8.3052 | 123.3477 | 14.8519 | 8.3052 | 129.9384 | 15.6455 | 8.3052 | 4.469% | 0.26918 | 0.25585 | 10749.0069 | 1574.7708 | 951.5348 | 8222.7013 | 10803.4034 | 0 | 0 | 10803.4034 | 0.02714%
2026 | 214 | 214-1135R | Tier-3 | Tier-3---6 | 4--5 | 979 | 100% | 805.3146 | 95.2% | 3.81% | 0.9931% | 37.9484 | 0 | 0 | 37.9484 | 0 | 36.2002 | 7.9628 | 4.5462 | 36.2002 | 7.9628 | 4.5462 | 38.1344 | 8.3882 | 4.5462 | 4.712% | 0.090777 | 0.086284 | 8871.3507 | 1468.4713 | 438.4999 | 6964.3795 | 8893.5417 | 0 | 0 | 8893.5417 | 0.007965%
2026 | 214 | 214-17AE | Tier-3 | Tier-3---17 | 4--4 | 1960 | 100% | 127.491 | 90.35% | 5.503% | 4.145% | 5.7019 | 0 | 0 | 5.7019 | 0 | 5.4392 | 15.9418 | 0.34119 | 5.4392 | 15.9418 | 0.34119 | 5.7299 | 16.7936 | 0.34119 | 4.472% | 0.071957 | 0.068395 | 1771.7769 | 216.0551 | 150.3479 | 1405.374 | 1780.6795 | 0 | 0 | 1780.6795 | 0.001197%
2026 | 214 | 214-4R | Tier-3 | Tier-3---17 | 4--4 | 966 | 100% | 89.6399 | 90.66% | 5.945% | 3.4% | 4.0225 | 0 | 0 | 4.0225 | 0 | 3.8372 | 7.857 | 0.48838 | 3.8372 | 7.857 | 0.48838 | 4.0423 | 8.2768 | 0.48838 | 4.487% | 0.059676 | 0.056722 | 1502.1196 | 200.0517 | 124.6473 | 1177.4206 | 1509.4294 | 0 | 0 | 1509.4294 | 0.0008443%
2026 | 214 | 214-536R | Tier-3 | Tier-3---17 | 4--4 | 515 | 100% | 96.9267 | 93.35% | 4.585% | 2.069% | 4.4786 | 0 | 0 | 4.4786 | 0 | 4.2723 | 4.1888 | 1.0199 | 4.2723 | 4.1888 | 1.0199 | 4.5006 | 4.4126 | 1.0199 | 4.621% | 0.053744 | 0.051083 | 1803.5024 | 246.1785 | 178.6516 | 1378.6723 | 1809.7517 | 0 | 0 | 1809.7517 | 0.0009401%
2026 | 214 | 214-583R | Tier-3 | Tier-3---13 | 4--5 | 318 | 100% | 328.9866 | 94.06% | 4.474% | 1.469% | 15.3171 | 0 | 0 | 15.3171 | 0 | 14.6115 | 2.5865 | 5.6492 | 14.6115 | 2.5865 | 5.6492 | 15.3922 | 2.7247 | 5.6492 | 4.656% | 0.070413 | 0.066928 | 4672.2426 | 712.2083 | 352.9213 | 3607.1129 | 4686.7021 | 0 | 0 | 4686.7021 | 0.003215%
2026 | 214 | 214-613R | Tier-3 | Tier-3---14 | 5--3 | 1448 | 100% | 480.8617 | 49.89% | 49.25% | 0.8586% | 11.8746 | 0 | 0 | 11.8746 | 0 | 11.3276 | 11.7774 | 0.96181 | 11.3276 | 11.7774 | 0.96181 | 11.9328 | 12.4067 | 0.96181 | 2.469% | 0.43289 | 0.41146 | 1110.8228 | 86.441 | 501.4412 | 522.9406 | 1139.8124 | 0 | 0 | 1139.8124 | 0.002492%
2026 | 214 | 214-647R | Tier-3 | Tier-3---8 | 5--5 | 654 | 100% | 2287.3818 | 92.77% | 6.976% | 0.2574% | 105.0353 | 0 | 0 | 105.0353 | 0 | 100.1965 | 5.3194 | 18.8362 | 100.1965 | 5.3194 | 18.8362 | 105.5502 | 5.6036 | 18.8362 | 4.592% | 0.23844 | 0.22663 | 9593.2735 | 1427.6996 | 628.6999 | 7536.874 | 9629.4117 | 0 | 0 | 9629.4117 | 0.02205%
2026 | 215 | 215-1531R | Tier-2 | Tier-2---2 | 5--5 | 757 | 100% | 1398.9852 | 84.15% | 15.42% | 0.4283% | 58.2745 | 0 | 0 | 58.2745 | 0 | 55.5899 | 6.1571 | 9.0286 | 55.5899 | 6.1571 | 9.0286 | 58.5601 | 6.4861 | 9.0286 | 4.165% | 0.20291 | 0.19287 | 6894.5825 | 1039.1679 | 1002.2008 | 4853.2138 | 6951.4886 | 0 | 0 | 6951.4886 | 0.01223%
2026 | 215 | 215-1534R | Tier-2 | Tier-2---1 | 5--5 | 414 | 100% | 1734.1452 | 88.98% | 10.7% | 0.3246% | 76.3804 | 0 | 0 | 76.3804 | 0 | 72.8617 | 3.3673 | 21.638 | 72.8617 | 3.3673 | 21.638 | 76.7548 | 3.5472 | 21.638 | 4.404% | 0.1982 | 0.18839 | 8749.2684 | 1441.1188 | 882.1072 | 6426.0424 | 8799.4812 | 0 | 0 | 8799.4812 | 0.01603%
2026 | 215 | 215-1544R | Tier-2 | Tier-2---8 | 5--4 | 153 | 100% | 205.9069 | 87.21% | 11.98% | 0.8132% | 8.8888 | 0 | 0 | 8.8888 | 0 | 8.4793 | 1.2444 | 6.8138 | 8.4793 | 1.2444 | 6.8138 | 8.9324 | 1.3109 | 6.8138 | 4.317% | 0.10891 | 0.10352 | 1890.6466 | 333.0962 | 217.1495 | 1340.4009 | 1903.2393 | 0 | 0 | 1903.2393 | 0.001866%
2026 | 215 | 215-38R | Tier-3 | Tier-3---10 | 5--5 | 308 | 100% | 650.1784 | 91.15% | 8.25% | 0.6037% | 29.3345 | 0 | 0 | 29.3345 | 0 | 27.9831 | 2.5051 | 11.1703 | 27.9831 | 2.5051 | 11.1703 | 29.4783 | 2.639 | 11.1703 | 4.512% | 0.12528 | 0.11908 | 5189.8024 | 828.3476 | 472.2938 | 3889.161 | 5213.7305 | 0 | 0 | 5213.7305 | 0.006157%
2026 | 216 | 216-1859F | Tier-3 | Tier-3---4 | 5--5 | 489 | 100% | 1336.0946 | 91.63% | 7.965% | 0.4046% | 60.6013 | 0 | 0 | 60.6013 | 0 | 57.8095 | 3.9773 | 14.5348 | 57.8095 | 3.9773 | 14.5348 | 60.8984 | 4.1898 | 14.5348 | 4.536% | 0.15704 | 0.14927 | 8507.7615 | 1421.0211 | 648.1937 | 6438.5467 | 8544.8444 | 0 | 0 | 8544.8444 | 0.01272%
2026 | 216 | 216-220R | Tier-3 | Tier-3---20 | 1--5 | 10 | 100% | 7.0463 | 99.01% | 0% | 0.9852% | 0.34535 | 0 | 0 | 0.34535 | 0 | 0.32944 | 0.081336 | 4.0504 | 0.32944 | 0.081336 | 4.0504 | 0.34705 | 0.085682 | 4.0504 | 4.901% | 0.000285 | 0.00027089 | 24723.7218 | 3992.0434 | 221.2684 | 20510.41 | 24736.4072 | 0 | 0 | 24736.4072 | 7.249e-05%
2026 | 217 | 217-41AE | Tier-2 | Tier-2---8 | 5--4 | 951 | 100% | 548.1248 | 61.28% | 37.04% | 1.683% | 16.6264 | 0 | 0 | 16.6264 | 0 | 15.8605 | 7.735 | 2.0505 | 15.8605 | 7.735 | 2.0505 | 16.7079 | 8.1483 | 2.0505 | 3.033% | 0.19664 | 0.1869 | 2787.4845 | 272.106 | 973.6181 | 1541.7603 | 2843.6939 | 0 | 0 | 2843.6939 | 0.00349%
2026 | 217 | 217-48AE | Tier-2 | Tier-2---8 | 5--4 | 793 | 100% | 701.5771 | 53.79% | 44.81% | 1.4% | 18.6798 | 0 | 0 | 18.6798 | 0 | 17.8193 | 6.4499 | 2.7627 | 17.8193 | 6.4499 | 2.7627 | 18.7714 | 6.7946 | 2.7627 | 2.663% | 0.20236 | 0.19234 | 3466.9889 | 313.4539 | 1406.954 | 1746.581 | 3550.4247 | 0 | 0 | 3550.4247 | 0.003921%
2026 | 217 | 217-835R | Tier-3 | Tier-3---5 | 5--5 | 1095 | 100% | 1459.42 | 90.56% | 8.764% | 0.6769% | 65.4212 | 0 | 0 | 65.4212 | 0 | 62.4073 | 8.9063 | 7.0071 | 62.4073 | 8.9063 | 7.0071 | 65.7419 | 9.3821 | 7.0071 | 4.483% | 0.28412 | 0.27006 | 5136.5819 | 779.5394 | 417.5644 | 3939.4781 | 5161.8362 | 0 | 0 | 5161.8362 | 0.01373%
2026 | 217 | 217-837R | Tier-3 | Tier-3---12 | 5--5 | 874 | 100% | 680.508 | 71.93% | 26.93% | 1.134% | 24.231 | 0 | 0 | 24.231 | 0 | 23.1147 | 7.1087 | 3.2516 | 23.1147 | 7.1087 | 3.2516 | 24.3498 | 7.4886 | 3.2516 | 3.561% | 0.14269 | 0.13563 | 4769.0891 | 589.9072 | 1292.048 | 2887.1339 | 4838.7956 | 0 | 0 | 4838.7956 | 0.005086%
2026 | 217 | 217-972R | Tier-2 | Tier-2---8 | 5--4 | 976 | 100% | 360.9866 | 64.42% | 33.78% | 1.803% | 11.5112 | 0 | 0 | 11.5112 | 0 | 10.9809 | 7.9384 | 1.3833 | 10.9809 | 7.9384 | 1.3833 | 11.5676 | 8.3625 | 1.3833 | 3.189% | 0.18227 | 0.17325 | 1980.496 | 214.776 | 614.2082 | 1151.5119 | 2017.1929 | 0 | 0 | 2017.1929 | 0.002416%
2026 | 217 | 217-983R | Tier-3 | Tier-3---5 | 5--5 | 282 | 100% | 1187.4841 | 92.09% | 7.578% | 0.3365% | 54.1281 | 0 | 0 | 54.1281 | 0 | 51.6345 | 2.2937 | 22.5118 | 51.6345 | 2.2937 | 22.5118 | 54.3934 | 2.4162 | 22.5118 | 4.558% | 0.2438 | 0.23173 | 4870.8263 | 716.2537 | 353.1181 | 3801.4544 | 4890.9032 | 0 | 0 | 4890.9032 | 0.01136%
2026 | 220 | 220-288R | Tier-3 | Tier-3---14 | 5--4 | 169 | 100% | 437.6752 | 81.99% | 17.08% | 0.9315% | 17.7636 | 0 | 0 | 17.7636 | 0 | 16.9452 | 1.3746 | 12.3276 | 16.9452 | 1.3746 | 12.3276 | 17.8506 | 1.448 | 12.3276 | 4.059% | 0.37523 | 0.35666 | 1166.4109 | 131.8052 | 200.8528 | 833.7529 | 1177.3495 | 0 | 0 | 1177.3495 | 0.003729%
2026 | 220 | 220-294R | Tier-3 | Tier-3---14 | 5--3 | 992 | 100% | 720.9399 | 58.97% | 39.92% | 1.12% | 21.0426 | 0 | 0 | 21.0426 | 0 | 20.0732 | 8.0685 | 2.4878 | 20.0732 | 8.0685 | 2.4878 | 21.1458 | 8.4996 | 2.4878 | 2.919% | 0.44397 | 0.422 | 1623.8364 | 124.0259 | 599.3861 | 900.4244 | 1658.5379 | 0 | 0 | 1658.5379 | 0.004417%
2026 | 220 | 220-298R | Tier-3 | Tier-3---11 | 5--4 | 3231 | 100% | 1053.2838 | 64.6% | 33.51% | 1.887% | 33.6832 | 0 | 0 | 33.6832 | 0 | 32.1315 | 26.2796 | 1.2227 | 32.1315 | 26.2796 | 1.2227 | 33.8483 | 27.6837 | 1.2227 | 3.198% | 0.50177 | 0.47693 | 2099.1459 | 164.9638 | 658.2461 | 1275.9359 | 2137.8399 | 0 | 0 | 2137.8399 | 0.00707%
2026 | 221 | 221-1230F | Tier-3 | Tier-3---12 | 4--5 | 155 | 100% | 637.2245 | 99.48% | 0% | 0.5187% | 31.379 | 0 | 0 | 31.379 | 0 | 29.9334 | 1.2607 | 23.7434 | 29.9334 | 1.2607 | 23.7434 | 31.5328 | 1.3281 | 23.7434 | 4.924% | 0.035843 | 0.034069 | 17778.1145 | 2647.4462 | 83.7682 | 15046.9001 | 17782.9169 | 0 | 0 | 17782.9169 | 0.006586%
2026 | 221 | 221-23R | Tier-3 | Tier-3---11 | 5--5 | 1090 | 100% | 764.9858 | 67.26% | 31.99% | 0.7569% | 25.4678 | 0 | 0 | 25.4678 | 0 | 24.2946 | 8.8656 | 2.7403 | 24.2946 | 8.8656 | 2.7403 | 25.5926 | 9.3393 | 2.7403 | 3.329% | 0.19945 | 0.18957 | 3835.5267 | 452.4998 | 1178.7605 | 2204.2664 | 3900.9309 | 0 | 0 | 3900.9309 | 0.005346%
2026 | 221 | 221-344R | Tier-3 | Tier-3---13 | 5--4 | 1687 | 100% | 642.3372 | 83.79% | 15.02% | 1.193% | 26.6423 | 0 | 0 | 26.6423 | 0 | 25.415 | 13.7213 | 1.8522 | 25.415 | 13.7213 | 1.8522 | 26.7729 | 14.4545 | 1.8522 | 4.148% | 0.2115 | 0.20103 | 3037.0437 | 366.2743 | 441.4951 | 2229.2742 | 3062.6782 | 0 | 0 | 3062.6782 | 0.005592%
2026 | 221 | 221-35 | Tier-2 | Tier-2---10 | 5--3 | 17 | 100% | 111.3988 | 96.62% | 2.989% | 0.3886% | 5.328 | 0 | 0 | 5.328 | 0 | 5.0825 | 0.13827 | 36.7579 | 5.0825 | 0.13827 | 36.7579 | 5.3541 | 0.14566 | 36.7579 | 4.783% | 0.17281 | 0.16425 | 644.6479 | 94.7644 | 26.1294 | 523.7541 | 645.7818 | 0 | 0 | 645.7818 | 0.001118%
2026 | 221 | 221-37AE | Tier-3 | Tier-3---11 | 5--5 | 1158 | 100% | 769.7343 | 85.13% | 14.19% | 0.6769% | 32.4379 | 0 | 0 | 32.4379 | 0 | 30.9435 | 9.4187 | 3.2853 | 30.9435 | 9.4187 | 3.2853 | 32.5969 | 9.9219 | 3.2853 | 4.214% | 0.19925 | 0.18939 | 3863.0999 | 511.5521 | 574.4994 | 2777.0485 | 3893.0064 | 0 | 0 | 3893.0064 | 0.006809%
2026 | 221 | 221-38AE | Tier-3 | Tier-3---17 | 5--3 | 157 | 100% | 225.9712 | 8.218% | 91.4% | 0.3782% | 0.91919 | 0 | 0 | 0.91919 | 0 | 0.87684 | 1.277 | 0.68666 | 0.87684 | 1.277 | 0.68666 | 0.92369 | 1.3452 | 0.68666 | 0.4068% | 0.16917 | 0.1608 | 1335.7574 | 19.3633 | 1034.9942 | 281.3999 | 1399.6044 | 0 | 0 | 1399.6044 | 0.0001929%
2026 | 221 | 221-675R | Tier-2 | Tier-2---8 | 5--4 | 113 | 100% | 383.5958 | 97.43% | 1.747% | 0.8215% | 18.5004 | 0 | 0 | 18.5004 | 0 | 17.6481 | 0.91909 | 19.2016 | 17.6481 | 0.91909 | 19.2016 | 18.5911 | 0.9682 | 19.2016 | 4.823% | 0.22072 | 0.20979 | 1737.9263 | 228.1325 | 87.6764 | 1422.1174 | 1740.2506 | 0 | 0 | 1740.2506 | 0.003883%
2026 | 221 | 221-6R | Tier-2 | Tier-2---5 | 5--5 | 7 | 100% | 616.9841 | 99.25% | 0.1999% | 0.5529% | 30.3108 | 0 | 0 | 30.3108 | 0 | 28.9145 | 0.056935 | 507.8499 | 28.9145 | 0.056935 | 507.8499 | 30.4594 | 0.059977 | 507.8499 | 4.913% | 0.21604 | 0.20535 | 2855.887 | 420.5436 | 58.2104 | 2377.133 | 2857.0066 | 0 | 0 | 2857.0066 | 0.006362%
2026 | 221 | 221-782R | Tier-3 | Tier-3---17 | 5--3 | 353 | 100% | 156.081 | 94.9% | 3.083% | 2.022% | 7.3316 | 0 | 0 | 7.3316 | 0 | 6.9939 | 2.8712 | 2.4359 | 6.9939 | 2.8712 | 2.4359 | 7.3675 | 3.0246 | 2.4359 | 4.697% | 0.2472 | 0.23496 | 631.3929 | 85.1107 | 27.1817 | 519.1005 | 633.0714 | 0 | 0 | 633.0714 | 0.001539%
2026 | 221 | 221-788 | Tier-3 | Tier-3---12 | 5--5 | 367 | 100% | 677.5152 | 96.42% | 3.298% | 0.2798% | 32.3372 | 0 | 0 | 32.3372 | 0 | 30.8475 | 2.985 | 10.3341 | 30.8475 | 2.985 | 10.3341 | 32.4957 | 3.1445 | 10.3341 | 4.773% | 0.18975 | 0.18036 | 3570.5978 | 586.4326 | 168.8515 | 2815.3137 | 3577.2505 | 0 | 0 | 3577.2505 | 0.006788%
2026 | 221 | 221-824 | Tier-3 | Tier-3---13 | 5--4 | 163 | 100% | 431.5232 | 83.48% | 15.96% | 0.5616% | 17.831 | 0 | 0 | 17.831 | 0 | 17.0095 | 1.3258 | 12.8299 | 17.0095 | 1.3258 | 12.8299 | 17.9184 | 1.3966 | 12.8299 | 4.132% | 0.18396 | 0.17486 | 2345.6862 | 321.7207 | 355.7349 | 1668.2306 | 2365.8706 | 0 | 0 | 2365.8706 | 0.003743%
2026 | 222 | 222-1433R | Tier-3 | Tier-3---5 | 5--5 | 169 | 100% | 1073.7524 | 96.43% | 3.224% | 0.3472% | 51.2525 | 0 | 0 | 51.2525 | 0 | 48.8914 | 1.3746 | 35.5684 | 48.8914 | 1.3746 | 35.5684 | 51.5038 | 1.448 | 35.5684 | 4.773% | 0.37266 | 0.35421 | 2881.3332 | 440.8984 | 92.1003 | 2348.3345 | 2886.6922 | 0 | 0 | 2886.6922 | 0.01076%
2026 | 222 | 222-1503R | Tier-3 | Tier-3---15 | 5--4 | 514 | 100% | 289.1141 | 77.72% | 21.59% | 0.6888% | 11.1231 | 0 | 0 | 11.1231 | 0 | 10.6107 | 4.1807 | 2.538 | 10.6107 | 4.1807 | 2.538 | 11.1776 | 4.404 | 2.538 | 3.847% | 0.23465 | 0.22303 | 1232.1205 | 140.7183 | 258.7997 | 832.6024 | 1246.4147 | 0 | 0 | 1246.4147 | 0.002335%
2026 | 222 | 222-1523R | Tier-3 | Tier-3---7 | 5--5 | 2343 | 100% | 1341.7279 | 81.78% | 17.54% | 0.6801% | 54.3129 | 0 | 0 | 54.3129 | 0 | 51.8108 | 19.057 | 2.7187 | 51.8108 | 19.057 | 2.7187 | 54.5792 | 20.0752 | 2.7187 | 4.048% | 0.26901 | 0.25569 | 4987.6805 | 618.9983 | 835.0785 | 3533.6036 | 5035.0131 | 0 | 0 | 5035.0131 | 0.0114%
2026 | 222 | 222-1986R | Tier-3 | Tier-3---1 | 5--5 | 676 | 100% | 6887.3845 | 91.59% | 8.216% | 0.1933% | 312.256 | 0 | 0 | 312.256 | 0 | 297.871 | 5.4983 | 54.1751 | 297.871 | 5.4983 | 54.1751 | 313.7866 | 5.7921 | 54.1751 | 4.534% | 0.41507 | 0.39452 | 16593.3004 | 2725.7619 | 1237.4149 | 12630.1236 | 16665.9691 | 0 | 0 | 16665.9691 | 0.06554%
2026 | 222 | 222-1988R | Tier-3 | Tier-3---11 | 5--4 | 13 | 100% | 316.0275 | 91.8% | 8.01% | 0.1868% | 14.3611 | 0 | 0 | 14.3611 | 0 | 13.6995 | 0.10574 | 129.563 | 13.6995 | 0.10574 | 129.563 | 14.4315 | 0.11139 | 129.563 | 4.544% | 0.34461 | 0.32755 | 917.0546 | 137.1058 | 68.1895 | 711.7593 | 920.9692 | 0 | 0 | 920.9692 | 0.003014%
2026 | 222 | 222-1990R | Tier-3 | Tier-3---1 | 5--5 | 375 | 100% | 4318.7821 | 96.21% | 3.588% | 0.2018% | 205.6787 | 0 | 0 | 205.6787 | 0 | 196.2035 | 3.0501 | 64.3271 | 196.2035 | 3.0501 | 64.3271 | 206.687 | 3.2131 | 64.3271 | 4.762% | 0.41211 | 0.39171 | 10479.6421 | 1615.523 | 393.9401 | 8470.179 | 10500.323 | 0 | 0 | 10500.323 | 0.04317%
2026 | 222 | 222-1992R | Tier-3 | Tier-3---18 | 5--2 | 36 | 100% | 77.8798 | 51.19% | 47.85% | 0.9609% | 1.9735 | 0 | 0 | 1.9735 | 0 | 1.8826 | 0.29281 | 6.4294 | 1.8826 | 0.29281 | 6.4294 | 1.9832 | 0.30845 | 6.4294 | 2.534% | 0.22115 | 0.2102 | 352.1575 | 26.3738 | 147.8812 | 177.9024 | 361.1086 | 0 | 0 | 361.1086 | 0.0004142%
2026 | 222 | 222-2013R | Tier-3 | Tier-3---7 | 5--5 | 1345 | 100% | 1434.8215 | 80% | 19.3% | 0.6983% | 56.8219 | 0 | 0 | 56.8219 | 0 | 54.2042 | 10.9397 | 4.9548 | 54.2042 | 10.9397 | 4.9548 | 57.1005 | 11.5242 | 4.9548 | 3.96% | 0.27927 | 0.26545 | 5137.7317 | 647.5611 | 923.7481 | 3566.4225 | 5191.2329 | 0 | 0 | 5191.2329 | 0.01193%
2026 | 222 | 222-2063 | Tier-3 | Tier-3---9 | 5--5 | 192 | 100% | 621.1772 | 98.86% | 0.7243% | 0.4185% | 30.3969 | 0 | 0 | 30.3969 | 0 | 28.9966 | 1.5616 | 18.5679 | 28.9966 | 1.5616 | 18.5679 | 30.5459 | 1.6451 | 18.5679 | 4.893% | 0.23776 | 0.22599 | 2612.6138 | 401.8596 | 25.7342 | 2185.02 | 2614.1686 | 0 | 0 | 2614.1686 | 0.00638%
2026 | 222 | 222-2085 | Tier-3 | Tier-3---3 | 5--5 | 3380 | 100% | 3261.4227 | 83.38% | 16% | 0.6198% | 134.6122 | 0 | 0 | 134.6122 | 0 | 128.4109 | 27.4915 | 4.6709 | 128.4109 | 27.4915 | 4.6709 | 135.2721 | 28.9604 | 4.6709 | 4.127% | 0.35117 | 0.33379 | 9287.3202 | 1207.9834 | 1459.1451 | 6620.1916 | 9367.6954 | 0 | 0 | 9367.6954 | 0.02826%
2026 | 223 | 223-536R | Tier-2 | Tier-2---19 | 1--4 | 5 | 100% | 4.8357 | 94.16% | 0% | 5.835% | 0.2254 | 0 | 0 | 0.2254 | 0 | 0.21501 | 0.040668 | 5.2871 | 0.21501 | 0.040668 | 5.2871 | 0.2265 | 0.042841 | 5.2871 | 4.661% | 0.0018852 | 0.0017919 | 2565.0639 | 388.8234 | 137.2862 | 2038.9544 | 2572.8591 | 0 | 0 | 2572.8591 | 4.731e-05%
2026 | 230 | 230-1008R | Tier-2 | Tier-2---16 | 4--3 | 6 | 100% | 29.9584 | 96.46% | 2.54% | 0.9994% | 1.4305 | 0 | 0 | 1.4305 | 0 | 1.3646 | 0.048801 | 27.9613 | 1.3646 | 0.048801 | 27.9613 | 1.4375 | 0.051409 | 27.9613 | 4.775% | 0.055697 | 0.05294 | 537.8829 | 82.2553 | 33.2931 | 422.3344 | 538.8743 | 0 | 0 | 538.8743 | 0.0003003%
2026 | 230 | 230-127AE | Tier-2 | Tier-2---7 | 5--5 | 997 | 100% | 422.4651 | 76.79% | 21.48% | 1.73% | 16.0577 | 0 | 0 | 16.0577 | 0 | 15.318 | 8.1092 | 1.889 | 15.318 | 8.1092 | 1.889 | 16.1364 | 8.5425 | 1.889 | 3.801% | 0.093988 | 0.089336 | 4494.8739 | 563.2432 | 960.6446 | 2970.9861 | 4549.2118 | 0 | 0 | 4549.2118 | 0.003371%
2026 | 230 | 230-133AE | Tier-2 | Tier-2---6 | 5--5 | 1487 | 100% | 947.6516 | 88.55% | 10.64% | 0.8078% | 41.5386 | 0 | 0 | 41.5386 | 0 | 39.625 | 12.0946 | 3.2762 | 39.625 | 12.0946 | 3.2762 | 41.7422 | 12.7409 | 3.2762 | 4.383% | 0.095565 | 0.090834 | 9916.3461 | 1445.4329 | 1050.4793 | 7420.4339 | 9975.4668 | 0 | 0 | 9975.4668 | 0.008719%
2026 | 230 | 230-1586R | Tier-2 | Tier-2---7 | 4--5 | 942 | 100% | 476.4865 | 62.01% | 36.72% | 1.273% | 14.6255 | 0 | 0 | 14.6255 | 0 | 13.9518 | 7.6618 | 1.8209 | 13.9518 | 7.6618 | 1.8209 | 14.6972 | 8.0712 | 1.8209 | 3.069% | 0.084625 | 0.080436 | 5630.5637 | 561.1393 | 2038.0856 | 3031.3388 | 5741.9633 | 0 | 0 | 5741.9633 | 0.00307%
2026 | 230 | 230-1606R | Tier-2 | Tier-2---11 | 4--4 | 284 | 100% | 185.0767 | 40.42% | 58.67% | 0.9045% | 3.7033 | 0 | 0 | 3.7033 | 0 | 3.5327 | 2.3099 | 1.5293 | 3.5327 | 2.3099 | 1.5293 | 3.7214 | 2.4334 | 1.5293 | 2.001% | 0.062818 | 0.059709 | 2946.2367 | 194.5466 | 1610.7155 | 1140.9746 | 3037.6479 | 0 | 0 | 3037.6479 | 0.0007773%
2026 | 230 | 230-181 | Tier-2 | Tier-2---9 | 4--4 | 133 | 100% | 148.8171 | 90.62% | 8.321% | 1.055% | 6.6758 | 0 | 0 | 6.6758 | 0 | 6.3682 | 1.0818 | 5.8869 | 6.3682 | 1.0818 | 5.8869 | 6.7085 | 1.1396 | 5.8869 | 4.486% | 0.063241 | 0.060111 | 2353.1666 | 304.6061 | 482.4063 | 1566.1542 | 2364.6565 | 0 | 0 | 2364.6565 | 0.001401%
2026 | 230 | 230-2060R | Tier-2 | Tier-2---4 | 4--5 | 791 | 100% | 578.2503 | 86.36% | 12.53% | 1.105% | 24.7195 | 0 | 0 | 24.7195 | 0 | 23.5808 | 6.4337 | 3.6652 | 23.5808 | 6.4337 | 3.6652 | 24.8407 | 6.7774 | 3.6652 | 4.275% | 0.088414 | 0.084038 | 6540.2273 | 927.2098 | 823.7907 | 4789.2268 | 6586.6807 | 0 | 0 | 6586.6807 | 0.005189%
2026 | 230 | 230-2067 | Tier-2 | Tier-2---16 | 4--3 | 14 | 100% | 24.6544 | 66.14% | 33% | 0.8592% | 0.8072 | 0 | 0 | 0.8072 | 0 | 0.77001 | 0.11387 | 6.7622 | 0.77001 | 0.11387 | 6.7622 | 0.81116 | 0.11995 | 6.7622 | 3.274% | 0.054619 | 0.051915 | 451.389 | 49.4904 | 139.1284 | 262.7702 | 459.348 | 0 | 0 | 459.348 | 0.0001694%
2026 | 230 | 230-371AE | Tier-2 | Tier-2---13 | 4--3 | 110 | 100% | 66.0989 | 47.04% | 51.57% | 1.387% | 1.5392 | 0 | 0 | 1.5392 | 0 | 1.4683 | 0.89469 | 1.6411 | 1.4683 | 0.89469 | 1.6411 | 1.5468 | 0.9425 | 1.6411 | 2.329% | 0.059006 | 0.056085 | 1120.2069 | 86.6285 | 524.1056 | 509.4728 | 1151.1006 | 0 | 0 | 1151.1006 | 0.0003231%
2026 | 231 | 231-1136R | Tier-2 | Tier-2---7 | 4--5 | 1015 | 100% | 532.5953 | 91.49% | 6.883% | 1.625% | 24.1206 | 0 | 0 | 24.1206 | 0 | 23.0094 | 8.2556 | 2.7871 | 23.0094 | 8.2556 | 2.7871 | 24.2388 | 8.6967 | 2.7871 | 4.529% | 0.054655 | 0.051949 | 9744.7482 | 1528.1869 | 1244.2736 | 6972.2877 | 9787.9229 | 0 | 0 | 9787.9229 | 0.005063%
2026 | 231 | 231-1635R | Tier-2 | Tier-2---4 | 5--5 | 3357 | 100% | 1024.1696 | 93.53% | 4.422% | 2.048% | 47.4165 | 0 | 0 | 47.4165 | 0 | 45.2321 | 27.3044 | 1.6566 | 45.2321 | 27.3044 | 1.6566 | 47.649 | 28.7633 | 1.6566 | 4.63% | 0.11648 | 0.11071 | 8792.8912 | 1469.9696 | 598.2137 | 6724.7079 | 8822.5165 | 0 | 0 | 8822.5165 | 0.009953%
2026 | 232 | 232-40AE | Tier-2 | Tier-2---19 | 2--3 | 6 | 100% | 11.1503 | 0.2712% | 98.76% | 0.9657% | 0.001497 | 0 | 0 | 0.001497 | 0 | 0.001428 | 0.048801 | 0.029261 | 0.001428 | 0.048801 | 0.029261 | 0.0015043 | 0.051409 | 0.029261 | 0.01343% | 0.0059544 | 0.0056597 | 1872.6196 | 2.8979 | 1701.602 | 168.1196 | 1969.8771 | 0 | 0 | 1969.8771 | 3.142e-07%
2026 | 233 | 233-123R | Tier-2 | Tier-2---4 | 4--5 | 1436 | 100% | 528.7545 | 93.49% | 4.613% | 1.898% | 24.4691 | 0 | 0 | 24.4691 | 0 | 23.3419 | 11.6798 | 1.9985 | 23.3419 | 11.6798 | 1.9985 | 24.5891 | 12.3039 | 1.9985 | 4.628% | 0.06125 | 0.058219 | 8632.6707 | 1309.838 | 600.1971 | 6722.6355 | 8661.9434 | 0 | 0 | 8661.9434 | 0.005136%
2026 | 233 | 233-41R | Tier-2 | Tier-2---9 | 4--5 | 475 | 100% | 183.353 | 90.69% | 5.205% | 4.101% | 8.2314 | 0 | 0 | 8.2314 | 0 | 7.8522 | 3.8634 | 2.0324 | 7.8522 | 3.8634 | 2.0324 | 8.2717 | 4.0699 | 2.0324 | 4.489% | 0.044487 | 0.042285 | 4121.4954 | 626.0879 | 496.8097 | 2998.5978 | 4141.4696 | 0 | 0 | 4141.4696 | 0.001728%
2026 | 233 | 233-81F | Tier-2 | Tier-2---12 | 3--5 | 392 | 100% | 110.7293 | 80.07% | 17.19% | 2.737% | 4.3887 | 0 | 0 | 4.3887 | 0 | 4.1866 | 3.1884 | 1.3131 | 4.1866 | 3.1884 | 1.3131 | 4.4103 | 3.3587 | 1.3131 | 3.963% | 0.02204 | 0.020949 | 5024.0598 | 647.7753 | 960.0108 | 3416.2738 | 5076.2039 | 0 | 0 | 5076.2039 | 0.0009212%
2026 | 233 | 233-86F | Tier-2 | Tier-2---8 | 5--5 | 870 | 100% | 706.2331 | 54.32% | 44.07% | 1.616% | 18.9878 | 0 | 0 | 18.9878 | 0 | 18.1131 | 7.0762 | 2.5597 | 18.1131 | 7.0762 | 2.5597 | 19.0809 | 7.4543 | 2.5597 | 2.689% | 0.1204 | 0.11444 | 5865.9084 | 518.326 | 2449.0121 | 2898.5703 | 6005.4678 | 0 | 0 | 6005.4678 | 0.003986%
2026 | 234 | 234-48R | Tier-2 | Tier-2---4 | 4--5 | 1397 | 100% | 716.3442 | 96.34% | 2.639% | 1.021% | 34.1612 | 0 | 0 | 34.1612 | 0 | 32.5875 | 11.3626 | 2.868 | 32.5875 | 11.3626 | 2.868 | 34.3287 | 11.9697 | 2.868 | 4.769% | 0.047931 | 0.045559 | 14945.1963 | 2921.5226 | 549.3325 | 11474.3413 | 14973.6824 | 0 | 0 | 14973.6824 | 0.00717%
2026 | 235 | 235-897R | Tier-2 | Tier-2---5 | 5--5 | 250 | 100% | 866.8246 | 43.88% | 55.6% | 0.5206% | 18.8293 | 0 | 0 | 18.8293 | 0 | 17.9618 | 2.0334 | 8.8334 | 17.9618 | 2.0334 | 8.8334 | 18.9216 | 2.142 | 8.8334 | 2.172% | 0.1179 | 0.11206 | 7352.2019 | 570.5761 | 3790.2833 | 2991.3426 | 7567.0664 | 0 | 0 | 7567.0664 | 0.003952%
2026 | 235 | 235-899R | Tier-2 | Tier-2---1 | 5--5 | 738 | 100% | 2436.3247 | 84.48% | 15.14% | 0.3828% | 101.8834 | 0 | 0 | 101.8834 | 0 | 97.1899 | 6.0026 | 16.1913 | 97.1899 | 6.0026 | 16.1913 | 102.3828 | 6.3233 | 16.1913 | 4.182% | 0.15496 | 0.14729 | 15721.7941 | 2441.7508 | 2344.0438 | 10935.9995 | 15848.8506 | 0 | 0 | 15848.8506 | 0.02139%
2026 | 236 | 236-1535R | Tier-3 | Tier-3---4 | 5--5 | 814 | 100% | 1123.8498 | 89.29% | 10.22% | 0.4922% | 49.6715 | 0 | 0 | 49.6715 | 0 | 47.3832 | 6.6207 | 7.1568 | 47.3832 | 6.6207 | 7.1568 | 49.915 | 6.9745 | 7.1568 | 4.42% | 0.12847 | 0.12211 | 8747.8328 | 1479.3496 | 871.8453 | 6396.6378 | 8796.6325 | 0 | 0 | 8796.6325 | 0.01043%
2026 | 236 | 236-1561R | Tier-3 | Tier-3---13 | 5--4 | 270 | 100% | 444.4117 | 83% | 16.25% | 0.7514% | 18.2577 | 0 | 0 | 18.2577 | 0 | 17.4166 | 2.1961 | 7.9308 | 17.4166 | 2.1961 | 7.9308 | 18.3472 | 2.3134 | 7.9308 | 4.108% | 0.17766 | 0.16886 | 2501.5323 | 344.8298 | 385.247 | 1771.4555 | 2523.6848 | 0 | 0 | 2523.6848 | 0.003832%
2026 | 236 | 236-1563R | Tier-3 | Tier-3---13 | 5--4 | 156 | 100% | 322.2295 | 90.43% | 8.853% | 0.72% | 14.4235 | 0 | 0 | 14.4235 | 0 | 13.759 | 1.2688 | 10.8438 | 13.759 | 1.2688 | 10.8438 | 14.4942 | 1.3366 | 10.8438 | 4.476% | 0.17215 | 0.16363 | 1871.7647 | 281.6479 | 145.5683 | 1444.5485 | 1881.0961 | 0 | 0 | 1881.0961 | 0.003027%
2026 | 236 | 236-1567R | Tier-3 | Tier-3---10 | 5--5 | 513 | 100% | 728.3381 | 86.22% | 13.17% | 0.6054% | 31.0853 | 0 | 0 | 31.0853 | 0 | 29.6532 | 4.1725 | 7.1068 | 29.6532 | 4.1725 | 7.1068 | 31.2376 | 4.3955 | 7.1068 | 4.268% | 0.18129 | 0.17232 | 4017.5481 | 642.8423 | 507.3315 | 2867.3744 | 4046.3759 | 0 | 0 | 4046.3759 | 0.006525%
2026 | 236 | 236-1569R | Tier-3 | Tier-3---8 | 5--5 | 985 | 100% | 2598.3213 | 86.94% | 12.66% | 0.4079% | 111.8136 | 0 | 0 | 111.8136 | 0 | 106.6626 | 8.0116 | 13.3136 | 106.6626 | 8.0116 | 13.3136 | 112.3617 | 8.4396 | 13.3136 | 4.303% | 0.21435 | 0.20374 | 12122.1344 | 1764.7125 | 1443.2517 | 8914.1702 | 12204.6105 | 0 | 0 | 12204.6105 | 0.02347%
2026 | 236 | 236-1573R | Tier-3 | Tier-3---7 | 5--5 | 252 | 100% | 969.4749 | 84.94% | 14.59% | 0.4654% | 40.7624 | 0 | 0 | 40.7624 | 0 | 38.8846 | 2.0497 | 18.9712 | 38.8846 | 2.0497 | 18.9712 | 40.9622 | 2.1592 | 18.9712 | 4.205% | 0.18488 | 0.17572 | 5243.9365 | 792.3542 | 712.8146 | 3738.7677 | 5285.0612 | 0 | 0 | 5285.0612 | 0.008556%
2026 | 237 | 237-1761R | Tier-3 | Tier-3---12 | 5--5 | 112 | 100% | 522.7762 | 95.9% | 3.361% | 0.7442% | 24.8152 | 0 | 0 | 24.8152 | 0 | 23.672 | 0.91096 | 25.9858 | 23.672 | 0.91096 | 25.9858 | 24.9369 | 0.95963 | 25.9858 | 4.747% | 0.14935 | 0.14196 | 3500.2866 | 538.7804 | 128.5026 | 2833.0037 | 3507.7692 | 0 | 0 | 3507.7692 | 0.005209%
2026 | 237 | 237-1765R | Tier-3 | Tier-3---1 | 5--5 | 316 | 100% | 2444.4351 | 92.59% | 7.183% | 0.2234% | 112.0377 | 0 | 0 | 112.0377 | 0 | 106.8763 | 2.5702 | 41.5827 | 106.8763 | 2.5702 | 41.5827 | 112.5869 | 2.7075 | 41.5827 | 4.583% | 0.25909 | 0.24626 | 9434.877 | 1790.0282 | 634.4518 | 7010.397 | 9471.2689 | 0 | 0 | 9471.2689 | 0.02352%
2026 | 237 | 237-17R | Tier-2 | Tier-2---1 | 5--5 | 996 | 100% | 2654.2774 | 88.95% | 10.68% | 0.3671% | 116.8717 | 0 | 0 | 116.8717 | 0 | 111.4876 | 8.101 | 13.7621 | 111.4876 | 8.101 | 13.7621 | 117.4446 | 8.5339 | 13.7621 | 4.403% | 0.15539 | 0.1477 | 17081.2815 | 2840.7254 | 1819.0583 | 12421.4979 | 17179.5559 | 0 | 0 | 17179.5559 | 0.02453%
2026 | 237 | 237-26F | Tier-2 | Tier-2---10 | 5--4 | 81 | 100% | 243.3269 | 22.41% | 76.53% | 1.061% | 2.6994 | 0 | 0 | 2.6994 | 0 | 2.575 | 0.65882 | 3.9086 | 2.575 | 0.65882 | 3.9086 | 2.7126 | 0.69402 | 3.9086 | 1.109% | 0.10897 | 0.10358 | 2232.9014 | 83.0982 | 1551.1406 | 598.6626 | 2323.1249 | 0 | 0 | 2323.1249 | 0.0005666%
2026 | 237 | 237-28F | Tier-2 | Tier-2---7 | 5--5 | 35 | 100% | 276.8464 | 89.51% | 9.983% | 0.5111% | 12.2658 | 0 | 0 | 12.2658 | 0 | 11.7007 | 0.28468 | 41.102 | 11.7007 | 0.28468 | 41.102 | 12.3259 | 0.29989 | 41.102 | 4.431% | 0.10804 | 0.1027 | 2562.3441 | 370.7553 | 259.1168 | 1932.4719 | 2576.3477 | 0 | 0 | 2576.3477 | 0.002575%
2026 | 237 | 237-2R | Tier-3 | Tier-3---2 | 5--5 | 1029 | 100% | 3287.5739 | 91.84% | 7.803% | 0.3572% | 149.4548 | 0 | 0 | 149.4548 | 0 | 142.5697 | 8.3695 | 17.0345 | 142.5697 | 8.3695 | 17.0345 | 150.1874 | 8.8166 | 17.0345 | 4.546% | 0.18156 | 0.17257 | 18107.5885 | 3632.5791 | 1358.7984 | 13116.211 | 18184.543 | 0 | 0 | 18184.543 | 0.03137%
2026 | 237 | 237-30R | Tier-3 | Tier-3---1 | 5--5 | 1238 | 100% | 6959.5787 | 90.17% | 9.556% | 0.2771% | 310.6253 | 0 | 0 | 310.6253 | 0 | 296.3154 | 10.0694 | 29.4274 | 296.3154 | 10.0694 | 29.4274 | 312.1479 | 10.6074 | 29.4274 | 4.463% | 0.49249 | 0.46811 | 14131.5489 | 2201.6928 | 1248.2128 | 10681.6433 | 14203.9124 | 0 | 0 | 14203.9124 | 0.0652%
2026 | 239 | 239-2207R | Tier-3 | Tier-3---16 | 4--4 | 725 | 100% | 165.8683 | 90.26% | 7.593% | 2.142% | 7.4112 | 0 | 0 | 7.4112 | 0 | 7.0698 | 5.8968 | 1.1989 | 7.0698 | 5.8968 | 1.1989 | 7.4475 | 6.2119 | 1.1989 | 4.468% | 0.078224 | 0.074352 | 2120.4383 | 333.2176 | 179.7389 | 1607.4818 | 2131.1885 | 0 | 0 | 2131.1885 | 0.001556%
2026 | 239 | 239-2211R | Tier-3 | Tier-3---16 | 5--4 | 131 | 100% | 226.1764 | 90.88% | 8.368% | 0.7485% | 10.1751 | 0 | 0 | 10.1751 | 0 | 9.7063 | 1.0655 | 9.1097 | 9.7063 | 1.0655 | 9.1097 | 10.2249 | 1.1224 | 9.1097 | 4.499% | 0.11902 | 0.11313 | 1900.3448 | 281.2109 | 151.0924 | 1468.0415 | 1909.367 | 0 | 0 | 1909.367 | 0.002136%
2026 | 239 | 239-2213R | Tier-3 | Tier-3---15 | 5--4 | 504 | 100% | 215.3295 | 82.04% | 16.39% | 1.578% | 8.744 | 0 | 0 | 8.744 | 0 | 8.3412 | 4.0993 | 2.0348 | 8.3412 | 4.0993 | 2.0348 | 8.7869 | 4.3184 | 2.0348 | 4.061% | 0.1294 | 0.123 | 1664.0021 | 212.2821 | 299.3019 | 1152.4181 | 1679.5697 | 0 | 0 | 1679.5697 | 0.001835%
2026 | 239 | 239-2215R | Tier-3 | Tier-3---10 | 5--5 | 918 | 100% | 915.8385 | 88.22% | 10.91% | 0.8692% | 39.9934 | 0 | 0 | 39.9934 | 0 | 38.151 | 7.4666 | 5.1095 | 38.151 | 7.4666 | 5.1095 | 40.1895 | 7.8656 | 5.1095 | 4.367% | 0.15408 | 0.14645 | 5944.0776 | 898.9932 | 660.8714 | 4384.2129 | 5980.5448 | 0 | 0 | 5980.5448 | 0.008395%
2026 | 239 | 239-2217R | Tier-3 | Tier-3---16 | 4--4 | 635 | 100% | 444.3449 | 30.41% | 68.9% | 0.6851% | 6.6893 | 0 | 0 | 6.6893 | 0 | 6.3811 | 5.1648 | 1.2355 | 6.3811 | 5.1648 | 1.2355 | 6.7221 | 5.4408 | 1.2355 | 1.505% | 0.073205 | 0.069582 | 6069.8378 | 288.4259 | 3924.7521 | 1856.6598 | 6289.8062 | 0 | 0 | 6289.8062 | 0.001404%
2026 | 239 | 239-89R | Tier-3 | Tier-3---17 | 4--4 | 65 | 100% | 82.0466 | 94.42% | 3.771% | 1.81% | 3.8346 | 0 | 0 | 3.8346 | 0 | 3.658 | 0.52868 | 6.9191 | 3.658 | 0.52868 | 6.9191 | 3.8534 | 0.55693 | 6.9191 | 4.674% | 0.064786 | 0.061579 | 1266.4282 | 154.9054 | 278.3508 | 833.172 | 1270.1091 | 0 | 0 | 1270.1091 | 0.0008049%
2026 | 240 | 240-1028R | Tier-2 | Tier-2---9 | 4--5 | 257 | 100% | 195.1953 | 90.44% | 7.788% | 1.769% | 8.7387 | 0 | 0 | 8.7387 | 0 | 8.3361 | 2.0903 | 3.9879 | 8.3361 | 2.0903 | 3.9879 | 8.7815 | 2.202 | 3.9879 | 4.477% | 0.045174 | 0.042938 | 4320.9466 | 718.78 | 412.5342 | 3189.6324 | 4342.4545 | 0 | 0 | 4342.4545 | 0.001834%
2026 | 240 | 240-1044 | Tier-3 | Tier-3---16 | 4--4 | 110 | 100% | 119.2796 | 91.6% | 7.213% | 1.188% | 5.4083 | 0 | 0 | 5.4083 | 0 | 5.1592 | 0.89469 | 5.7664 | 5.1592 | 0.89469 | 5.7664 | 5.4348 | 0.9425 | 5.7664 | 4.534% | 0.076308 | 0.072531 | 1563.1261 | 243.3751 | 155.5211 | 1164.2298 | 1569.9649 | 0 | 0 | 1569.9649 | 0.001135%
2026 | 240 | 240-1148 | Tier-3 | Tier-3---17 | 4--4 | 98 | 100% | 81.4187 | 85.86% | 11.44% | 2.706% | 3.4602 | 0 | 0 | 3.4602 | 0 | 3.3008 | 0.79709 | 4.141 | 3.3008 | 0.79709 | 4.141 | 3.4771 | 0.83968 | 4.141 | 4.25% | 0.037482 | 0.035627 | 2172.1964 | 294.7676 | 257.633 | 1619.7958 | 2188.1967 | 0 | 0 | 2188.1967 | 0.0007263%
2026 | 240 | 240-2004R | Tier-3 | Tier-3---12 | 5--5 | 971 | 100% | 772.9985 | 88.27% | 9.933% | 1.797% | 33.7751 | 0 | 0 | 33.7751 | 0 | 32.2191 | 7.8977 | 4.0796 | 32.2191 | 7.8977 | 4.0796 | 33.9406 | 8.3197 | 4.0796 | 4.369% | 0.095775 | 0.091035 | 8070.9504 | 1314.8813 | 873.0539 | 5883.0151 | 8120.2544 | 0 | 0 | 8120.2544 | 0.007089%
2026 | 240 | 240-2006R | Tier-3 | Tier-3---12 | 4--5 | 530 | 100% | 539.6343 | 93.67% | 5.127% | 1.207% | 25.02 | 0 | 0 | 25.02 | 0 | 23.8674 | 4.3108 | 5.5367 | 23.8674 | 4.3108 | 5.5367 | 25.1427 | 4.5411 | 5.5367 | 4.636% | 0.06999 | 0.066526 | 7710.1411 | 1171.5655 | 451.3222 | 6087.2534 | 7735.573 | 0 | 0 | 7735.573 | 0.005252%
2026 | 240 | 240-2032R | Tier-3 | Tier-3---12 | 5--5 | 549 | 100% | 650.049 | 82.45% | 16.15% | 1.395% | 26.5314 | 0 | 0 | 26.5314 | 0 | 25.3092 | 4.4653 | 5.6679 | 25.3092 | 4.4653 | 5.6679 | 26.6615 | 4.7039 | 5.6679 | 4.081% | 0.12278 | 0.1167 | 5294.5591 | 720.5691 | 843.0129 | 3730.977 | 5342.9398 | 0 | 0 | 5342.9398 | 0.005569%
2026 | 242 | 242-1426F | Tier-2 | Tier-2---10 | 5--4 | 164 | 100% | 427.3794 | 25.24% | 74.25% | 0.5092% | 5.3405 | 0 | 0 | 5.3405 | 0 | 5.0944 | 1.3339 | 3.8192 | 5.0944 | 1.3339 | 3.8192 | 5.3666 | 1.4052 | 3.8192 | 1.25% | 0.10724 | 0.10194 | 3985.1049 | 204.0417 | 2738.8493 | 1042.2139 | 4140.2501 | 0 | 0 | 4140.2501 | 0.001121%
2026 | 246 | 246-34R | Tier-3 | Tier-3---12 | 4--5 | 921 | 100% | 673.2377 | 73.17% | 25.57% | 1.264% | 24.3835 | 0 | 0 | 24.3835 | 0 | 23.2602 | 7.491 | 3.1051 | 23.2602 | 7.491 | 3.1051 | 24.5031 | 7.8913 | 3.1051 | 3.622% | 0.070488 | 0.066999 | 9551.097 | 1283.5559 | 2416.0529 | 5851.4883 | 9684.5582 | 0 | 0 | 9684.5582 | 0.005118%
2026 | 247 | 247-46 | Tier-3 | Tier-3---16 | 4--5 | 333 | 100% | 297.9922 | 66.6% | 32.06% | 1.34% | 9.8236 | 0 | 0 | 9.8236 | 0 | 9.371 | 2.7085 | 3.4599 | 9.371 | 2.7085 | 3.4599 | 9.8717 | 2.8532 | 3.4599 | 3.297% | 0.045228 | 0.04299 | 6588.6081 | 720.5327 | 2027.5414 | 3840.534 | 6703.2179 | 0 | 0 | 6703.2179 | 0.002062%
2026 | 247 | 247-48 | Tier-2 | Tier-2---16 | 3--3 | 19 | 100% | 19.6012 | 90.45% | 8.053% | 1.494% | 0.87763 | 0 | 0 | 0.87763 | 0 | 0.8372 | 0.15454 | 5.4174 | 0.8372 | 0.15454 | 5.4174 | 0.88193 | 0.1628 | 5.4174 | 4.477% | 0.026216 | 0.024918 | 747.6923 | 111.2463 | 59.7602 | 576.6859 | 751.4096 | 0 | 0 | 751.4096 | 0.0001842%
2026 | 249 | 249-24R | Tier-3 | Tier-3---12 | 5--5 | 641 | 100% | 678.7483 | 77.57% | 20.95% | 1.472% | 26.063 | 0 | 0 | 26.063 | 0 | 24.8623 | 5.2136 | 4.7687 | 24.8623 | 5.2136 | 4.7687 | 26.1908 | 5.4922 | 4.7687 | 3.84% | 0.10094 | 0.09594 | 6724.4875 | 983.1026 | 1380.1319 | 4361.253 | 6803.0261 | 0 | 0 | 6803.0261 | 0.005471%
2026 | 252 | 252-129 | Tier-2 | Tier-2---18 | 3--3 | 9 | 100% | 18.3528 | 64.84% | 17.74% | 17.42% | 0.58905 | 0 | 0 | 0.58905 | 0 | 0.56191 | 0.073202 | 7.6761 | 0.56191 | 0.073202 | 7.6761 | 0.59193 | 0.077113 | 7.6761 | 3.21% | 0.02391 | 0.022726 | 767.5898 | 85.4984 | 240.0519 | 442.0395 | 781.6449 | 0 | 0 | 781.6449 | 0.0001236%
2026 | 283 | 283-55R | Tier-3 | Tier-3---9 | 5--5 | 81 | 100% | 691.0798 | 89.15% | 10.28% | 0.5685% | 30.4985 | 0 | 0 | 30.4985 | 0 | 29.0935 | 0.65882 | 44.16 | 29.0935 | 0.65882 | 44.16 | 30.648 | 0.69402 | 44.16 | 4.413% | 0.20157 | 0.19159 | 3428.458 | 524.1491 | 347.4063 | 2556.9026 | 3447.8217 | 0 | 0 | 3447.8217 | 0.006402%
2026 | 283 | 283-71F | Tier-3 | Tier-3---13 | 5--4 | 245 | 100% | 488.2766 | 50.8% | 48.52% | 0.6792% | 12.2794 | 0 | 0 | 12.2794 | 0 | 11.7137 | 1.9927 | 5.8782 | 11.7137 | 1.9927 | 5.8782 | 12.3396 | 2.0992 | 5.8782 | 2.515% | 0.19011 | 0.1807 | 2568.3277 | 217.0861 | 1132.2268 | 1219.0148 | 2634.1276 | 0 | 0 | 2634.1276 | 0.002577%
2026 | 288 | 288-149R | Tier-2 | Tier-2---12 | 3--5 | 4 | 100% | 110.4011 | 75.76% | 21.09% | 3.152% | 4.1401 | 0 | 0 | 4.1401 | 0 | 3.9493 | 0.032534 | 121.39 | 3.9493 | 0.032534 | 121.39 | 4.1604 | 0.034273 | 121.39 | 3.75% | 0.02124 | 0.020188 | 5197.889 | 630.048 | 1286.7386 | 3281.1025 | 5263.511 | 0 | 0 | 5263.511 | 0.000869%
2026 | 288 | 288-2375R | Tier-2 | Tier-2---19 | 2--4 | 9 | 100% | 8.0662 | 91.05% | 6.346% | 2.603% | 0.36354 | 0 | 0 | 0.36354 | 0 | 0.34679 | 0.073202 | 4.7375 | 0.34679 | 0.073202 | 4.7375 | 0.36532 | 0.077113 | 4.7375 | 4.507% | 0.0067116 | 0.0063794 | 1201.8253 | 174.6812 | 136.8966 | 890.2475 | 1207.4267 | 0 | 0 | 1207.4267 | 7.631e-05%
2026 | 288 | 288-2380F | Tier-2 | Tier-2---12 | 4--5 | 329 | 100% | 114.0664 | 66.42% | 32.7% | 0.8812% | 3.7504 | 0 | 0 | 3.7504 | 0 | 3.5776 | 2.6759 | 1.3369 | 3.5776 | 2.6759 | 1.3369 | 3.7688 | 2.8189 | 1.3369 | 3.288% | 0.030344 | 0.028842 | 3759.1098 | 411.8777 | 1165.9601 | 2181.2719 | 3824.8446 | 0 | 0 | 3824.8446 | 0.0007872%
2026 | 296 | 296-68F | Tier-2 | Tier-2---21 | 1--2 | 44 | 100% | 1.8827 | 64.81% | 0% | 35.19% | 0.060402 | 0 | 0 | 0.060402 | 0 | 0.05762 | 0.35788 | 0.161 | 0.05762 | 0.35788 | 0.161 | 0.060698 | 0.377 | 0.161 | 3.208% | 0.0027146 | 0.0025802 | 693.5578 | 98.2554 | 297.2044 | 298.098 | 706.2671 | 0 | 0 | 706.2671 | 1.268e-05%
2026 | 300 | 300-483F | Tier-2 | Tier-2---12 | 3--5 | 4 | 100% | 101.1563 | 97.7% | 0% | 2.297% | 4.8922 | 0 | 0 | 4.8922 | 0 | 4.6668 | 0.032534 | 143.4438 | 4.6668 | 0.032534 | 143.4438 | 4.9162 | 0.034273 | 143.4438 | 4.836% | 0.018397 | 0.017486 | 5498.5218 | 994.0131 | 114.7317 | 4389.777 | 5505.0994 | 0 | 0 | 5505.0994 | 0.001027%
2026 | 300 | 300-484F | Tier-2 | Tier-2---9 | 4--5 | 129 | 100% | 230.1484 | 75.7% | 22.04% | 2.261% | 8.6234 | 0 | 0 | 8.6234 | 0 | 8.2262 | 1.0492 | 7.8402 | 8.2262 | 1.0492 | 7.8402 | 8.6657 | 1.1053 | 7.8402 | 3.747% | 0.039922 | 0.037946 | 5764.9522 | 606.5801 | 1692.4173 | 3465.9548 | 5837.922 | 0 | 0 | 5837.922 | 0.00181%
2026 | 307 | 307-1538F | Tier-2 | Tier-2---7 | 5--5 | 249 | 100% | 433.4142 | 51.51% | 48.13% | 0.3587% | 11.0514 | 0 | 0 | 11.0514 | 0 | 10.5423 | 2.0253 | 5.2054 | 10.5423 | 2.0253 | 5.2054 | 11.1056 | 2.1335 | 5.2054 | 2.55% | 0.10098 | 0.09598 | 4292.1557 | 366.942 | 1865.6861 | 2059.5276 | 4400.5386 | 0 | 0 | 4400.5386 | 0.00232%
2026 | 307 | 307-234R | Tier-2 | Tier-2---4 | 5--5 | 590 | 100% | 684.1346 | 69.69% | 29.83% | 0.4763% | 23.6004 | 0 | 0 | 23.6004 | 0 | 22.5131 | 4.7988 | 4.6914 | 22.5131 | 4.7988 | 4.6914 | 23.716 | 5.0552 | 4.6914 | 3.45% | 0.11001 | 0.10456 | 6219.0213 | 711.7212 | 1737.152 | 3770.148 | 6317.1866 | 0 | 0 | 6317.1866 | 0.004954%
2026 | 308 | 308-485AE | Tier-2 | Tier-2---15 | 4--3 | 5 | 100% | 152.3393 | 1.469% | 97.9% | 0.6307% | 0.11079 | 0 | 0 | 0.11079 | 0 | 0.10569 | 0.040668 | 2.5989 | 0.10569 | 0.040668 | 2.5989 | 0.11134 | 0.042841 | 2.5989 | 0.07273% | 0.034738 | 0.033018 | 4385.3805 | 13.8979 | 3969.2995 | 402.1831 | 4610.4061 | 0 | 0 | 4610.4061 | 2.326e-05%
2026 | 308 | 308-563AE | Tier-2 | Tier-2---18 | 4--3 | 20 | 100% | 81.5523 | 7.703% | 91.46% | 0.8327% | 0.31095 | 0 | 0 | 0.31095 | 0 | 0.29663 | 0.16267 | 1.8235 | 0.29663 | 0.16267 | 1.8235 | 0.31248 | 0.17136 | 1.8235 | 0.3813% | 0.03316 | 0.031518 | 2459.3887 | 44.7352 | 2075.3977 | 339.2558 | 2577.6026 | 0 | 0 | 2577.6026 | 6.527e-05%
2026 | 311 | 311-1163F | Tier-2 | Tier-2---18 | 3--3 | 4 | 100% | 23.154 | 70.13% | 28.81% | 1.065% | 0.80378 | 0 | 0 | 0.80378 | 0 | 0.76675 | 0.032534 | 23.5674 | 0.76675 | 0.032534 | 23.5674 | 0.80772 | 0.034273 | 23.5674 | 3.471% | 0.018623 | 0.017701 | 1243.3167 | 81.357 | 709.3756 | 452.5841 | 1262.6574 | 0 | 0 | 1262.6574 | 0.0001687%
2026 | 311 | 311-1199 | Tier-2 | Tier-2---20 | 3--2 | 32 | 100% | 10.8001 | 28.53% | 67.91% | 3.563% | 0.1525 | 0 | 0 | 0.1525 | 0 | 0.14547 | 0.26027 | 0.55892 | 0.14547 | 0.26027 | 0.55892 | 0.15325 | 0.27418 | 0.55892 | 1.412% | 0.018336 | 0.017428 | 589.0165 | 20.3604 | 431.6923 | 136.9639 | 610.9411 | 0 | 0 | 610.9411 | 3.201e-05%
2026 | 311 | 311-14R | Tier-2 | Tier-2---14 | 3--4 | 26 | 100% | 246.05 | 7.341% | 92.49% | 0.1658% | 0.89405 | 0 | 0 | 0.89405 | 0 | 0.85286 | 0.21147 | 4.033 | 0.85286 | 0.21147 | 4.033 | 0.89843 | 0.22277 | 4.033 | 0.3634% | 0.018935 | 0.017998 | 12994.1779 | 107.2013 | 11392.857 | 1494.1196 | 13621.2122 | 0 | 0 | 13621.2122 | 0.0001877%
2026 | 311 | 311-43 | Tier-2 | Tier-2---15 | 3--4 | 262 | 100% | 155.2668 | 1.703% | 96.44% | 1.86% | 0.13091 | 0 | 0 | 0.13091 | 0 | 0.12488 | 2.131 | 0.058602 | 0.12488 | 2.131 | 0.058602 | 0.13155 | 2.2449 | 0.058602 | 0.08431% | 0.027937 | 0.026554 | 5557.7075 | 11.1328 | 4976.695 | 569.8797 | 5842.211 | 0 | 0 | 5842.211 | 2.748e-05%
2026 | 312 | 312-14F | Tier-2 | Tier-2---14 | 3--4 | 38 | 100% | 197.5178 | 0.1105% | 99.63% | 0.2595% | 0.0108 | 0 | 0 | 0.0108 | 0 | 0.010303 | 0.30908 | 0.033334 | 0.010303 | 0.30908 | 0.033334 | 0.010853 | 0.32559 | 0.033334 | 0.005468% | 0.018868 | 0.017934 | 10468.4008 | 14.5481 | 9413.1367 | 1040.7161 | 11012.9704 | 0 | 0 | 11012.9704 | 2.267e-06%
2026 | 315 | 315-485AE | Tier-2 | Tier-2---14 | 2--5 | 323 | 100% | 44.4978 | 97.71% | 0% | 2.29% | 2.1522 | 0 | 0 | 2.1522 | 0 | 2.053 | 2.6271 | 0.78147 | 2.053 | 2.6271 | 0.78147 | 2.1627 | 2.7675 | 0.78147 | 4.837% | 0.00637 | 0.0060547 | 6985.5251 | 2468.7203 | 170.1118 | 4346.6929 | 6993.857 | 0 | 0 | 6993.857 | 0.0004517%
2026 | 350 | 350-2182R | Tier-2 | Tier-2---13 | 4--3 | 18 | 100% | 36.1393 | 94.02% | 5.411% | 0.5649% | 1.682 | 0 | 0 | 1.682 | 0 | 1.6045 | 0.1464 | 10.9594 | 1.6045 | 0.1464 | 10.9594 | 1.6902 | 0.15423 | 10.9594 | 4.654% | 0.068991 | 0.065576 | 523.8262 | 80.2912 | 27.7458 | 415.7892 | 525.4565 | 0 | 0 | 525.4565 | 0.000353%
2026 | 350 | 350-2188R | Tier-2 | Tier-2---5 | 5--5 | 1796 | 100% | 752.4795 | 78.87% | 19.12% | 2.014% | 29.3759 | 0 | 0 | 29.3759 | 0 | 28.0226 | 14.6079 | 1.9183 | 28.0226 | 14.6079 | 1.9183 | 29.5199 | 15.3884 | 1.9183 | 3.904% | 0.15121 | 0.14373 | 4976.3874 | 631.9786 | 954.5279 | 3389.8809 | 5031.1577 | 0 | 0 | 5031.1577 | 0.006166%
2026 | 350 | 350-2192R | Tier-2 | Tier-2---2 | 5--5 | 2181 | 100% | 2025.3012 | 87.53% | 11.37% | 1.097% | 87.7486 | 0 | 0 | 87.7486 | 0 | 83.7062 | 17.7393 | 4.7187 | 83.7062 | 17.7393 | 4.7187 | 88.1788 | 18.6872 | 4.7187 | 4.333% | 0.18928 | 0.17991 | 10700.2197 | 1640.6573 | 1261.0201 | 7798.5423 | 10769.7208 | 0 | 0 | 10769.7208 | 0.01842%
2026 | 350 | 350-2196R | Tier-2 | Tier-2---5 | 5--5 | 2656 | 100% | 1111.1446 | 85.23% | 12.69% | 2.072% | 46.8801 | 0 | 0 | 46.8801 | 0 | 44.7204 | 21.6028 | 2.0701 | 44.7204 | 21.6028 | 2.0701 | 47.1099 | 22.757 | 2.0701 | 4.219% | 0.19915 | 0.18929 | 5579.5197 | 797.1006 | 755.2806 | 4027.1385 | 5622.4251 | 0 | 0 | 5622.4251 | 0.00984%
2026 | 350 | 350-2201R | Tier-3 | Tier-3---4 | 5--5 | 1091 | 100% | 1600.0661 | 94.09% | 5.343% | 0.5699% | 74.5202 | 0 | 0 | 74.5202 | 0 | 71.0872 | 8.8737 | 8.011 | 71.0872 | 8.8737 | 8.011 | 74.8855 | 9.3479 | 8.011 | 4.657% | 0.1241 | 0.11796 | 12893.008 | 2307.4254 | 698.8971 | 9886.6855 | 12932.7085 | 0 | 0 | 12932.7085 | 0.01564%
2026 | 350 | 350-41R | Tier-2 | Tier-2---3 | 5--5 | 1620 | 100% | 1428.3995 | 91.38% | 7.839% | 0.7806% | 64.611 | 0 | 0 | 64.611 | 0 | 61.6345 | 13.1764 | 4.6776 | 61.6345 | 13.1764 | 4.6776 | 64.9277 | 13.8804 | 4.6776 | 4.523% | 0.12896 | 0.12258 | 11076.0411 | 1996.9228 | 1010.9834 | 8068.135 | 11125.7625 | 0 | 0 | 11125.7625 | 0.01356%
2026 | 351 | 351-819R | Tier-2 | Tier-2---1 | 5--5 | 1027 | 100% | 2090.3176 | 91.75% | 7.875% | 0.3732% | 94.9359 | 0 | 0 | 94.9359 | 0 | 90.5624 | 8.3532 | 10.8417 | 90.5624 | 8.3532 | 10.8417 | 95.4012 | 8.7995 | 10.8417 | 4.542% | 0.14376 | 0.13664 | 14540.4698 | 3135.0555 | 1103.9508 | 10301.4635 | 14602.9309 | 0 | 0 | 14602.9309 | 0.01993%
2026 | 351 | 351-871R | Tier-3 | Tier-3---6 | 5--5 | 222 | 100% | 781.5367 | 96.92% | 2.713% | 0.3715% | 37.493 | 0 | 0 | 37.493 | 0 | 35.7658 | 1.8057 | 19.8076 | 35.7658 | 1.8057 | 19.8076 | 37.6768 | 1.9021 | 19.8076 | 4.797% | 0.11468 | 0.109 | 6814.8869 | 1079.7555 | 189.4866 | 5545.6448 | 6825.8322 | 0 | 0 | 6825.8322 | 0.00787%
2026 | 352 | 352-27R | Tier-3 | Tier-3---2 | 5--5 | 1531 | 100% | 1835.8142 | 93.66% | 5.876% | 0.4611% | 85.1138 | 0 | 0 | 85.1138 | 0 | 81.1928 | 12.4525 | 6.5202 | 81.1928 | 12.4525 | 6.5202 | 85.531 | 13.1179 | 6.5202 | 4.636% | 0.11814 | 0.11229 | 15539.9427 | 3024.467 | 902.1857 | 11613.29 | 15591.2308 | 0 | 0 | 15591.2308 | 0.01787%
2026 | 353 | 353-1429R | Tier-2 | Tier-2---6 | 5--5 | 1034 | 100% | 1003.2846 | 77.44% | 22.07% | 0.495% | 38.4564 | 0 | 0 | 38.4564 | 0 | 36.6848 | 8.4101 | 4.362 | 36.6848 | 8.4101 | 4.362 | 38.6449 | 8.8595 | 4.362 | 3.833% | 0.12141 | 0.1154 | 8263.4579 | 1440.9039 | 1734.7877 | 5087.7663 | 8360.5633 | 0 | 0 | 8360.5633 | 0.008072%
2026 | 353 | 353-593F | Tier-2 | Tier-2---7 | 5--5 | 340 | 100% | 254.848 | 92.09% | 7.347% | 0.5637% | 11.617 | 0 | 0 | 11.617 | 0 | 11.0819 | 2.7654 | 4.0073 | 11.0819 | 2.7654 | 4.0073 | 11.674 | 2.9132 | 4.0073 | 4.558% | 0.10537 | 0.10016 | 2418.5368 | 364.9212 | 170.4852 | 1883.1304 | 2428.5005 | 0 | 0 | 2428.5005 | 0.002438%
2026 | 353 | 353-594F | Tier-2 | Tier-2---7 | 5--5 | 60 | 100% | 200.2632 | 99.27% | 0.3225% | 0.4078% | 9.8406 | 0 | 0 | 9.8406 | 0 | 9.3873 | 0.48801 | 19.2357 | 9.3873 | 0.48801 | 19.2357 | 9.8889 | 0.51409 | 19.2357 | 4.914% | 0.10216 | 0.097099 | 1960.3623 | 318.7574 | 13.0779 | 1628.5269 | 1961.1078 | 0 | 0 | 1961.1078 | 0.002066%
2026 | 353 | 353-900F | Tier-2 | Tier-2---8 | 5--5 | 143 | 100% | 371.854 | 40.83% | 58.99% | 0.1797% | 7.5153 | 0 | 0 | 7.5153 | 0 | 7.1691 | 1.1631 | 6.1638 | 7.1691 | 1.1631 | 6.1638 | 7.5522 | 1.2252 | 6.1638 | 2.021% | 0.10085 | 0.09586 | 3687.104 | 250.2733 | 1989.9286 | 1446.9021 | 3800.7218 | 0 | 0 | 3800.7218 | 0.001577%
2026 | 353 | 353-901F | Tier-2 | Tier-2---4 | 5--5 | 150 | 100% | 613.1191 | 58.62% | 41.08% | 0.303% | 17.7913 | 0 | 0 | 17.7913 | 0 | 16.9717 | 1.22 | 13.9108 | 16.9717 | 1.22 | 13.9108 | 17.8785 | 1.2852 | 13.9108 | 2.902% | 0.10618 | 0.10093 | 5774.1958 | 681.1246 | 2172.7932 | 2920.278 | 5898.6241 | 0 | 0 | 5898.6241 | 0.003734%
2026 | 353 | 353-902F | Tier-2 | Tier-2---11 | 5--3 | 30 | 100% | 194.7859 | 13.28% | 86.55% | 0.1681% | 1.2803 | 0 | 0 | 1.2803 | 0 | 1.2213 | 0.24401 | 5.0052 | 1.2213 | 0.24401 | 5.0052 | 1.2866 | 0.25704 | 5.0052 | 0.6573% | 0.098854 | 0.093961 | 1970.4401 | 45.5501 | 1554.0368 | 370.8532 | 2059.4308 | 0 | 0 | 2059.4308 | 0.0002687%
2026 | 353 | 353-904R | Tier-2 | Tier-2---3 | 5--5 | 484 | 100% | 1250.3913 | 94% | 5.586% | 0.417% | 58.1788 | 0 | 0 | 58.1788 | 0 | 55.4987 | 3.9367 | 14.0979 | 55.4987 | 3.9367 | 14.0979 | 58.464 | 4.147 | 14.0979 | 4.653% | 0.12577 | 0.11955 | 9941.809 | 1678.6898 | 757.2282 | 7505.891 | 9972.8894 | 0 | 0 | 9972.8894 | 0.01221%
2026 | 354 | 354-1706R | Tier-2 | Tier-2---1 | 5--5 | 1235 | 100% | 2161.9809 | 92.27% | 7.167% | 0.5599% | 98.7488 | 0 | 0 | 98.7488 | 0 | 94.1997 | 10.045 | 9.3778 | 94.1997 | 10.045 | 9.3778 | 99.2329 | 10.5817 | 9.3778 | 4.568% | 0.13939 | 0.13249 | 15510.3907 | 2900.5229 | 1230.7208 | 11379.147 | 15572.8049 | 0 | 0 | 15572.8049 | 0.02073%
2026 | 354 | 354-24AE | Tier-2 | Tier-2---4 | 4--5 | 236 | 100% | 742.9911 | 44.89% | 54.76% | 0.3554% | 16.5081 | 0 | 0 | 16.5081 | 0 | 15.7476 | 1.9195 | 8.2039 | 15.7476 | 1.9195 | 8.2039 | 16.589 | 2.0221 | 8.2039 | 2.222% | 0.080555 | 0.076567 | 9223.4472 | 670.0529 | 4646.9314 | 3906.4629 | 9488.1816 | 0 | 0 | 9488.1816 | 0.003465%
2026 | 355 | 355-41R | Tier-2 | Tier-2---6 | 4--5 | 587 | 100% | 876.3288 | 87.46% | 12.04% | 0.4997% | 37.9373 | 0 | 0 | 37.9373 | 0 | 36.1896 | 4.7744 | 7.5799 | 36.1896 | 4.7744 | 7.5799 | 38.1233 | 5.0295 | 7.5799 | 4.329% | 0.092253 | 0.087687 | 9499.1702 | 1363.9545 | 1082.9983 | 7052.2174 | 9561.2206 | 0 | 0 | 9561.2206 | 0.007963%
2026 | 355 | 355-6R | Tier-2 | Tier-2---7 | 4--5 | 253 | 100% | 466.648 | 28.63% | 71.11% | 0.2566% | 6.6138 | 0 | 0 | 6.6138 | 0 | 6.3091 | 2.0578 | 3.066 | 6.3091 | 2.0578 | 3.066 | 6.6462 | 2.1677 | 3.066 | 1.417% | 0.074333 | 0.070654 | 6277.8037 | 297.3578 | 4112.2061 | 1868.2398 | 6511.1291 | 0 | 0 | 6511.1291 | 0.001388%
2026 | 356 | 356-16R | Tier-2 | Tier-2---4 | 4--5 | 403 | 100% | 692.7279 | 85.74% | 13.66% | 0.5932% | 29.4011 | 0 | 0 | 29.4011 | 0 | 28.0467 | 3.2778 | 8.5565 | 28.0467 | 3.2778 | 8.5565 | 29.5452 | 3.453 | 8.5565 | 4.244% | 0.090754 | 0.086262 | 7633.0284 | 1263.3568 | 1174.8968 | 5194.7749 | 7689.7037 | 0 | 0 | 7689.7037 | 0.006171%
2026 | 356 | 356-19R | Tier-3 | Tier-3---8 | 5--5 | 1342 | 100% | 2142.9106 | 83.66% | 15.67% | 0.6694% | 88.7415 | 0 | 0 | 88.7415 | 0 | 84.6534 | 10.9153 | 7.7555 | 84.6534 | 10.9153 | 7.7555 | 89.1765 | 11.4985 | 7.7555 | 4.141% | 0.16775 | 0.15945 | 12774.1099 | 1993.4622 | 1945.7185 | 8834.9292 | 12882.8117 | 0 | 0 | 12882.8117 | 0.01863%
2026 | 356 | 356-30AE | Tier-3 | Tier-3---6 | 5--5 | 1273 | 100% | 1548.5525 | 73.09% | 26.03% | 0.8808% | 56.0222 | 0 | 0 | 56.0222 | 0 | 53.4413 | 10.354 | 5.1614 | 53.4413 | 10.354 | 5.1614 | 56.2968 | 10.9073 | 5.1614 | 3.618% | 0.14106 | 0.13408 | 10978.0949 | 1533.3184 | 2733.1665 | 6711.61 | 11131.9717 | 0 | 0 | 11131.9717 | 0.01176%
2026 | 357 | 357-1147R | Tier-2 | Tier-2---10 | 5--4 | 49 | 100% | 122.889 | 90.67% | 8.71% | 0.6166% | 5.5157 | 0 | 0 | 5.5157 | 0 | 5.2616 | 0.39855 | 13.202 | 5.2616 | 0.39855 | 13.202 | 5.5427 | 0.41984 | 13.202 | 4.488% | 0.14287 | 0.1358 | 860.1588 | 128.3592 | 73.5961 | 658.2035 | 864.3366 | 0 | 0 | 864.3366 | 0.001158%
2026 | 357 | 357-1299R | Tier-3 | Tier-3---9 | 5--5 | 47 | 100% | 500.7555 | 96.82% | 2.879% | 0.2981% | 24 | 0 | 0 | 24 | 0 | 22.8944 | 0.38228 | 59.8893 | 22.8944 | 0.38228 | 59.8893 | 24.1176 | 0.4027 | 59.8893 | 4.793% | 0.2409 | 0.22898 | 2078.6481 | 381.924 | 60.0907 | 1636.6334 | 2082.0868 | 0 | 0 | 2082.0868 | 0.005038%
2026 | 357 | 357-2047F | Tier-2 | Tier-2---10 | 5--4 | 11 | 100% | 117.0163 | 66.86% | 32.9% | 0.2354% | 3.8728 | 0 | 0 | 3.8728 | 0 | 3.6944 | 0.089469 | 41.2925 | 3.6944 | 0.089469 | 41.2925 | 3.8918 | 0.09425 | 41.2925 | 3.31% | 0.14128 | 0.13429 | 828.2369 | 91.3768 | 250.8108 | 486.0494 | 842.5305 | 0 | 0 | 842.5305 | 0.0008129%
2026 | 357 | 357-2049F | Tier-3 | Tier-3---8 | 5--5 | 484 | 100% | 1568.933 | 87.25% | 12.44% | 0.3075% | 67.7587 | 0 | 0 | 67.7587 | 0 | 64.6372 | 3.9367 | 16.4193 | 64.6372 | 3.9367 | 16.4193 | 68.0909 | 4.147 | 16.4193 | 4.319% | 0.18286 | 0.17381 | 8579.8277 | 1438.1344 | 1001.8193 | 6139.874 | 8636.8059 | 0 | 0 | 8636.8059 | 0.01422%
2026 | 357 | 357-45R | Tier-3 | Tier-3---8 | 5--5 | 901 | 100% | 2182.2622 | 79.98% | 19.64% | 0.3802% | 86.3975 | 0 | 0 | 86.3975 | 0 | 82.4174 | 7.3284 | 11.2464 | 82.4174 | 7.3284 | 11.2464 | 86.821 | 7.7199 | 11.2464 | 3.959% | 0.18538 | 0.1762 | 11771.8449 | 1935.5654 | 2204.1059 | 7632.1736 | 11894.5692 | 0 | 0 | 11894.5692 | 0.01813%
2026 | 357 | 357-50R | Tier-3 | Tier-3---4 | 5--5 | 1047 | 100% | 1441.553 | 79.05% | 20.4% | 0.5522% | 56.4096 | 0 | 0 | 56.4096 | 0 | 53.8109 | 8.5159 | 6.3189 | 53.8109 | 8.5159 | 6.3189 | 56.6861 | 8.9709 | 6.3189 | 3.913% | 0.14913 | 0.14175 | 9666.6259 | 1487.063 | 1867.4945 | 6312.0683 | 9772.0779 | 0 | 0 | 9772.0779 | 0.01184%
2026 | 357 | 357-750R | Tier-2 | Tier-2---2 | 5--5 | 712 | 100% | 1439.7107 | 82.49% | 17.1% | 0.4096% | 58.7853 | 0 | 0 | 58.7853 | 0 | 56.0772 | 5.7911 | 9.6833 | 56.0772 | 5.7911 | 9.6833 | 59.0734 | 6.1005 | 9.6833 | 4.083% | 0.171 | 0.16254 | 8419.2134 | 1423.2143 | 1353.8833 | 5642.1158 | 8495.9978 | 0 | 0 | 8495.9978 | 0.01234%
2026 | 358 | 358-1175F | Tier-2 | Tier-2---11 | 5--3 | 18 | 100% | 71.8528 | 77.22% | 22.39% | 0.388% | 2.7465 | 0 | 0 | 2.7465 | 0 | 2.6199 | 0.1464 | 17.8952 | 2.6199 | 0.1464 | 17.8952 | 2.7599 | 0.15423 | 17.8952 | 3.822% | 0.14195 | 0.13492 | 506.195 | 64.3327 | 105.8745 | 335.9879 | 512.2005 | 0 | 0 | 512.2005 | 0.0005765%
2026 | 358 | 358-33 | Tier-3 | Tier-3---15 | 5--4 | 58 | 100% | 117.3196 | 96.19% | 3.458% | 0.3548% | 5.5859 | 0 | 0 | 5.5859 | 0 | 5.3286 | 0.47175 | 11.2954 | 5.3286 | 0.47175 | 11.2954 | 5.6133 | 0.49695 | 11.2954 | 4.761% | 0.14298 | 0.1359 | 820.5581 | 159.8188 | 30.1137 | 630.6255 | 822.1875 | 0 | 0 | 822.1875 | 0.001172%
2026 | 358 | 358-682F | Tier-3 | Tier-3---3 | 5--5 | 404 | 100% | 3753.9781 | 86.22% | 13.57% | 0.2039% | 160.2214 | 0 | 0 | 160.2214 | 0 | 152.8404 | 3.286 | 46.5131 | 152.8404 | 3.286 | 46.5131 | 161.0068 | 3.4615 | 46.5131 | 4.268% | 0.54241 | 0.51556 | 6920.8673 | 1067.6333 | 861.2358 | 4991.9981 | 6970.5225 | 0 | 0 | 6970.5225 | 0.03363%
2026 | 387 | 387-15 | Tier-3 | Tier-3---16 | 4--5 | 66 | 100% | 365.4778 | 57.25% | 41.73% | 1.017% | 10.3576 | 0 | 0 | 10.3576 | 0 | 9.8804 | 0.53682 | 18.4056 | 9.8804 | 0.53682 | 18.4056 | 10.4083 | 0.5655 | 18.4056 | 2.834% | 0.072601 | 0.069007 | 5034.0466 | 537.3079 | 1996.9235 | 2499.8151 | 5146.1153 | 0 | 0 | 5146.1153 | 0.002174%
2026 | 393 | 393-14R | Tier-2 | Tier-2---10 | 5--4 | 79 | 100% | 777.0926 | 5.544% | 94.24% | 0.2191% | 2.1327 | 0 | 0 | 2.1327 | 0 | 2.0344 | 0.64255 | 3.1662 | 2.0344 | 0.64255 | 3.1662 | 2.1431 | 0.67689 | 3.1662 | 0.2744% | 0.10079 | 0.095804 | 7709.7876 | 115.9827 | 6667.436 | 926.369 | 8089.036 | 0 | 0 | 8089.036 | 0.0004476%
2026 | 396 | 396-699R | Tier-2 | Tier-2---5 | 5--5 | 1637 | 100% | 888.3486 | 59.21% | 39.34% | 1.447% | 26.0383 | 0 | 0 | 26.0383 | 0 | 24.8387 | 13.3147 | 1.8655 | 24.8387 | 13.3147 | 1.8655 | 26.1659 | 14.0261 | 1.8655 | 2.931% | 0.15664 | 0.14888 | 5671.3841 | 668.179 | 2146.3409 | 2856.8642 | 5791.8474 | 0 | 0 | 5791.8474 | 0.005465%
2026 | 411 | 411-1873R | Tier-2 | Tier-2---7 | 4--5 | 699 | 100% | 340.3229 | 88.45% | 9.585% | 1.967% | 14.8999 | 0 | 0 | 14.8999 | 0 | 14.2135 | 5.6854 | 2.5 | 14.2135 | 5.6854 | 2.5 | 14.973 | 5.9891 | 2.5 | 4.378% | 0.04682 | 0.044503 | 7268.7189 | 1142.008 | 975.4979 | 5151.213 | 7312.4483 | 0 | 0 | 7312.4483 | 0.003128%
2026 | 411 | 411-30R | Tier-3 | Tier-3---6 | 5--5 | 1562 | 100% | 1028.3805 | 90.72% | 7.641% | 1.643% | 46.1788 | 0 | 0 | 46.1788 | 0 | 44.0515 | 12.7046 | 3.4673 | 44.0515 | 12.7046 | 3.4673 | 46.4052 | 13.3835 | 3.4673 | 4.49% | 0.10309 | 0.09799 | 9975.2889 | 1901.318 | 929.458 | 7144.5129 | 10023.5186 | 0 | 0 | 10023.5186 | 0.009693%
2026 | 411 | 411-47R | Tier-2 | Tier-2---9 | 4--5 | 30 | 100% | 334.7019 | 84.13% | 13.18% | 2.693% | 13.9384 | 0 | 0 | 13.9384 | 0 | 13.2963 | 0.24401 | 54.4915 | 13.2963 | 0.24401 | 54.4915 | 14.0068 | 0.25704 | 54.4915 | 4.164% | 0.063274 | 0.060142 | 5289.7062 | 845.5012 | 1035.5091 | 3408.6958 | 5333.4243 | 0 | 0 | 5333.4243 | 0.002926%
2026 | 434 | 434-301 | Tier-2 | Tier-2---17 | 1--5 | 1 | 100% | 17.5402 | 98.17% | 0% | 1.83% | 0.85235 | 0 | 0 | 0.85235 | 0 | 0.81308 | 0.0081336 | 99.9661 | 0.81308 | 0.0081336 | 99.9661 | 0.85653 | 0.0085682 | 99.9661 | 4.859% | 0.003157 | 0.0030007 | 5555.9717 | 867.4345 | 222.2106 | 4466.3265 | 5561.2679 | 0 | 0 | 5561.2679 | 0.0001789%
2026 | 441 | 441-23R | Tier-3 | Tier-3---11 | 5--4 | 334 | 100% | 647.4088 | 86.44% | 13.14% | 0.4218% | 27.7015 | 0 | 0 | 27.7015 | 0 | 26.4253 | 2.7166 | 9.7273 | 26.4253 | 2.7166 | 9.7273 | 27.8373 | 2.8618 | 9.7273 | 4.279% | 0.54783 | 0.52071 | 1181.7687 | 148.5478 | 135.1005 | 898.1204 | 1190.1135 | 0 | 0 | 1190.1135 | 0.005815%
2026 | 441 | 441-279R | Tier-3 | Tier-3---18 | 5--2 | 49 | 100% | 161.5568 | 69.39% | 29.65% | 0.9602% | 5.5494 | 0 | 0 | 5.5494 | 0 | 5.2937 | 0.39855 | 13.2827 | 5.2937 | 0.39855 | 13.2827 | 5.5766 | 0.41984 | 13.2827 | 3.435% | 0.53527 | 0.50877 | 301.8227 | 28.024 | 73.3421 | 200.4565 | 306.6336 | 0 | 0 | 306.6336 | 0.001165%
2026 | 441 | 441-27R | Tier-3 | Tier-3---9 | 5--4 | 121 | 100% | 878.0372 | 89.43% | 10.14% | 0.4287% | 38.8687 | 0 | 0 | 38.8687 | 0 | 37.0781 | 0.98416 | 37.6748 | 37.0781 | 0.98416 | 37.6748 | 39.0593 | 1.0367 | 37.6748 | 4.427% | 0.55752 | 0.52992 | 1574.8947 | 207.3126 | 146.5629 | 1221.0192 | 1583.5641 | 0 | 0 | 1583.5641 | 0.008159%
2026 | 441 | 441-30R | Tier-3 | Tier-3---9 | 5--4 | 63 | 100% | 950.7549 | 92.15% | 7.507% | 0.3471% | 43.3661 | 0 | 0 | 43.3661 | 0 | 41.3683 | 0.51242 | 80.7319 | 41.3683 | 0.51242 | 80.7319 | 43.5786 | 0.53979 | 80.7319 | 4.561% | 0.55519 | 0.52771 | 1712.4757 | 231.3815 | 120.1168 | 1360.9775 | 1719.4801 | 0 | 0 | 1719.4801 | 0.009103%
2026 | 442 | 442-16R | Tier-3 | Tier-3---14 | 5--3 | 889 | 100% | 453.4046 | 84.5% | 14% | 1.497% | 18.9645 | 0 | 0 | 18.9645 | 0 | 18.0908 | 7.2307 | 2.5019 | 18.0908 | 7.2307 | 2.5019 | 19.0574 | 7.6171 | 2.5019 | 4.183% | 0.45792 | 0.43525 | 990.1415 | 105.6368 | 130.7729 | 753.7318 | 998.1347 | 0 | 0 | 998.1347 | 0.003981%
2026 | 442 | 442-46R | Tier-3 | Tier-3---19 | 5--1 | 34 | 100% | 85.0858 | 0.5117% | 99.4% | 0.08534% | 0.021553 | 0 | 0 | 0.021553 | 0 | 0.02056 | 0.27654 | 0.074346 | 0.02056 | 0.27654 | 0.074346 | 0.021658 | 0.29132 | 0.074346 | 0.02533% | 0.35092 | 0.33355 | 242.465 | 0.40496 | 218.5335 | 23.5266 | 255.0274 | 0 | 0 | 255.0274 | 4.524e-06%
2026 | 442 | 442-509R | Tier-3 | Tier-3---15 | 5--3 | 637 | 100% | 278.3023 | 54.83% | 44.11% | 1.062% | 7.5527 | 0 | 0 | 7.5527 | 0 | 7.2048 | 5.1811 | 1.3906 | 7.2048 | 5.1811 | 1.3906 | 7.5897 | 5.4579 | 1.3906 | 2.714% | 0.36954 | 0.35125 | 753.0994 | 59.1542 | 305.0958 | 388.8494 | 770.8168 | 0 | 0 | 770.8168 | 0.001585%
2026 | 442 | 442-525 | Tier-3 | Tier-3---18 | 5--2 | 642 | 100% | 299.6774 | 27.82% | 71.36% | 0.8189% | 4.1268 | 0 | 0 | 4.1268 | 0 | 3.9367 | 5.2218 | 0.75389 | 3.9367 | 5.2218 | 0.75389 | 4.147 | 5.5008 | 0.75389 | 1.377% | 0.36155 | 0.34365 | 828.8663 | 34.3592 | 535.1133 | 259.3938 | 860.0234 | 0 | 0 | 860.0234 | 0.0008662%
2026 | 442 | 442-728R | Tier-3 | Tier-3---5 | 5--5 | 1846 | 100% | 2907.2477 | 55.16% | 44.36% | 0.4825% | 79.3812 | 0 | 0 | 79.3812 | 0 | 75.7243 | 15.0146 | 5.0434 | 75.7243 | 15.0146 | 5.0434 | 79.7703 | 15.8168 | 5.0434 | 2.73% | 0.35802 | 0.3403 | 8120.3954 | 853.7381 | 3313.1015 | 3953.5558 | 8310.0172 | 0 | 0 | 8310.0172 | 0.01666%
2026 | 442 | 442-729 | Tier-3 | Tier-3---15 | 5--3 | 38 | 100% | 182.1056 | 87.18% | 11.88% | 0.9486% | 7.8582 | 0 | 0 | 7.8582 | 0 | 7.4961 | 0.30908 | 24.2534 | 7.4961 | 0.30908 | 24.2534 | 7.8967 | 0.32559 | 24.2534 | 4.315% | 0.36059 | 0.34274 | 505.0174 | 48.5793 | 97.3314 | 359.1067 | 508.3904 | 0 | 0 | 508.3904 | 0.001649%
2026 | 442 | 442-758F | Tier-3 | Tier-3---18 | 5--2 | 44 | 100% | 96.5341 | 94% | 5.101% | 0.8948% | 4.4919 | 0 | 0 | 4.4919 | 0 | 4.285 | 0.35788 | 11.9734 | 4.285 | 0.35788 | 11.9734 | 4.5139 | 0.377 | 11.9734 | 4.653% | 0.35119 | 0.3338 | 274.8807 | 37.0629 | 13.3172 | 224.5005 | 275.739 | 0 | 0 | 275.739 | 0.0009429%
2026 | 442 | 442-764R | Tier-3 | Tier-3---18 | 5--2 | 297 | 100% | 133.0317 | 69.69% | 29.04% | 1.271% | 4.5888 | 0 | 0 | 4.5888 | 0 | 4.3774 | 2.4157 | 1.8121 | 4.3774 | 2.4157 | 1.8121 | 4.6113 | 2.5447 | 1.8121 | 3.449% | 0.35448 | 0.33694 | 375.2846 | 31.8241 | 102.8444 | 240.6162 | 381.2093 | 0 | 0 | 381.2093 | 0.0009632%
2026 | 442 | 442-780 | Tier-3 | Tier-3---19 | 5--1 | 189 | 100% | 89.5952 | 24.38% | 74.86% | 0.754% | 1.0813 | 0 | 0 | 1.0813 | 0 | 1.0315 | 1.5372 | 0.67101 | 1.0315 | 1.5372 | 0.67101 | 1.0866 | 1.6194 | 0.67101 | 1.207% | 0.34601 | 0.32888 | 258.9415 | 9.1784 | 175.8129 | 73.9502 | 269.1388 | 0 | 0 | 269.1388 | 0.000227%
2026 | 444 | 444-15R | Tier-2 | Tier-2---13 | 5--3 | 9 | 100% | 151.5646 | 92.72% | 4.981% | 2.303% | 6.956 | 0 | 0 | 6.956 | 0 | 6.6355 | 0.073202 | 90.6467 | 6.6355 | 0.073202 | 90.6467 | 6.9901 | 0.077113 | 90.6467 | 4.589% | 0.14886 | 0.14149 | 1018.1622 | 115.1146 | 67.1446 | 835.903 | 1022.0243 | 0 | 0 | 1022.0243 | 0.00146%
2026 | 444 | 444-43R | Tier-2 | Tier-2---5 | 5--5 | 130 | 100% | 962.2981 | 91.92% | 6.922% | 1.16% | 43.7843 | 0 | 0 | 43.7843 | 0 | 41.7673 | 1.0574 | 39.5013 | 41.7673 | 1.0574 | 39.5013 | 43.999 | 1.1139 | 39.5013 | 4.55% | 0.2124 | 0.20189 | 4530.5338 | 537.4714 | 429.3017 | 3563.7607 | 4549.6008 | 0 | 0 | 4549.6008 | 0.00919%
2026 | 444 | 444-9R | Tier-2 | Tier-2---11 | 5--3 | 529 | 100% | 323.6995 | 49.46% | 48.19% | 2.343% | 7.9256 | 0 | 0 | 7.9256 | 0 | 7.5605 | 4.3027 | 1.7572 | 7.5605 | 4.3027 | 1.7572 | 7.9644 | 4.5326 | 1.7572 | 2.448% | 0.1488 | 0.14143 | 2175.4322 | 138.2481 | 1034.3801 | 1002.804 | 2232.6859 | 0 | 0 | 2232.6859 | 0.001664%
2026 | 445 | 445-1311R | Tier-3 | Tier-3---5 | 5--5 | 353 | 100% | 2047.0117 | 76.8% | 22.84% | 0.359% | 77.8189 | 0 | 0 | 77.8189 | 0 | 74.2339 | 2.8712 | 25.8551 | 74.2339 | 2.8712 | 25.8551 | 78.2003 | 3.0246 | 25.8551 | 3.802% | 0.53792 | 0.51129 | 3805.4061 | 462.3517 | 801.0027 | 2542.0517 | 3851.3839 | 0 | 0 | 3851.3839 | 0.01633%
2026 | 445 | 445-1325F | Tier-2 | Tier-2---2 | 5--4 | 203 | 100% | 1447.5424 | 80.92% | 18.64% | 0.4376% | 57.9841 | 0 | 0 | 57.9841 | 0 | 55.3129 | 1.6511 | 33.5003 | 55.3129 | 1.6511 | 33.5003 | 58.2684 | 1.7393 | 33.5003 | 4.006% | 0.57356 | 0.54517 | 2523.7784 | 315.2588 | 429.2208 | 1779.2988 | 2548.8517 | 0 | 0 | 2548.8517 | 0.01217%
2026 | 445 | 445-17R | Tier-2 | Tier-2---8 | 5--3 | 107 | 100% | 440.7591 | 59.87% | 39.69% | 0.4369% | 13.0625 | 0 | 0 | 13.0625 | 0 | 12.4607 | 0.87029 | 14.3179 | 12.4607 | 0.87029 | 14.3179 | 13.1265 | 0.91679 | 14.3179 | 2.964% | 0.53426 | 0.50782 | 824.9822 | 74.1046 | 294.4492 | 456.4284 | 842.2227 | 0 | 0 | 842.2227 | 0.002742%
2026 | 445 | 445-18R | Tier-2 | Tier-2---2 | 5--5 | 448 | 100% | 2423.1968 | 81.52% | 17.92% | 0.5628% | 97.7815 | 0 | 0 | 97.7815 | 0 | 93.2769 | 3.6438 | 25.5985 | 93.2769 | 3.6438 | 25.5985 | 98.2608 | 3.8385 | 25.5985 | 4.035% | 0.6048 | 0.57486 | 4006.6402 | 487.3751 | 662.1707 | 2857.0944 | 4045.2006 | 0 | 0 | 4045.2006 | 0.02052%
2026 | 445 | 445-19R | Tier-2 | Tier-2---8 | 5--3 | 175 | 100% | 654.5269 | 59.7% | 39.33% | 0.9775% | 19.3409 | 0 | 0 | 19.3409 | 0 | 18.4499 | 1.4234 | 12.962 | 18.4499 | 1.4234 | 12.962 | 19.4357 | 1.4994 | 12.962 | 2.955% | 0.56527 | 0.53729 | 1157.9013 | 92.6902 | 418.9958 | 646.2153 | 1182.2052 | 0 | 0 | 1182.2052 | 0.00406%
2026 | 445 | 445-39R | Tier-2 | Tier-2---5 | 5--4 | 216 | 100% | 1104.2716 | 59.42% | 40.16% | 0.4235% | 32.4803 | 0 | 0 | 32.4803 | 0 | 30.984 | 1.7569 | 17.6361 | 30.984 | 1.7569 | 17.6361 | 32.6395 | 1.8507 | 17.6361 | 2.941% | 0.48997 | 0.46571 | 2253.7709 | 194.1003 | 866.8973 | 1192.7734 | 2301.3993 | 0 | 0 | 2301.3993 | 0.006818%
2026 | 445 | 445-894R | Tier-2 | Tier-2---5 | 5--4 | 296 | 100% | 1498.1966 | 65.73% | 33.21% | 1.065% | 48.7442 | 0 | 0 | 48.7442 | 0 | 46.4986 | 2.4075 | 19.3138 | 46.4986 | 2.4075 | 19.3138 | 48.9831 | 2.5362 | 19.3138 | 3.254% | 0.63526 | 0.60381 | 2358.411 | 194.1011 | 729.7847 | 1434.5253 | 2400.5046 | 0 | 0 | 2400.5046 | 0.01023%
2026 | 445 | 445-897R | Tier-2 | Tier-2---10 | 5--3 | 28 | 100% | 278.2745 | 86.91% | 12.87% | 0.2201% | 11.9717 | 0 | 0 | 11.9717 | 0 | 11.4202 | 0.22774 | 50.1457 | 11.4202 | 0.22774 | 50.1457 | 12.0304 | 0.23991 | 50.1457 | 4.302% | 0.75637 | 0.71893 | 367.9091 | 46.7882 | 51.285 | 269.8359 | 370.4168 | 0 | 0 | 370.4168 | 0.002513%
2026 | 448 | 448-1234R | Tier-3 | Tier-3---15 | 5--3 | 20 | 100% | 246.005 | 87.44% | 11.91% | 0.6491% | 10.6477 | 0 | 0 | 10.6477 | 0 | 10.1571 | 0.16267 | 62.4396 | 10.1571 | 0.16267 | 62.4396 | 10.6999 | 0.17136 | 62.4396 | 4.328% | 0.62101 | 0.59027 | 396.1396 | 50.2628 | 45.6467 | 300.2301 | 398.731 | 0 | 0 | 398.731 | 0.002235%
2026 | 448 | 448-47R | Tier-3 | Tier-3---14 | 5--3 | 139 | 100% | 687.0853 | 69.92% | 29.31% | 0.7656% | 23.7813 | 0 | 0 | 23.7813 | 0 | 22.6857 | 1.1306 | 20.0658 | 22.6857 | 1.1306 | 20.0658 | 23.8979 | 1.191 | 20.0658 | 3.461% | 0.62882 | 0.59769 | 1092.6575 | 111.5426 | 295.153 | 685.9619 | 1109.7723 | 0 | 0 | 1109.7723 | 0.004992%
2026 | 448 | 448-714R | Tier-3 | Tier-3---14 | 5--3 | 245 | 100% | 1225.9869 | 25.1% | 74.31% | 0.5831% | 15.2336 | 0 | 0 | 15.2336 | 0 | 14.5318 | 1.9927 | 7.2924 | 14.5318 | 1.9927 | 7.2924 | 15.3083 | 2.0992 | 7.2924 | 1.243% | 0.46343 | 0.44049 | 2645.4709 | 92.606 | 1775.6477 | 777.2172 | 2748.6579 | 0 | 0 | 2748.6579 | 0.003198%
2026 | 448 | 448-724R | Tier-3 | Tier-3---18 | 5--2 | 225 | 100% | 255.0047 | 52.43% | 45.5% | 2.066% | 6.6185 | 0 | 0 | 6.6185 | 0 | 6.3136 | 1.8301 | 3.4499 | 6.3136 | 1.8301 | 3.4499 | 6.6509 | 1.9278 | 3.4499 | 2.595% | 0.55035 | 0.52311 | 463.3505 | 25.9997 | 195.8184 | 241.5324 | 474.8286 | 0 | 0 | 474.8286 | 0.001389%
2026 | 448 | 448-735R | Tier-3 | Tier-3---18 | 5--2 | 164 | 100% | 276.9497 | 53.49% | 44.76% | 1.748% | 7.3327 | 0 | 0 | 7.3327 | 0 | 6.9949 | 1.3339 | 5.2439 | 6.9949 | 1.3339 | 5.2439 | 7.3686 | 1.4052 | 5.2439 | 2.648% | 0.54202 | 0.51519 | 510.9626 | 35.205 | 210.0136 | 265.744 | 523.3393 | 0 | 0 | 523.3393 | 0.001539%
2026 | 448 | 448-744R | Tier-3 | Tier-3---7 | 5--5 | 713 | 100% | 2370.1609 | 68.76% | 30.51% | 0.7221% | 80.6754 | 0 | 0 | 80.6754 | 0 | 76.9589 | 5.7992 | 13.2705 | 76.9589 | 5.7992 | 13.2705 | 81.0709 | 6.1091 | 13.2705 | 3.404% | 0.49442 | 0.46994 | 4793.8402 | 492.7082 | 1356.6651 | 2944.4669 | 4871.823 | 0 | 0 | 4871.823 | 0.01693%
2026 | 448 | 448-9R | Tier-3 | Tier-3---9 | 5--4 | 336 | 100% | 1381.6742 | 73.74% | 25.5% | 0.7592% | 50.4329 | 0 | 0 | 50.4329 | 0 | 48.1095 | 2.7329 | 17.604 | 48.1095 | 2.7329 | 17.604 | 50.6801 | 2.8789 | 17.604 | 3.65% | 0.54394 | 0.51701 | 2540.1235 | 273.4783 | 621.4078 | 1645.2374 | 2574.8613 | 0 | 0 | 2574.8613 | 0.01059%
2026 | 449 | 449-13R | Tier-3 | Tier-3---7 | 5--5 | 1001 | 100% | 1663.2464 | 62.39% | 36.97% | 0.6428% | 51.3669 | 0 | 0 | 51.3669 | 0 | 49.0005 | 8.1417 | 6.0185 | 49.0005 | 8.1417 | 6.0185 | 51.6187 | 8.5767 | 6.0185 | 3.088% | 0.28234 | 0.26837 | 5890.9135 | 610.6402 | 2022.1047 | 3258.1686 | 6006.2928 | 0 | 0 | 6006.2928 | 0.01078%
2026 | 449 | 449-16R | Tier-3 | Tier-3---15 | 5--4 | 61 | 100% | 266.6482 | 83.41% | 16.04% | 0.5501% | 11.0087 | 0 | 0 | 11.0087 | 0 | 10.5016 | 0.49615 | 21.1663 | 10.5016 | 0.49615 | 21.1663 | 11.0627 | 0.52266 | 21.1663 | 4.129% | 0.23738 | 0.22563 | 1123.2928 | 151.839 | 170.3603 | 801.0935 | 1133.0005 | 0 | 0 | 1133.0005 | 0.002311%
2026 | 449 | 449-683 | Tier-3 | Tier-3---18 | 5--3 | 37 | 100% | 130.3299 | 84.46% | 14.85% | 0.6893% | 5.4491 | 0 | 0 | 5.4491 | 0 | 5.198 | 0.30094 | 17.2726 | 5.198 | 0.30094 | 17.2726 | 5.4758 | 0.31702 | 17.2726 | 4.181% | 0.34581 | 0.32869 | 376.8856 | 45.4714 | 46.4516 | 284.9627 | 379.9349 | 0 | 0 | 379.9349 | 0.001144%
2026 | 449 | 449-693R | Tier-3 | Tier-3---9 | 5--5 | 115 | 100% | 869.7515 | 92.74% | 6.815% | 0.4405% | 39.9289 | 0 | 0 | 39.9289 | 0 | 38.0895 | 0.93536 | 40.7217 | 38.0895 | 0.93536 | 40.7217 | 40.1247 | 0.98534 | 40.7217 | 4.591% | 0.26107 | 0.24815 | 3331.4725 | 480.9166 | 218.7859 | 2631.7699 | 3344.0608 | 0 | 0 | 3344.0608 | 0.008381%
2026 | 449 | 449-6R | Tier-3 | Tier-3---14 | 5--4 | 265 | 100% | 487.7509 | 79.3% | 20.07% | 0.6273% | 19.1465 | 0 | 0 | 19.1465 | 0 | 18.2644 | 2.1554 | 8.4738 | 18.2644 | 2.1554 | 8.4738 | 19.2403 | 2.2706 | 8.4738 | 3.925% | 0.24779 | 0.23552 | 1968.4202 | 236.5464 | 397.0448 | 1334.829 | 1989.6378 | 0 | 0 | 1989.6378 | 0.004019%
2026 | 450 | 450-1850 | Tier-2 | Tier-2---13 | 4--3 | 80 | 100% | 42.3233 | 80.24% | 18.63% | 1.138% | 1.681 | 0 | 0 | 1.681 | 0 | 1.6035 | 0.65069 | 2.4644 | 1.6035 | 0.65069 | 2.4644 | 1.6892 | 0.68545 | 2.4644 | 3.972% | 0.073712 | 0.070064 | 574.1677 | 75.9334 | 104.2813 | 393.953 | 580.0772 | 0 | 0 | 580.0772 | 0.0003528%
2026 | 450 | 450-1851F | Tier-2 | Tier-2---3 | 5--5 | 586 | 100% | 915.4961 | 93.2% | 6.334% | 0.4614% | 42.2374 | 0 | 0 | 42.2374 | 0 | 40.2917 | 4.7663 | 8.4535 | 40.2917 | 4.7663 | 8.4535 | 42.4445 | 5.0209 | 8.4535 | 4.614% | 0.099477 | 0.094553 | 9203.0933 | 2582.2914 | 565.9601 | 6054.8418 | 9235.6635 | 0 | 0 | 9235.6635 | 0.008866%
2026 | 450 | 450-1853F | Tier-2 | Tier-2---10 | 4--4 | 132 | 100% | 133.4424 | 58.04% | 41.41% | 0.5447% | 3.8339 | 0 | 0 | 3.8339 | 0 | 3.6573 | 1.0736 | 3.4065 | 3.6573 | 1.0736 | 3.4065 | 3.8527 | 1.131 | 3.4065 | 2.873% | 0.075291 | 0.071564 | 1772.351 | 169.5911 | 681.6123 | 921.1476 | 1811.0782 | 0 | 0 | 1811.0782 | 0.0008047%
2026 | 450 | 450-1854 | Tier-2 | Tier-2---9 | 4--4 | 171 | 100% | 167.8113 | 68.69% | 30.5% | 0.8174% | 5.7056 | 0 | 0 | 5.7056 | 0 | 5.4428 | 1.3908 | 3.9133 | 5.4428 | 1.3908 | 3.9133 | 5.7336 | 1.4652 | 3.9133 | 3.4% | 0.079085 | 0.07517 | 2121.91 | 277.0369 | 611.709 | 1233.1641 | 2156.5118 | 0 | 0 | 2156.5118 | 0.001198%
2026 | 450 | 450-50R | Tier-2 | Tier-2---11 | 4--4 | 6 | 100% | 377.7999 | 6.265% | 93.65% | 0.08234% | 1.1716 | 0 | 0 | 1.1716 | 0 | 1.1176 | 0.048801 | 22.9006 | 1.1176 | 0.048801 | 22.9006 | 1.1773 | 0.051409 | 22.9006 | 0.3101% | 0.071801 | 0.068247 | 5261.778 | 61.1615 | 4507.3206 | 693.2959 | 5518.6336 | 0 | 0 | 5518.6336 | 0.0002459%
2026 | 452 | 452-1403 | Tier-2 | Tier-2---15 | 1--5 | 11 | 100% | 16.9711 | 99.17% | 0% | 0.8269% | 0.83313 | 0 | 0 | 0.83313 | 0 | 0.79474 | 0.089469 | 8.8829 | 0.79474 | 0.089469 | 8.8829 | 0.83721 | 0.09425 | 8.8829 | 4.909% | 0.0007938 | 0.00075451 | 21379.6258 | 3471.6579 | 162.5094 | 17745.4585 | 21388.8328 | 0 | 0 | 21388.8328 | 0.0001749%
2026 | 452 | 452-1404F | Tier-2 | Tier-2---12 | 1--5 | 5 | 100% | 78.1615 | 99.25% | 0% | 0.7504% | 3.84 | 0 | 0 | 3.84 | 0 | 3.6631 | 0.040668 | 90.0726 | 3.6631 | 0.040668 | 90.0726 | 3.8588 | 0.042841 | 90.0726 | 4.913% | 0.0036434 | 0.0034631 | 21452.8882 | 5121.8123 | 152.3056 | 16178.7703 | 21461.2717 | 0 | 0 | 21461.2717 | 0.000806%
2026 | 452 | 452-1405 | Tier-2 | Tier-2---15 | 1--5 | 15 | 100% | 24.9262 | 98.86% | 0% | 1.141% | 1.2198 | 0 | 0 | 1.2198 | 0 | 1.1636 | 0.122 | 9.5372 | 1.1636 | 0.122 | 9.5372 | 1.2257 | 0.12852 | 9.5372 | 4.894% | 0.001513 | 0.0014381 | 16474.6859 | 3100.6815 | 174.1987 | 13199.8057 | 16484.4765 | 0 | 0 | 16484.4765 | 0.000256%
2026 | 452 | 452-38AE | Tier-2 | Tier-2---4 | 2--5 | 373 | 100% | 306.0513 | 99.41% | 0% | 0.595% | 15.0594 | 0 | 0 | 15.0594 | 0 | 14.3656 | 3.0338 | 4.7352 | 14.3656 | 3.0338 | 4.7352 | 15.1332 | 3.1959 | 4.7352 | 4.921% | 0.011395 | 0.010831 | 26857.9154 | 5689.4503 | 153.4079 | 21015.0572 | 26866.2375 | 0 | 0 | 26866.2375 | 0.003161%
2026 | 454 | 454-1814 | Tier-2 | Tier-2---20 | 4--2 | 52 | 100% | 7.1232 | 85.18% | 13.84% | 0.9794% | 0.30033 | 0 | 0 | 0.30033 | 0 | 0.28649 | 0.42295 | 0.67737 | 0.28649 | 0.42295 | 0.67737 | 0.3018 | 0.44554 | 0.67737 | 4.216% | 0.072066 | 0.068499 | 98.8421 | 13.8906 | 13.4536 | 71.498 | 99.6051 | 0 | 0 | 99.6051 | 6.304e-05%
2026 | 454 | 454-48F | Tier-2 | Tier-2---4 | 4--5 | 277 | 100% | 395.265 | 97.43% | 2.166% | 0.3994% | 19.0636 | 0 | 0 | 19.0636 | 0 | 18.1854 | 2.253 | 8.0716 | 18.1854 | 2.253 | 8.0716 | 19.157 | 2.3734 | 8.0716 | 4.823% | 0.085487 | 0.081255 | 4623.6959 | 1485.502 | 103.1361 | 3035.0579 | 4629.8744 | 0 | 0 | 4629.8744 | 0.004001%
2026 | 463 | 463-1136F | Tier-2 | Tier-2---18 | 4--2 | 1 | 100% | 16.8212 | 86.42% | 11.45% | 2.121% | 0.71961 | 0 | 0 | 0.71961 | 0 | 0.68646 | 0.0081336 | 84.3985 | 0.68646 | 0.0081336 | 84.3985 | 0.72314 | 0.0085682 | 84.3985 | 4.278% | 0.060434 | 0.057442 | 278.3405 | 39.3529 | 30.6582 | 208.3293 | 280.3083 | 0 | 0 | 280.3083 | 0.000151%
2026 | 463 | 463-1229 | Tier-2 | Tier-2---9 | 5--4 | 49 | 100% | 220.9596 | 94% | 3.511% | 2.487% | 10.2815 | 0 | 0 | 10.2815 | 0 | 9.8079 | 0.39855 | 24.6092 | 9.8079 | 0.39855 | 24.6092 | 10.3319 | 0.41984 | 24.6092 | 4.653% | 0.096723 | 0.091935 | 2284.4628 | 504.7537 | 115.6932 | 1664.0158 | 2291.5979 | 0 | 0 | 2291.5979 | 0.002158%
2026 | 470 | 470-40AE | Tier-2 | Tier-2---4 | 4--5 | 443 | 100% | 675.3424 | 87.26% | 12.19% | 0.553% | 29.1697 | 0 | 0 | 29.1697 | 0 | 27.826 | 3.6032 | 7.7226 | 27.826 | 3.6032 | 7.7226 | 29.3127 | 3.7957 | 7.7226 | 4.319% | 0.091034 | 0.086528 | 7418.573 | 1155.6027 | 850.5498 | 5412.4205 | 7467.8024 | 0 | 0 | 7467.8024 | 0.006123%
2026 | 470 | 470-47R | Tier-3 | Tier-3---2 | 5--5 | 878 | 100% | 2012.6027 | 94.87% | 4.37% | 0.7559% | 94.5174 | 0 | 0 | 94.5174 | 0 | 90.1632 | 7.1413 | 12.6256 | 90.1632 | 7.1413 | 12.6256 | 94.9808 | 7.5228 | 12.6256 | 4.696% | 0.16225 | 0.15422 | 12404.0406 | 2097.9829 | 564.7309 | 9741.3268 | 12437.1512 | 0 | 0 | 12437.1512 | 0.01984%
2026 | 471 | 471-36F | Tier-2 | Tier-2---4 | 4--5 | 108 | 100% | 570.7201 | 63.27% | 36.3% | 0.4365% | 17.8733 | 0 | 0 | 17.8733 | 0 | 17.05 | 0.87843 | 19.4097 | 17.05 | 0.87843 | 19.4097 | 17.961 | 0.92536 | 19.4097 | 3.132% | 0.093079 | 0.088471 | 6131.5794 | 664.7661 | 2054.2802 | 3412.5332 | 6248.875 | 0 | 0 | 6248.875 | 0.003752%
2026 | 500 | 500-1531 | Tier-2 | Tier-2---10 | 4--4 | 14 | 100% | 642.8265 | 4.579% | 95.33% | 0.095% | 1.4571 | 0 | 0 | 1.4571 | 0 | 1.3899 | 0.11387 | 12.2063 | 1.3899 | 0.11387 | 12.2063 | 1.4642 | 0.11995 | 12.2063 | 0.2267% | 0.071178 | 0.067654 | 9031.2778 | 80.4341 | 7853.8811 | 1096.9626 | 9480.0707 | 0 | 0 | 9480.0707 | 0.0003058%
2026 | 501 | 501-786 | Tier-2 | Tier-2---14 | 2--5 | 192 | 100% | 41.2155 | 98.22% | 0% | 1.777% | 2.0039 | 0 | 0 | 2.0039 | 0 | 1.9116 | 1.5616 | 1.2241 | 1.9116 | 1.5616 | 1.2241 | 2.0137 | 1.6451 | 1.2241 | 4.862% | 0.0050324 | 0.0047833 | 8190.019 | 1322.239 | 139.0981 | 6728.6818 | 8197.5989 | 0 | 0 | 8197.5989 | 0.0004206%
2026 | 504 | 504-2501R | Tier-2 | Tier-2---9 | 3--5 | 82 | 100% | 152.2062 | 97.69% | 0% | 2.311% | 7.3601 | 0 | 0 | 7.3601 | 0 | 7.021 | 0.66695 | 10.527 | 7.021 | 0.66695 | 10.527 | 7.3961 | 0.70259 | 10.527 | 4.836% | 0.021593 | 0.020524 | 7048.9974 | 1058.3908 | 620.2842 | 5370.3225 | 7057.4821 | 0 | 0 | 7057.4821 | 0.001545%
2026 | 520 | 520-1045R | Tier-2 | Tier-2---5 | 5--4 | 1001 | 100% | 596.734 | 87.03% | 12.08% | 0.8955% | 25.7068 | 0 | 0 | 25.7068 | 0 | 24.5225 | 8.1417 | 3.012 | 24.5225 | 8.1417 | 3.012 | 25.8328 | 8.5767 | 3.012 | 4.308% | 0.26824 | 0.25496 | 2224.662 | 286.7109 | 250.5356 | 1687.4154 | 2239.6901 | 0 | 0 | 2239.6901 | 0.005396%
2026 | 520 | 520-10R | Tier-2 | Tier-2---7 | 4--5 | 437 | 100% | 296.4545 | 90.13% | 8.578% | 1.296% | 13.2256 | 0 | 0 | 13.2256 | 0 | 12.6163 | 3.5544 | 3.5495 | 12.6163 | 3.5544 | 3.5495 | 13.2904 | 3.7443 | 3.5495 | 4.461% | 0.046043 | 0.043764 | 6438.5886 | 1240.5174 | 702.7495 | 4495.3216 | 6471.6962 | 0 | 0 | 6471.6962 | 0.002776%
2026 | 520 | 520-1489R | Tier-2 | Tier-2---8 | 5--5 | 1143 | 100% | 662.1633 | 87.36% | 10.91% | 1.733% | 28.6339 | 0 | 0 | 28.6339 | 0 | 27.3148 | 9.2967 | 2.9381 | 27.3148 | 9.2967 | 2.9381 | 28.7743 | 9.7934 | 2.9381 | 4.324% | 0.13822 | 0.13138 | 4790.7448 | 574.961 | 546.3603 | 3669.4236 | 4822.2817 | 0 | 0 | 4822.2817 | 0.00601%
2026 | 520 | 520-1509R | Tier-2 | Tier-2---5 | 5--4 | 1286 | 100% | 868.9578 | 72.04% | 26.87% | 1.095% | 30.9848 | 0 | 0 | 30.9848 | 0 | 29.5574 | 10.4598 | 2.8258 | 29.5574 | 10.4598 | 2.8258 | 31.1367 | 11.0187 | 2.8258 | 3.566% | 0.28561 | 0.27147 | 3042.4946 | 331.9166 | 761.5633 | 1949.0147 | 3086.8039 | 0 | 0 | 3086.8039 | 0.006504%
2026 | 520 | 520-1525R | Tier-2 | Tier-2---8 | 5--5 | 482 | 100% | 360.0635 | 92.4% | 6.369% | 1.229% | 16.469 | 0 | 0 | 16.469 | 0 | 15.7103 | 3.9204 | 4.0073 | 15.7103 | 3.9204 | 4.0073 | 16.5498 | 4.1299 | 4.0073 | 4.574% | 0.099044 | 0.094141 | 3635.4035 | 686.7062 | 313.6705 | 2635.0268 | 3649.7874 | 0 | 0 | 3649.7874 | 0.003457%
2026 | 520 | 520-1527R | Tier-3 | Tier-3---7 | 5--5 | 848 | 100% | 1151.6571 | 81.16% | 18.23% | 0.6117% | 46.2645 | 0 | 0 | 46.2645 | 0 | 44.1332 | 6.8973 | 6.3986 | 44.1332 | 6.8973 | 6.3986 | 46.4913 | 7.2658 | 6.3986 | 4.017% | 0.27105 | 0.25763 | 4248.9299 | 642.1047 | 732.0594 | 2874.7658 | 4290.6273 | 0 | 0 | 4290.6273 | 0.009711%
2026 | 520 | 520-1902R | Tier-2 | Tier-2---9 | 4--4 | 593 | 100% | 295.4783 | 43.89% | 53.74% | 2.376% | 6.4191 | 0 | 0 | 6.4191 | 0 | 6.1234 | 4.8232 | 1.2696 | 6.1234 | 4.8232 | 1.2696 | 6.4506 | 5.0809 | 1.2696 | 2.172% | 0.058932 | 0.056015 | 5013.9026 | 463.7784 | 2584.0113 | 1966.1129 | 5160.4189 | 0 | 0 | 5160.4189 | 0.001347%
2026 | 520 | 520-1904 | Tier-3 | Tier-3---13 | 4--5 | 496 | 100% | 381.2363 | 81.21% | 17.45% | 1.344% | 15.3248 | 0 | 0 | 15.3248 | 0 | 14.6188 | 4.0343 | 3.6237 | 14.6188 | 4.0343 | 3.6237 | 15.3999 | 4.2498 | 3.6237 | 4.02% | 0.05278 | 0.050167 | 7223.1755 | 1024.2251 | 1263.1331 | 4935.8173 | 7293.8681 | 0 | 0 | 7293.8681 | 0.003217%
2026 | 520 | 520-1936 | Tier-3 | Tier-3---20 | 1--5 | 2 | 100% | 9.5502 | 98.52% | 0% | 1.483% | 0.46573 | 0 | 0 | 0.46573 | 0 | 0.44427 | 0.016267 | 27.311 | 0.44427 | 0.016267 | 27.311 | 0.46801 | 0.017136 | 27.311 | 4.877% | 0.0006668 | 0.00063379 | 14322.462 | 2227.417 | 192.8863 | 11902.1586 | 14333.5202 | 0 | 0 | 14333.5202 | 9.776e-05%
2026 | 520 | 520-22R | Tier-2 | Tier-2---14 | 4--4 | 188 | 100% | 116.9083 | 45.37% | 53.02% | 1.617% | 2.6254 | 0 | 0 | 2.6254 | 0 | 2.5045 | 1.5291 | 1.6379 | 2.5045 | 1.5291 | 1.6379 | 2.6383 | 1.6108 | 1.6379 | 2.246% | 0.036011 | 0.034228 | 3246.4956 | 310.4275 | 1853.8749 | 1082.1932 | 3338.8629 | 0 | 0 | 3338.8629 | 0.0005511%
2026 | 520 | 520-35R | Tier-3 | Tier-3---9 | 5--5 | 1385 | 100% | 985.3264 | 82.6% | 16.44% | 0.9544% | 40.2894 | 0 | 0 | 40.2894 | 0 | 38.4334 | 11.265 | 3.4117 | 38.4334 | 11.265 | 3.4117 | 40.4869 | 11.8669 | 3.4117 | 4.089% | 0.28544 | 0.27131 | 3451.9467 | 462.7417 | 537.5528 | 2451.6522 | 3483.2179 | 0 | 0 | 3483.2179 | 0.008457%
2026 | 520 | 520-45 | Tier-2 | Tier-2---8 | 5--5 | 640 | 100% | 455.0819 | 89.33% | 9.369% | 1.306% | 20.122 | 0 | 0 | 20.122 | 0 | 19.1951 | 5.2055 | 3.6875 | 19.1951 | 5.2055 | 3.6875 | 20.2207 | 5.4836 | 3.6875 | 4.422% | 0.10446 | 0.099291 | 4356.4514 | 530.4104 | 403.5927 | 3422.4483 | 4380.6683 | 0 | 0 | 4380.6683 | 0.004224%
2026 | 521 | 521-14R | Tier-3 | Tier-3---5 | 5--5 | 932 | 100% | 1719.0003 | 78.65% | 20.86% | 0.4907% | 66.9215 | 0 | 0 | 66.9215 | 0 | 63.8386 | 7.5805 | 8.4214 | 63.8386 | 7.5805 | 8.4214 | 67.2496 | 7.9855 | 8.4214 | 3.893% | 0.27097 | 0.25755 | 6343.9843 | 812.9811 | 1238.2176 | 4292.7856 | 6414.5291 | 0 | 0 | 6414.5291 | 0.01405%
2026 | 521 | 521-1819R | Tier-2 | Tier-2---9 | 4--5 | 448 | 100% | 223.8855 | 62.17% | 36.25% | 1.574% | 6.8901 | 0 | 0 | 6.8901 | 0 | 6.5727 | 3.6438 | 1.8038 | 6.5727 | 3.6438 | 1.8038 | 6.9239 | 3.8385 | 1.8038 | 3.078% | 0.043667 | 0.041505 | 5127.1322 | 737.124 | 1856.4943 | 2533.514 | 5228.1367 | 0 | 0 | 5228.1367 | 0.001446%
2026 | 521 | 521-1856R | Tier-3 | Tier-3---6 | 5--5 | 973 | 100% | 1212.5663 | 84.9% | 14.39% | 0.7143% | 50.9587 | 0 | 0 | 50.9587 | 0 | 48.6112 | 7.914 | 6.1425 | 48.6112 | 7.914 | 6.1425 | 51.2085 | 8.3368 | 6.1425 | 4.203% | 0.15411 | 0.14648 | 7868.3195 | 1087.4875 | 1070.4078 | 5710.4242 | 7930.1938 | 0 | 0 | 7930.1938 | 0.0107%
2026 | 521 | 521-18R | Tier-3 | Tier-3---6 | 4--5 | 734 | 100% | 1129.9866 | 95.19% | 4.09% | 0.7206% | 53.2437 | 0 | 0 | 53.2437 | 0 | 50.7909 | 5.97 | 8.5076 | 50.7909 | 5.97 | 8.5076 | 53.5047 | 6.289 | 8.5076 | 4.712% | 0.071321 | 0.067791 | 15843.6289 | 2470.7432 | 733.9331 | 12638.9526 | 15883.3193 | 0 | 0 | 15883.3193 | 0.01118%
2026 | 521 | 521-27R | Tier-2 | Tier-2---3 | 4--5 | 900 | 100% | 810.4848 | 91.73% | 7.398% | 0.8745% | 36.8002 | 0 | 0 | 36.8002 | 0 | 35.1049 | 7.3202 | 4.7956 | 35.1049 | 7.3202 | 4.7956 | 36.9806 | 7.7113 | 4.7956 | 4.541% | 0.063668 | 0.060516 | 12729.941 | 2154.4423 | 1058.961 | 9516.5377 | 12784.7821 | 0 | 0 | 12784.7821 | 0.007724%
2026 | 521 | 521-32R | Tier-3 | Tier-3---4 | 5--5 | 673 | 100% | 1448.9015 | 94.87% | 4.661% | 0.4687% | 68.0413 | 0 | 0 | 68.0413 | 0 | 64.9067 | 5.4739 | 11.8575 | 64.9067 | 5.4739 | 11.8575 | 68.3748 | 5.7664 | 11.8575 | 4.696% | 0.14844 | 0.14109 | 9761.0273 | 1631.7912 | 451.6127 | 7677.6235 | 9787.1056 | 0 | 0 | 9787.1056 | 0.01428%
2026 | 521 | 521-700R | Tier-2 | Tier-2---3 | 4--5 | 1600 | 100% | 1225.9943 | 93.19% | 6.054% | 0.7541% | 56.5552 | 0 | 0 | 56.5552 | 0 | 53.9498 | 13.0137 | 4.1456 | 53.9498 | 13.0137 | 4.1456 | 56.8324 | 13.7091 | 4.1456 | 4.613% | 0.074421 | 0.070737 | 16473.8564 | 2889.9121 | 1156.3836 | 12427.5607 | 16532.2631 | 0 | 0 | 16532.2631 | 0.01187%
2026 | 522 | 522-34 | Tier-2 | Tier-2---16 | 4--3 | 93 | 100% | 77.0016 | 18.51% | 79.83% | 1.663% | 0.70537 | 0 | 0 | 0.70537 | 0 | 0.67287 | 0.75642 | 0.88955 | 0.67287 | 0.75642 | 0.88955 | 0.70883 | 0.79684 | 0.88955 | 0.916% | 0.030009 | 0.028524 | 2565.9512 | 64.6552 | 2012.714 | 488.582 | 2674.851 | 0 | 0 | 2674.851 | 0.0001481%
2026 | 522 | 522-36 | Tier-2 | Tier-2---16 | 4--3 | 79 | 100% | 95.5847 | 7.342% | 91.11% | 1.546% | 0.34738 | 0 | 0 | 0.34738 | 0 | 0.33137 | 0.64255 | 0.51571 | 0.33137 | 0.64255 | 0.51571 | 0.34908 | 0.67689 | 0.51571 | 0.3634% | 0.031092 | 0.029553 | 3074.2923 | 36.1538 | 2591.8703 | 446.2683 | 3222.6404 | 0 | 0 | 3222.6404 | 7.291e-05%
2026 | 522 | 522-38R | Tier-2 | Tier-2---6 | 4--5 | 1898 | 100% | 1016.2869 | 80.7% | 18.11% | 1.19% | 40.5981 | 0 | 0 | 40.5981 | 0 | 38.7279 | 15.4375 | 2.5087 | 38.7279 | 15.4375 | 2.5087 | 40.7971 | 16.2624 | 2.5087 | 3.995% | 0.088602 | 0.084216 | 11470.2225 | 2251.3608 | 2088.2887 | 7130.573 | 11585.4977 | 0 | 0 | 11585.4977 | 0.008522%
2026 | 523 | 523-31AE | Tier-2 | Tier-2---14 | 4--4 | 230 | 100% | 275.1089 | 4.221% | 94.59% | 1.185% | 0.57475 | 0 | 0 | 0.57475 | 0 | 0.54827 | 1.8707 | 0.29308 | 0.54827 | 1.8707 | 0.29308 | 0.57757 | 1.9707 | 0.29308 | 0.2089% | 0.037419 | 0.035567 | 7352.039 | 68.2792 | 6334.1642 | 949.5956 | 7718.7579 | 0 | 0 | 7718.7579 | 0.0001206%
2026 | 524 | 524-1782F | Tier-3 | Tier-3---10 | 4--5 | 486 | 100% | 681.1238 | 98.24% | 0.8976% | 0.8607% | 33.1228 | 0 | 0 | 33.1228 | 0 | 31.5969 | 3.9529 | 7.9933 | 31.5969 | 3.9529 | 7.9933 | 33.2852 | 4.1641 | 7.9933 | 4.863% | 0.040404 | 0.038404 | 16857.9136 | 3235.0894 | 389.5202 | 13233.3041 | 16873.3501 | 0 | 0 | 16873.3501 | 0.006953%
2026 | 524 | 524-27R | Tier-3 | Tier-3---4 | 4--5 | 935 | 100% | 1282.5738 | 98.01% | 1.22% | 0.7702% | 62.2241 | 0 | 0 | 62.2241 | 0 | 59.3576 | 7.6049 | 7.8052 | 59.3576 | 7.6049 | 7.8052 | 62.5291 | 8.0112 | 7.8052 | 4.852% | 0.060207 | 0.057227 | 21302.6656 | 4149.5256 | 661.6102 | 16491.5299 | 21324.7409 | 0 | 0 | 21324.7409 | 0.01306%
2026 | 524 | 524-46R | Tier-3 | Tier-3---4 | 5--5 | 638 | 100% | 1602.1034 | 91.53% | 7.997% | 0.4775% | 72.5837 | 0 | 0 | 72.5837 | 0 | 69.2399 | 5.1892 | 13.343 | 69.2399 | 5.1892 | 13.343 | 72.9395 | 5.4665 | 13.343 | 4.531% | 0.18916 | 0.17979 | 8469.7554 | 1511.9887 | 676.5843 | 6281.1824 | 8507.1343 | 0 | 0 | 8507.1343 | 0.01524%
2026 | 524 | 524-50R | Tier-3 | Tier-3---7 | 5--5 | 525 | 100% | 1190.6418 | 87% | 12.41% | 0.5904% | 51.273 | 0 | 0 | 51.273 | 0 | 48.911 | 4.2701 | 11.4542 | 48.911 | 4.2701 | 11.4542 | 51.5243 | 4.4983 | 11.4542 | 4.306% | 0.18313 | 0.17407 | 6501.4644 | 979.7439 | 766.6075 | 4755.113 | 6545.4915 | 0 | 0 | 6545.4915 | 0.01076%
2026 | 524 | 524-69R | Tier-3 | Tier-3---1 | 5--5 | 1862 | 100% | 4619.0742 | 91.74% | 7.782% | 0.477% | 209.7609 | 0 | 0 | 209.7609 | 0 | 200.0977 | 15.1447 | 13.2124 | 200.0977 | 15.1447 | 13.2124 | 210.7891 | 15.9539 | 13.2124 | 4.541% | 0.27264 | 0.25914 | 16942.2754 | 2594.1012 | 1293.4919 | 13054.6823 | 17015.1442 | 0 | 0 | 17015.1442 | 0.04403%
2026 | 540 | 540-241R | Tier-2 | Tier-2---9 | 4--5 | 61 | 100% | 346.6156 | 24.2% | 75.62% | 0.1791% | 4.1527 | 0 | 0 | 4.1527 | 0 | 3.9614 | 0.49615 | 7.9843 | 3.9614 | 0.49615 | 7.9843 | 4.173 | 0.52266 | 7.9843 | 1.198% | 0.047942 | 0.045568 | 7229.9557 | 274.5689 | 5138.5463 | 1816.8405 | 7515.3456 | 0 | 0 | 7515.3456 | 0.0008717%
2026 | 583 | 583-318F | Tier-1 | Non-HFTD---4 | 2--5 | 3 | 100% | 30.8265 | 97.26% | 0% | 2.742% | 1.4841 | 0 | 0 | 1.4841 | 0 | 1.4157 | 0.024401 | 58.0187 | 1.4157 | 0.024401 | 58.0187 | 1.4913 | 0.025704 | 58.0187 | 4.814% | 0.0076984 | 0.0073173 | 4004.2782 | 928.2214 | 99.7499 | 2976.3069 | 4009.9969 | 0 | 0 | 4009.9969 | 0.0003115%
2026 | 591 | 591-1594R | Tier-2 | Tier-2---12 | 4--4 | 14 | 100% | 96.6888 | 80.68% | 17.2% | 2.123% | 3.8614 | 0 | 0 | 3.8614 | 0 | 3.6835 | 0.11387 | 32.3484 | 3.6835 | 0.11387 | 32.3484 | 3.8803 | 0.11995 | 32.3484 | 3.994% | 0.047196 | 0.04486 | 2048.6739 | 331.857 | 357.6365 | 1359.1804 | 2069.2869 | 0 | 0 | 2069.2869 | 0.0008105%
2026 | 594 | 594-1379F | Tier-2 | Tier-2---17 | 1--5 | 39 | 100% | 10.6264 | 97.33% | 0% | 2.675% | 0.51194 | 0 | 0 | 0.51194 | 0 | 0.48835 | 0.31721 | 1.5395 | 0.48835 | 0.31721 | 1.5395 | 0.51444 | 0.33416 | 1.5395 | 4.818% | 0.0021822 | 0.0020742 | 4869.5729 | 1396.0349 | 121.0441 | 3352.4938 | 4876.3565 | 0 | 0 | 4876.3565 | 0.0001075%
2026 | 597 | 597-595 | Tier-2 | Tier-2---1 | 5--5 | 1930 | 100% | 2598.8794 | 68.57% | 30.98% | 0.4453% | 88.2139 | 0 | 0 | 88.2139 | 0 | 84.15 | 15.6978 | 5.3606 | 84.15 | 15.6978 | 5.3606 | 88.6463 | 16.5366 | 5.3606 | 3.394% | 0.15307 | 0.14549 | 16978.8381 | 2723.3618 | 4869.9544 | 9385.5219 | 17256.733 | 0 | 0 | 17256.733 | 0.01852%
2026 | 599 | 599-19R | Tier-2 | Tier-2---1 | 5--5 | 2562 | 100% | 2814.0812 | 94.6% | 4.701% | 0.7012% | 131.7718 | 0 | 0 | 131.7718 | 0 | 125.7013 | 20.8382 | 6.0322 | 125.7013 | 20.8382 | 6.0322 | 132.4177 | 21.9516 | 6.0322 | 4.683% | 0.15161 | 0.14411 | 18560.9002 | 2880.2053 | 906.7756 | 14773.9194 | 18613.1195 | 0 | 0 | 18613.1195 | 0.02766%
2026 | 67 | 67-24R | Tier-3 | Tier-3---13 | 5--4 | 587 | 100% | 649.2908 | 74.83% | 23.84% | 1.334% | 24.0487 | 0 | 0 | 24.0487 | 0 | 22.9409 | 4.7744 | 4.805 | 22.9409 | 4.7744 | 4.805 | 24.1666 | 5.0295 | 4.805 | 3.704% | 0.2194 | 0.20854 | 2959.3576 | 336.0702 | 674.1995 | 1949.088 | 2998.1563 | 0 | 0 | 2998.1563 | 0.005048%
2026 | 67 | 67-34R | Tier-3 | Tier-3---11 | 5--5 | 1265 | 100% | 1084.2867 | 76.65% | 22.12% | 1.235% | 41.1379 | 0 | 0 | 41.1379 | 0 | 39.2428 | 10.289 | 3.8141 | 39.2428 | 10.289 | 3.8141 | 41.3396 | 10.8387 | 3.8141 | 3.794% | 0.24743 | 0.23519 | 4382.1248 | 535.8218 | 956.7681 | 2889.5349 | 4435.4199 | 0 | 0 | 4435.4199 | 0.008635%
2026 | 67 | 67-37R | Tier-3 | Tier-3---17 | 5--3 | 212 | 100% | 226.6286 | 65.58% | 32.17% | 2.242% | 7.3573 | 0 | 0 | 7.3573 | 0 | 7.0184 | 1.7243 | 4.0702 | 7.0184 | 1.7243 | 4.0702 | 7.3934 | 1.8165 | 4.0702 | 3.246% | 0.20095 | 0.191 | 1127.7881 | 99.8375 | 351.0117 | 676.9389 | 1148.0014 | 0 | 0 | 1148.0014 | 0.001544%
2026 | 67 | 67-45R | Tier-3 | Tier-3---15 | 5--4 | 319 | 100% | 468.8847 | 75.51% | 23.11% | 1.372% | 17.5265 | 0 | 0 | 17.5265 | 0 | 16.7191 | 2.5946 | 6.4438 | 16.7191 | 2.5946 | 6.4438 | 17.6124 | 2.7332 | 6.4438 | 3.738% | 0.20887 | 0.19854 | 2244.8167 | 264.9489 | 495.8782 | 1483.9896 | 2273.443 | 0 | 0 | 2273.443 | 0.003679%
2026 | 73 | 73-1130R | Tier-3 | Tier-3---9 | 5--5 | 273 | 100% | 971.12 | 83.08% | 16.23% | 0.6878% | 39.9363 | 0 | 0 | 39.9363 | 0 | 38.0965 | 2.2205 | 17.157 | 38.0965 | 2.2205 | 17.157 | 40.132 | 2.3391 | 17.157 | 4.112% | 0.2182 | 0.2074 | 4450.6448 | 608.0965 | 688.9858 | 3153.5625 | 4489.8651 | 0 | 0 | 4489.8651 | 0.008383%
2026 | 73 | 73-1163 | Tier-3 | Tier-3---4 | 5--5 | 800 | 100% | 1861.7789 | 88.41% | 11.22% | 0.3692% | 81.4778 | 0 | 0 | 81.4778 | 0 | 77.7242 | 6.5069 | 11.945 | 77.7242 | 6.5069 | 11.945 | 81.8772 | 6.8545 | 11.945 | 4.376% | 0.22506 | 0.21392 | 8272.2274 | 1229.0974 | 921.3142 | 6121.8157 | 8322.1532 | 0 | 0 | 8322.1532 | 0.0171%
2026 | 73 | 73-1164 | Tier-3 | Tier-3---13 | 5--4 | 258 | 100% | 263.7681 | 87.65% | 11.96% | 0.3908% | 11.4441 | 0 | 0 | 11.4441 | 0 | 10.9169 | 2.0985 | 5.2023 | 10.9169 | 2.0985 | 5.2023 | 11.5002 | 2.2106 | 5.2023 | 4.339% | 0.18614 | 0.17693 | 1417.02 | 198.6601 | 156.5468 | 1061.8131 | 1426.1334 | 0 | 0 | 1426.1334 | 0.002402%
2026 | 73 | 73-23R | Tier-3 | Tier-3---9 | 5--5 | 243 | 100% | 841.8786 | 89.4% | 10.02% | 0.5825% | 37.2536 | 0 | 0 | 37.2536 | 0 | 35.5374 | 1.9765 | 17.9803 | 35.5374 | 1.9765 | 17.9803 | 37.4362 | 2.0821 | 17.9803 | 4.425% | 0.21349 | 0.20292 | 3943.3878 | 597.9657 | 380.5291 | 2964.893 | 3965.1665 | 0 | 0 | 3965.1665 | 0.00782%
2026 | 73 | 73-678R | Tier-3 | Tier-3---5 | 5--5 | 537 | 100% | 1587.7071 | 88.98% | 10.47% | 0.5476% | 69.9321 | 0 | 0 | 69.9321 | 0 | 66.7105 | 4.3677 | 15.2735 | 66.7105 | 4.3677 | 15.2735 | 70.2749 | 4.6011 | 15.2735 | 4.405% | 0.23776 | 0.22599 | 6677.7947 | 1003.2668 | 681.1886 | 4993.3394 | 6716.1123 | 0 | 0 | 6716.1123 | 0.01468%
2026 | 73 | 73-683R | Tier-3 | Tier-3---7 | 5--5 | 483 | 100% | 1378.6065 | 89.65% | 9.845% | 0.5099% | 61.1747 | 0 | 0 | 61.1747 | 0 | 58.3565 | 3.9285 | 14.8546 | 58.3565 | 3.9285 | 14.8546 | 61.4746 | 4.1384 | 14.8546 | 4.437% | 0.22716 | 0.21591 | 6068.9321 | 866.1538 | 585.2944 | 4617.4838 | 6101.6595 | 0 | 0 | 6101.6595 | 0.01284%
2026 | 75 | 75-2258F | Tier-3 | Tier-3---21 | 2--2 | 1 | 100% | 4.3243 | 0% | 100% | 0% | 0 | 0 | 0 | 0 | 0 | 0 | 0.0081336 | 0 | 0 | 0.0081336 | 0 | 0 | 0.0085682 | 0 | 0% | 0.0051944 | 0.0049373 | 832.4969 | 1.4417 | 747.1872 | 83.868 | 875.8515 | 0 | 0 | 875.8515 | 0%
2026 | 75 | 75-2259F | Tier-3 | Tier-3---12 | 3--5 | 410 | 100% | 362.3539 | 98.06% | 1.201% | 0.7355% | 17.5891 | 0 | 0 | 17.5891 | 0 | 16.7788 | 3.3348 | 5.0315 | 16.7788 | 3.3348 | 5.0315 | 17.6753 | 3.5129 | 5.0315 | 4.854% | 0.020337 | 0.019331 | 17817.1226 | 3618.9618 | 323.8838 | 13874.277 | 17835.0947 | 0 | 0 | 17835.0947 | 0.003692%
2026 | 75 | 75-32R | Tier-3 | Tier-3---13 | 3--5 | 206 | 100% | 196.1202 | 96.38% | 2.668% | 0.9512% | 9.3566 | 0 | 0 | 9.3566 | 0 | 8.9255 | 1.6755 | 5.327 | 8.9255 | 1.6755 | 5.327 | 9.4024 | 1.765 | 5.327 | 4.771% | 0.014781 | 0.01405 | 13268.2222 | 2437.4241 | 453.4454 | 10377.3526 | 13293.2324 | 0 | 0 | 13293.2324 | 0.001964%
2026 | 75 | 75-41 | Tier-3 | Tier-3---13 | 3--5 | 93 | 100% | 232.3508 | 98.84% | 0.3675% | 0.788% | 11.3685 | 0 | 0 | 11.3685 | 0 | 10.8447 | 0.75642 | 14.3369 | 10.8447 | 0.75642 | 14.3369 | 11.4242 | 0.79684 | 14.3369 | 4.893% | 0.0163 | 0.015493 | 14254.8272 | 3156.0323 | 229.2614 | 10869.5335 | 14263.4051 | 0 | 0 | 14263.4051 | 0.002386%
2026 | 75 | 75-996R | Tier-2 | Tier-2---7 | 4--5 | 730 | 100% | 357.2986 | 95.33% | 2.61% | 2.061% | 16.8601 | 0 | 0 | 16.8601 | 0 | 16.0834 | 5.9375 | 2.7088 | 16.0834 | 5.9375 | 2.7088 | 16.9427 | 6.2548 | 2.7088 | 4.719% | 0.043997 | 0.041819 | 8120.9384 | 1655.5756 | 489.8744 | 5975.4884 | 8140.6943 | 0 | 0 | 8140.6943 | 0.003539%
2026 | 78 | 78-26R | Tier-3 | Tier-3---5 | 5--5 | 486 | 100% | 1506.352 | 86.4% | 13.31% | 0.287% | 64.4231 | 0 | 0 | 64.4231 | 0 | 61.4553 | 3.9529 | 15.5468 | 61.4553 | 3.9529 | 15.5468 | 64.7389 | 4.1641 | 15.5468 | 4.277% | 0.34567 | 0.32856 | 4357.7168 | 613.0091 | 539.1725 | 3205.5352 | 4388.5824 | 0 | 0 | 4388.5824 | 0.01352%
2026 | 78 | 78-782R | Tier-3 | Tier-3---7 | 5--5 | 34 | 100% | 610.0389 | 94.37% | 5.437% | 0.1919% | 28.4972 | 0 | 0 | 28.4972 | 0 | 27.1844 | 0.27654 | 98.3013 | 27.1844 | 0.27654 | 98.3013 | 28.6369 | 0.29132 | 98.3013 | 4.671% | 0.33808 | 0.32134 | 1804.4347 | 294.1768 | 90.6725 | 1419.5855 | 1809.7241 | 0 | 0 | 1809.7241 | 0.005982%
2026 | 788 | 788-34R | Tier-2 | Tier-2---6 | 5--5 | 551 | 100% | 1602.6496 | 68.44% | 30.89% | 0.6716% | 54.2931 | 0 | 0 | 54.2931 | 0 | 51.7919 | 4.4816 | 11.5566 | 51.7919 | 4.4816 | 11.5566 | 54.5592 | 4.7211 | 11.5566 | 3.388% | 0.12404 | 0.1179 | 12920.0508 | 2335.3392 | 3828.2096 | 6756.5021 | 13132.4116 | 0 | 0 | 13132.4116 | 0.0114%
2026 | 79 | 79-1215F | Tier-3 | Tier-3---18 | 5--3 | 17 | 100% | 33.4718 | 96.07% | 3.425% | 0.5103% | 1.5917 | 0 | 0 | 1.5917 | 0 | 1.5183 | 0.13827 | 10.9809 | 1.5183 | 0.13827 | 10.9809 | 1.5995 | 0.14566 | 10.9809 | 4.755% | 0.1831 | 0.17404 | 182.8036 | 27.7714 | 8.4859 | 146.5463 | 183.1782 | 0 | 0 | 183.1782 | 0.0003341%
2026 | 791 | 791-419F | Tier-2 | Tier-2---5 | 5--5 | 153 | 100% | 638.6863 | 61.95% | 37.46% | 0.5934% | 19.5851 | 0 | 0 | 19.5851 | 0 | 18.6829 | 1.2444 | 15.0131 | 18.6829 | 1.2444 | 15.0131 | 19.6812 | 1.3109 | 15.0131 | 3.066% | 0.11325 | 0.10765 | 5639.4744 | 649.4436 | 1934.52 | 3055.5108 | 5751.2271 | 0 | 0 | 5751.2271 | 0.004111%
2026 | 79 | 79-658R | Tier-3 | Tier-3---5 | 5--5 | 558 | 100% | 1583.1515 | 94.39% | 5.201% | 0.4074% | 73.9712 | 0 | 0 | 73.9712 | 0 | 70.5635 | 4.5385 | 15.5476 | 70.5635 | 4.5385 | 15.5476 | 74.3338 | 4.781 | 15.5476 | 4.672% | 0.46655 | 0.44346 | 3393.3013 | 536.1336 | 179.2959 | 2677.8718 | 3403.2117 | 0 | 0 | 3403.2117 | 0.01553%
2026 | 79 | 79-660R | Tier-3 | Tier-3---14 | 5--3 | 846 | 100% | 410.2866 | 87.38% | 11.28% | 1.342% | 17.7464 | 0 | 0 | 17.7464 | 0 | 16.9288 | 6.881 | 2.4602 | 16.9288 | 6.881 | 2.4602 | 17.8334 | 7.2487 | 2.4602 | 4.325% | 0.45747 | 0.43483 | 896.8574 | 100.1714 | 108.3483 | 688.3376 | 902.7512 | 0 | 0 | 902.7512 | 0.003725%
2026 | 79 | 79-668R | Tier-3 | Tier-3---15 | 5--3 | 565 | 100% | 744.6976 | 38.65% | 60.41% | 0.9336% | 14.2487 | 0 | 0 | 14.2487 | 0 | 13.5923 | 4.5955 | 2.9578 | 13.5923 | 4.5955 | 2.9578 | 14.3186 | 4.841 | 2.9578 | 1.913% | 0.43999 | 0.41821 | 1692.5377 | 90.5162 | 925.3729 | 676.6485 | 1746.6107 | 0 | 0 | 1746.6107 | 0.002991%
2026 | 79 | 79-676R | Tier-3 | Tier-3---5 | 5--5 | 373 | 100% | 1054.6802 | 84.57% | 15.17% | 0.2582% | 44.1504 | 0 | 0 | 44.1504 | 0 | 42.1165 | 3.0338 | 13.8823 | 42.1165 | 3.0338 | 13.8823 | 44.3668 | 3.1959 | 13.8823 | 4.186% | 0.38409 | 0.36508 | 2745.9122 | 408.062 | 399.7376 | 1938.1127 | 2767.9795 | 0 | 0 | 2767.9795 | 0.009267%
2026 | 79 | 79-679R | Tier-3 | Tier-3---3 | 5--5 | 412 | 100% | 1892.052 | 89.49% | 10.28% | 0.2308% | 83.8134 | 0 | 0 | 83.8134 | 0 | 79.9523 | 3.351 | 23.859 | 79.9523 | 3.351 | 23.859 | 84.2243 | 3.5301 | 23.859 | 4.43% | 0.3939 | 0.3744 | 4803.3522 | 735.2081 | 460.7879 | 3607.3562 | 4829.6424 | 0 | 0 | 4829.6424 | 0.01759%
2026 | 79 | 79-685R | Tier-3 | Tier-3---14 | 5--4 | 66 | 100% | 400.4276 | 96.08% | 3.359% | 0.5615% | 19.044 | 0 | 0 | 19.044 | 0 | 18.1667 | 0.53682 | 33.8416 | 18.1667 | 0.53682 | 33.8416 | 19.1374 | 0.5655 | 33.8416 | 4.756% | 0.43155 | 0.41019 | 927.8849 | 128.9201 | 31.6542 | 767.3106 | 929.7795 | 0 | 0 | 929.7795 | 0.003997%
2026 | 79 | 79-714R | Tier-3 | Tier-3---9 | 5--4 | 433 | 100% | 903.7514 | 77.92% | 21.67% | 0.4055% | 34.8589 | 0 | 0 | 34.8589 | 0 | 33.2531 | 3.5218 | 9.442 | 33.2531 | 3.5218 | 9.442 | 35.0298 | 3.71 | 9.442 | 3.857% | 0.37772 | 0.35902 | 2392.6757 | 300.8376 | 478.1412 | 1613.6969 | 2420.1861 | 0 | 0 | 2420.1861 | 0.007317%
2026 | 79 | 79-785 | Tier-3 | Tier-3---3 | 5--5 | 933 | 100% | 2480.4804 | 78.86% | 20.81% | 0.3308% | 96.8251 | 0 | 0 | 96.8251 | 0 | 92.3645 | 7.5886 | 12.1714 | 92.3645 | 7.5886 | 12.1714 | 97.2997 | 7.9941 | 12.1714 | 3.903% | 0.38023 | 0.36141 | 6523.6349 | 955.6486 | 1258.2917 | 4309.6946 | 6595.4614 | 0 | 0 | 6595.4614 | 0.02032%
2026 | 79 | 79-799R | Tier-3 | Tier-3---14 | 5--3 | 34 | 100% | 551.8926 | 84.52% | 14.8% | 0.6835% | 23.0887 | 0 | 0 | 23.0887 | 0 | 22.025 | 0.27654 | 79.6446 | 22.025 | 0.27654 | 79.6446 | 23.2019 | 0.29132 | 79.6446 | 4.184% | 0.77068 | 0.73253 | 716.1099 | 80.6305 | 98.909 | 536.5704 | 721.8843 | 0 | 0 | 721.8843 | 0.004846%
2026 | 79 | 79-808R | Tier-3 | Tier-3---3 | 5--5 | 415 | 100% | 2167.6529 | 93.07% | 6.627% | 0.3038% | 99.8623 | 0 | 0 | 99.8623 | 0 | 95.2618 | 3.3754 | 28.2221 | 95.2618 | 3.3754 | 28.2221 | 100.3518 | 3.5558 | 28.2221 | 4.607% | 0.44563 | 0.42357 | 4864.2458 | 733.0646 | 303.7151 | 3827.4661 | 4881.8025 | 0 | 0 | 4881.8025 | 0.02096%
2026 | 799 | 799-504R | Tier-2 | Tier-2---15 | 1--5 | 24 | 100% | 27.7948 | 96.8% | 0% | 3.201% | 1.3318 | 0 | 0 | 1.3318 | 0 | 1.2705 | 0.19521 | 6.5083 | 1.2705 | 0.19521 | 6.5083 | 1.3383 | 0.20564 | 6.5083 | 4.792% | 0.0046964 | 0.0044639 | 5918.3199 | 1511.7003 | 676.4165 | 3730.2032 | 5928.185 | 0 | 0 | 5928.185 | 0.0002795%
2026 | 835 | 835-10F | Tier-2 | Tier-2---19 | 1--4 | 62 | 100% | 3.5155 | 95.99% | 0% | 4.014% | 0.16703 | 0 | 0 | 0.16703 | 0 | 0.15934 | 0.50428 | 0.31597 | 0.15934 | 0.50428 | 0.31597 | 0.16785 | 0.53123 | 0.31597 | 4.751% | 0.0010446 | 0.00099289 | 3365.4208 | 527.6091 | 131.7666 | 2706.0451 | 3372.4555 | 0 | 0 | 3372.4555 | 3.506e-05%
2026 | 835 | 835-11F | Tier-2 | Tier-2---15 | 1--5 | 36 | 100% | 29.5331 | 98.28% | 0% | 1.716% | 1.4368 | 0 | 0 | 1.4368 | 0 | 1.3706 | 0.29281 | 4.6809 | 1.3706 | 0.29281 | 4.6809 | 1.4438 | 0.30845 | 4.6809 | 4.865% | 0.0041866 | 0.0039794 | 7054.2016 | 1691.248 | 112.5867 | 5250.3669 | 7060.5075 | 0 | 0 | 7060.5075 | 0.0003016%
2026 | 835 | 835-35F | Tier-2 | Tier-2---19 | 1--5 | 9 | 100% | 1.702 | 96.24% | 0% | 3.761% | 0.081081 | 0 | 0 | 0.081081 | 0 | 0.077346 | 0.073202 | 1.0566 | 0.077346 | 0.073202 | 1.0566 | 0.081478 | 0.077113 | 1.0566 | 4.764% | 0.0003154 | 0.00029979 | 5396.3575 | 853.3516 | 185.8923 | 4357.1135 | 5406.9276 | 0 | 0 | 5406.9276 | 1.702e-05%
2026 | 840 | 840-308F | Tier-2 | Tier-2---13 | 4--4 | 13 | 100% | 43.5719 | 95.47% | 3.384% | 1.143% | 2.0592 | 0 | 0 | 2.0592 | 0 | 1.9643 | 0.10574 | 18.5775 | 1.9643 | 0.10574 | 18.5775 | 2.0693 | 0.11139 | 18.5775 | 4.726% | 0.063249 | 0.060118 | 688.8919 | 152.3879 | 26.757 | 509.7471 | 690.5159 | 0 | 0 | 690.5159 | 0.0004322%
2026 | 840 | 840-374 | Tier-2 | Tier-2---13 | 4--3 | 241 | 100% | 37.0531 | 79.48% | 17.21% | 3.315% | 1.4577 | 0 | 0 | 1.4577 | 0 | 1.3906 | 1.9602 | 0.70941 | 1.3906 | 1.9602 | 0.70941 | 1.4649 | 2.0649 | 0.70941 | 3.934% | 0.064007 | 0.060838 | 578.893 | 75.1815 | 95.4784 | 408.233 | 585.0798 | 0 | 0 | 585.0798 | 0.000306%
2026 | 855 | 855-46AE | Tier-2 | Tier-2---15 | 1--5 | 1 | 100% | 22.7812 | 99.05% | 0% | 0.9453% | 1.117 | 0 | 0 | 1.117 | 0 | 1.0656 | 0.0081336 | 131.0067 | 1.0656 | 0.0081336 | 131.0067 | 1.1225 | 0.0085682 | 131.0067 | 4.903% | 0.0010888 | 0.0010349 | 20923.2579 | 6163.1266 | 183.5454 | 14576.586 | 20933.5585 | 0 | 0 | 20933.5585 | 0.0002345%
2026 | 859 | 859-42R | Tier-2 | Tier-2---3 | 4--5 | 793 | 100% | 1138.7404 | 98.96% | 0% | 1.04% | 55.7813 | 0 | 0 | 55.7813 | 0 | 53.2116 | 6.4499 | 8.25 | 53.2116 | 6.4499 | 8.25 | 56.0548 | 6.7946 | 8.25 | 4.899% | 0.067132 | 0.063809 | 16962.7575 | 2757.3465 | 237.2903 | 13968.1207 | 16971.9461 | 0 | 0 | 16971.9461 | 0.01171%
2026 | 907 | 907-1562AE | Tier-3 | Tier-3---6 | 4--5 | 503 | 100% | 858.7853 | 77.1% | 22.57% | 0.3293% | 32.7744 | 0 | 0 | 32.7744 | 0 | 31.2646 | 4.0912 | 7.6419 | 31.2646 | 4.0912 | 7.6419 | 32.9351 | 4.3098 | 7.6419 | 3.816% | 0.054867 | 0.052151 | 15652.2427 | 2298.9356 | 3240.4011 | 10112.906 | 15838.9218 | 0 | 0 | 15838.9218 | 0.006879%
2026 | 907 | 907-1602 | Tier-3 | Tier-3---17 | 3--4 | 8 | 100% | 23.6904 | 85.8% | 13.77% | 0.4286% | 1.0061 | 0 | 0 | 1.0061 | 0 | 0.95977 | 0.065069 | 14.7501 | 0.95977 | 0.065069 | 14.7501 | 1.0111 | 0.068545 | 14.7501 | 4.247% | 0.018131 | 0.017233 | 1306.6407 | 183.5641 | 147.0644 | 976.0122 | 1316.3056 | 0 | 0 | 1316.3056 | 0.0002112%
2026 | 907 | 907-1702R | Tier-3 | Tier-3---6 | 4--5 | 781 | 100% | 840.6328 | 97.1% | 2.481% | 0.4145% | 40.4066 | 0 | 0 | 40.4066 | 0 | 38.5452 | 6.3523 | 6.0679 | 38.5452 | 6.3523 | 6.0679 | 40.6047 | 6.6917 | 6.0679 | 4.807% | 0.061079 | 0.058055 | 13763.1312 | 2505.9528 | 366.7943 | 10890.3841 | 13783.8819 | 0 | 0 | 13783.8819 | 0.008481%
2026 | 907 | 907-1716R | Tier-3 | Tier-3---2 | 4--5 | 1809 | 100% | 2427.1827 | 91.21% | 8.47% | 0.3199% | 109.585 | 0 | 0 | 109.585 | 0 | 104.5366 | 14.7136 | 7.1047 | 104.5366 | 14.7136 | 7.1047 | 110.1222 | 15.4998 | 7.1047 | 4.515% | 0.088049 | 0.083691 | 27566.2098 | 5467.7784 | 2289.9071 | 19808.5244 | 27692.3953 | 0 | 0 | 27692.3953 | 0.023%
2026 | 907 | 907-2820R | Tier-3 | Tier-3---10 | 4--5 | 130 | 100% | 535.894 | 99.72% | 0.09292% | 0.1857% | 26.4528 | 0 | 0 | 26.4528 | 0 | 25.2342 | 1.0574 | 23.8652 | 25.2342 | 1.0574 | 23.8652 | 26.5825 | 1.1139 | 23.8652 | 4.936% | 0.082479 | 0.078396 | 6497.3542 | 1341.6962 | 16.6169 | 5139.0411 | 6498.2969 | 0 | 0 | 6498.2969 | 0.005552%
2026 | 908 | 908-1172R | Tier-2 | Tier-2---2 | 5--5 | 1320 | 100% | 1737.7755 | 85.15% | 14.43% | 0.419% | 73.2487 | 0 | 0 | 73.2487 | 0 | 69.8743 | 10.7363 | 6.5082 | 69.8743 | 10.7363 | 6.5082 | 73.6078 | 11.31 | 6.5082 | 4.215% | 0.20692 | 0.19668 | 8398.1993 | 1379.7509 | 1146.2529 | 5872.1954 | 8463.133 | 0 | 0 | 8463.133 | 0.01537%
2026 | 908 | 908-1236 | Tier-2 | Tier-2---2 | 5--5 | 741 | 100% | 1117.3056 | 87.67% | 11.99% | 0.3416% | 48.4882 | 0 | 0 | 48.4882 | 0 | 46.2545 | 6.027 | 7.6746 | 46.2545 | 6.027 | 7.6746 | 48.7259 | 6.349 | 7.6746 | 4.34% | 0.1877 | 0.17841 | 5952.6009 | 1091.9072 | 667.6574 | 4193.0363 | 5990.8188 | 0 | 0 | 5990.8188 | 0.01018%
2026 | 908 | 908-1368R | Tier-2 | Tier-2---5 | 5--5 | 1020 | 100% | 991.2216 | 79.39% | 19.4% | 1.209% | 38.9519 | 0 | 0 | 38.9519 | 0 | 37.1575 | 8.2962 | 4.4788 | 37.1575 | 8.2962 | 4.4788 | 39.1428 | 8.7395 | 4.4788 | 3.93% | 0.23644 | 0.22474 | 4192.2079 | 563.5001 | 776.6437 | 2852.0641 | 4237.2091 | 0 | 0 | 4237.2091 | 0.008176%
2026 | 908 | 908-1370R | Tier-2 | Tier-2---8 | 5--4 | 585 | 100% | 321.5186 | 63.48% | 35.24% | 1.285% | 10.1025 | 0 | 0 | 10.1025 | 0 | 9.6371 | 4.7581 | 2.0254 | 9.6371 | 4.7581 | 2.0254 | 10.152 | 5.0124 | 2.0254 | 3.142% | 0.1878 | 0.17851 | 1711.9863 | 197.0075 | 569.379 | 945.5998 | 1744.5489 | 0 | 0 | 1744.5489 | 0.002121%
2026 | 908 | 908-1372R | Tier-2 | Tier-2---2 | 5--5 | 352 | 100% | 804.0275 | 84.01% | 15.68% | 0.3083% | 33.4346 | 0 | 0 | 33.4346 | 0 | 31.8944 | 2.863 | 11.1401 | 31.8944 | 2.863 | 11.1401 | 33.5985 | 3.016 | 11.1401 | 4.158% | 0.17701 | 0.16825 | 4542.3486 | 816.5914 | 664.0711 | 3061.6861 | 4580.1787 | 0 | 0 | 4580.1787 | 0.007018%
2026 | 908 | 908-2038R | Tier-2 | Tier-2---1 | 5--5 | 1150 | 100% | 3761.7346 | 88.11% | 11.56% | 0.3295% | 164.0652 | 0 | 0 | 164.0652 | 0 | 156.5071 | 9.3536 | 16.7323 | 156.5071 | 9.3536 | 16.7323 | 164.8695 | 9.8534 | 16.7323 | 4.361% | 0.23053 | 0.21912 | 16317.5676 | 2905.2613 | 1774.9087 | 11637.3976 | 16418.6104 | 0 | 0 | 16418.6104 | 0.03444%
2026 | 908 | 908-2040 | Tier-2 | Tier-2---5 | 5--5 | 577 | 100% | 697.2725 | 58.64% | 40.83% | 0.5327% | 20.2401 | 0 | 0 | 20.2401 | 0 | 19.3077 | 4.6931 | 4.1141 | 19.3077 | 4.6931 | 4.1141 | 20.3394 | 4.9438 | 4.1141 | 2.903% | 0.17929 | 0.17042 | 3888.9985 | 484.676 | 1468.7466 | 1935.576 | 3972.762 | 0 | 0 | 3972.762 | 0.004248%
2026 | 908 | 908-2055F | Tier-3 | Tier-3---2 | 5--5 | 762 | 100% | 2141.2623 | 90.56% | 9.061% | 0.3753% | 95.9903 | 0 | 0 | 95.9903 | 0 | 91.5682 | 6.1978 | 14.7743 | 91.5682 | 6.1978 | 14.7743 | 96.4608 | 6.5289 | 14.7743 | 4.483% | 0.20355 | 0.19347 | 10519.7129 | 1841.0843 | 947.7804 | 7730.8482 | 10571.4113 | 0 | 0 | 10571.4113 | 0.02015%
2026 | 908 | 908-2062F | Tier-2 | Tier-2---16 | 5--2 | 9 | 100% | 16.6415 | 87.19% | 12.22% | 0.5909% | 0.7182 | 0 | 0 | 0.7182 | 0 | 0.68511 | 0.073202 | 9.3592 | 0.68511 | 0.073202 | 9.3592 | 0.72172 | 0.077113 | 9.3592 | 4.316% | 0.16054 | 0.1526 | 103.6572 | 14.5987 | 13.5444 | 75.5142 | 104.3489 | 0 | 0 | 104.3489 | 0.0001508%
2026 | 908 | 908-30 | Tier-2 | Tier-2---10 | 5--4 | 211 | 100% | 139.6838 | 79.37% | 19.74% | 0.8803% | 5.4882 | 0 | 0 | 5.4882 | 0 | 5.2354 | 1.7162 | 3.0506 | 5.2354 | 1.7162 | 3.0506 | 5.5151 | 1.8079 | 3.0506 | 3.929% | 0.16572 | 0.15752 | 842.8699 | 108.2915 | 162.9752 | 571.6032 | 851.9233 | 0 | 0 | 851.9233 | 0.001152%
2026 | 909 | 909-451 | Tier-3 | Tier-3---1 | 5--5 | 1555 | 100% | 4745.7108 | 91.73% | 8.003% | 0.272% | 215.4739 | 0 | 0 | 215.4739 | 0 | 205.5474 | 12.6477 | 16.2517 | 205.5474 | 12.6477 | 16.2517 | 216.5301 | 13.3235 | 16.2517 | 4.54% | 0.31112 | 0.29572 | 15253.5364 | 2448.7202 | 1130.6792 | 11674.137 | 15319.2699 | 0 | 0 | 15319.2699 | 0.04523%
2026 | 909 | 909-453R | Tier-2 | Tier-2---3 | 2--5 | 16 | 100% | 476.0233 | 99.61% | 0% | 0.3866% | 23.4721 | 0 | 0 | 23.4721 | 0 | 22.3908 | 0.13014 | 172.0549 | 22.3908 | 0.13014 | 172.0549 | 23.5871 | 0.13709 | 172.0549 | 4.931% | 0.0097928 | 0.0093081 | 48609.517 | 7840.4908 | 672.9123 | 40096.1139 | 48619.3034 | 0 | 0 | 48619.3034 | 0.004927%
2026 | 909 | 909-805R | Tier-2 | Tier-2---1 | 5--5 | 1096 | 100% | 2804.3911 | 91.7% | 7.979% | 0.3181% | 127.2991 | 0 | 0 | 127.2991 | 0 | 121.4347 | 8.9144 | 13.6223 | 121.4347 | 8.9144 | 13.6223 | 127.9231 | 9.3907 | 13.6223 | 4.539% | 0.28921 | 0.27489 | 9696.7159 | 1951.0291 | 709.8564 | 7035.8304 | 9738.6166 | 0 | 0 | 9738.6166 | 0.02672%
2026 | 91 | 91-7F | Tier-2 | Tier-2---9 | 4--5 | 309 | 100% | 251.2122 | 79.73% | 18.17% | 2.101% | 9.9145 | 0 | 0 | 9.9145 | 0 | 9.4578 | 2.5133 | 3.7631 | 9.4578 | 2.5133 | 3.7631 | 9.9631 | 2.6476 | 3.7631 | 3.947% | 0.034038 | 0.032353 | 7380.3891 | 1285.4298 | 1444.1692 | 4650.7901 | 7458.2959 | 0 | 0 | 7458.2959 | 0.002081%
2026 | 920 | 920-1342R | Tier-3 | Tier-3---12 | 4--5 | 318 | 100% | 408.8204 | 94.62% | 4.403% | 0.9773% | 19.1478 | 0 | 0 | 19.1478 | 0 | 18.2657 | 2.5865 | 7.062 | 18.2657 | 2.5865 | 7.062 | 19.2416 | 2.7247 | 7.062 | 4.684% | 0.068604 | 0.065208 | 5959.0983 | 1229.6301 | 289.5515 | 4439.9167 | 5975.7964 | 0 | 0 | 5975.7964 | 0.004019%
2026 | 920 | 920-735AE | Tier-2 | Tier-2---7 | 4--5 | 84 | 100% | 627.5827 | 25.02% | 74.11% | 0.8722% | 7.7723 | 0 | 0 | 7.7723 | 0 | 7.4143 | 0.68322 | 10.852 | 7.4143 | 0.68322 | 10.852 | 7.8104 | 0.71973 | 10.852 | 1.238% | 0.068691 | 0.065291 | 9136.3433 | 511.7297 | 6274.1673 | 2350.4463 | 9493.1022 | 0 | 0 | 9493.1022 | 0.001631%
2026 | 921 | 921-800F | Tier-2 | Tier-2---7 | 4--5 | 116 | 100% | 650.3067 | 29.95% | 69.36% | 0.6872% | 9.6425 | 0 | 0 | 9.6425 | 0 | 9.1983 | 0.94349 | 9.7492 | 9.1983 | 0.94349 | 9.7492 | 9.6898 | 0.99391 | 9.7492 | 1.483% | 0.065336 | 0.062102 | 9953.2373 | 702.3415 | 6282.5542 | 2968.3417 | 10316.3119 | 0 | 0 | 10316.3119 | 0.002024%
2026 | 928 | 928-19 | Tier-2 | Tier-2---11 | 4--4 | 3 | 100% | 73.2406 | 96.92% | 1.567% | 1.51% | 3.5139 | 0 | 0 | 3.5139 | 0 | 3.352 | 0.024401 | 137.3719 | 3.352 | 0.024401 | 137.3719 | 3.5311 | 0.025704 | 137.3719 | 4.798% | 0.051756 | 0.049194 | 1415.107 | 294.5529 | 37.2101 | 1083.344 | 1417.3747 | 0 | 0 | 1417.3747 | 0.0007376%
2026 | 968 | 968-476F | Tier-2 | Tier-2---17 | 3--3 | 13 | 100% | 17.6086 | 89.28% | 2.69% | 8.028% | 0.77821 | 0 | 0 | 0.77821 | 0 | 0.74236 | 0.10574 | 7.0208 | 0.74236 | 0.10574 | 7.0208 | 0.78202 | 0.11139 | 7.0208 | 4.419% | 0.015315 | 0.014557 | 1149.748 | 271.1398 | 111.0595 | 767.5487 | 1156.1655 | 0 | 0 | 1156.1655 | 0.0001633%
2026 | 970 | 970-1341R | Tier-3 | Tier-3---4 | 5--5 | 75 | 100% | 1130.055 | 96.17% | 3.586% | 0.2481% | 53.7928 | 0 | 0 | 53.7928 | 0 | 51.3146 | 0.61002 | 84.1199 | 51.3146 | 0.61002 | 84.1199 | 54.0565 | 0.64261 | 84.1199 | 4.76% | 0.12497 | 0.11878 | 9042.8131 | 2000.05 | 446.8525 | 6595.9106 | 9060.8711 | 0 | 0 | 9060.8711 | 0.01129%
2026 | 971 | 971-1973R | Tier-3 | Tier-3---4 | 5--5 | 913 | 100% | 1698.739 | 91.74% | 7.818% | 0.44% | 77.1439 | 0 | 0 | 77.1439 | 0 | 73.59 | 7.426 | 9.9098 | 73.59 | 7.426 | 9.9098 | 77.522 | 7.8227 | 9.9098 | 4.541% | 0.14704 | 0.13976 | 11552.8886 | 2071.9815 | 875.2489 | 8605.6581 | 11602.5712 | 0 | 0 | 11602.5712 | 0.01619%
2026 | 971 | 971-2050R | Tier-3 | Tier-3---2 | 5--5 | 1693 | 100% | 3108.8974 | 90.26% | 9.266% | 0.4743% | 138.901 | 0 | 0 | 138.901 | 0 | 132.5021 | 13.7701 | 9.6224 | 132.5021 | 13.7701 | 9.6224 | 139.5819 | 14.5059 | 9.6224 | 4.468% | 0.18464 | 0.1755 | 16837.3789 | 2911.4979 | 1523.0662 | 12402.8149 | 16922.7873 | 0 | 0 | 16922.7873 | 0.02916%
2026 | 971 | 971-29R | Tier-3 | Tier-3---6 | 5--5 | 169 | 100% | 752.2042 | 94.43% | 5.253% | 0.3211% | 35.1587 | 0 | 0 | 35.1587 | 0 | 33.539 | 1.3746 | 24.3995 | 33.539 | 1.3746 | 24.3995 | 35.331 | 1.448 | 24.3995 | 4.674% | 0.12171 | 0.11568 | 6180.3198 | 998.028 | 309.4222 | 4872.8696 | 6198.2603 | 0 | 0 | 6198.2603 | 0.00738%
2026 | 971 | 971-371R | Tier-3 | Tier-3---12 | 5--5 | 109 | 100% | 419.6492 | 95.09% | 4.537% | 0.3709% | 19.7532 | 0 | 0 | 19.7532 | 0 | 18.8432 | 0.88656 | 21.2543 | 18.8432 | 0.88656 | 21.2543 | 19.85 | 0.93393 | 21.2543 | 4.707% | 0.11668 | 0.1109 | 3596.6988 | 576.739 | 156.4778 | 2863.4821 | 3605.8911 | 0 | 0 | 3605.8911 | 0.004146%
2026 | 971 | 971-383R | Tier-3 | Tier-3---4 | 5--5 | 442 | 100% | 1568.3841 | 85.57% | 14.07% | 0.3633% | 66.4295 | 0 | 0 | 66.4295 | 0 | 63.3692 | 3.595 | 17.6268 | 63.3692 | 3.595 | 17.6268 | 66.7551 | 3.7871 | 17.6268 | 4.236% | 0.13837 | 0.13152 | 11334.794 | 1698.1384 | 1536.4876 | 8100.1681 | 11419.9942 | 0 | 0 | 11419.9942 | 0.01394%
2026 | 971 | 971-388R | Tier-3 | Tier-3---4 | 5--5 | 1149 | 100% | 1370.1526 | 91.78% | 7.427% | 0.7941% | 62.2469 | 0 | 0 | 62.2469 | 0 | 59.3793 | 9.3455 | 6.3538 | 59.3793 | 9.3455 | 6.3538 | 62.552 | 9.8448 | 6.3538 | 4.543% | 0.17642 | 0.16769 | 7766.4244 | 1241.1352 | 582.4552 | 5942.8339 | 7799.675 | 0 | 0 | 7799.675 | 0.01307%
2026 | 972 | 972-1582R | Tier-3 | Tier-3---6 | 5--5 | 320 | 100% | 1102.3739 | 89.57% | 9.851% | 0.5741% | 48.8787 | 0 | 0 | 48.8787 | 0 | 46.627 | 2.6027 | 17.9145 | 46.627 | 2.6027 | 17.9145 | 49.1183 | 2.7418 | 17.9145 | 4.434% | 0.15062 | 0.14317 | 7318.7038 | 1095.1808 | 689.6681 | 5533.8548 | 7358.4386 | 0 | 0 | 7358.4386 | 0.01026%
2026 | 972 | 972-1590F | Tier-3 | Tier-3---2 | 5--5 | 1391 | 100% | 2662.477 | 86.18% | 13.31% | 0.5115% | 113.5799 | 0 | 0 | 113.5799 | 0 | 108.3475 | 11.3138 | 9.5766 | 108.3475 | 11.3138 | 9.5766 | 114.1367 | 11.9183 | 9.5766 | 4.266% | 0.17603 | 0.16732 | 15124.9944 | 2683.3405 | 1935.3853 | 10506.2686 | 15233.8451 | 0 | 0 | 15233.8451 | 0.02384%
2026 | 972 | 972-32R | Tier-2 | Tier-2---1 | 5--5 | 943 | 100% | 2627.0976 | 78.5% | 21.13% | 0.3758% | 102.0774 | 0 | 0 | 102.0774 | 0 | 97.3749 | 7.67 | 12.6956 | 97.3749 | 7.67 | 12.6956 | 102.5777 | 8.0798 | 12.6956 | 3.886% | 0.16607 | 0.15785 | 15819.0849 | 2182.9188 | 3069.8118 | 10566.3543 | 15996.2393 | 0 | 0 | 15996.2393 | 0.02143%
2026 | 972 | 972-942R | Tier-3 | Tier-3---6 | 5--5 | 373 | 100% | 1052.2316 | 92.49% | 7.06% | 0.4532% | 48.1724 | 0 | 0 | 48.1724 | 0 | 45.9532 | 3.0338 | 15.1469 | 45.9532 | 3.0338 | 15.1469 | 48.4085 | 3.1959 | 15.1469 | 4.578% | 0.14194 | 0.13492 | 7412.953 | 1277.1801 | 501.709 | 5634.0638 | 7441.9562 | 0 | 0 | 7441.9562 | 0.01011%
2026 | 973 | 973-1226R | Tier-3 | Tier-3---10 | 5--5 | 264 | 100% | 738.9301 | 81.66% | 17.71% | 0.6284% | 29.8702 | 0 | 0 | 29.8702 | 0 | 28.4942 | 2.1473 | 13.27 | 28.4942 | 2.1473 | 13.27 | 30.0166 | 2.262 | 13.27 | 4.042% | 0.13989 | 0.13297 | 5282.0414 | 696.4842 | 883.7073 | 3701.85 | 5332.48 | 0 | 0 | 5332.48 | 0.00627%
2026 | 973 | 973-1245R | Tier-3 | Tier-3---6 | 5--5 | 149 | 100% | 792.6367 | 95.03% | 4.73% | 0.2408% | 37.2851 | 0 | 0 | 37.2851 | 0 | 35.5675 | 1.2119 | 29.3485 | 35.5675 | 1.2119 | 29.3485 | 37.4679 | 1.2767 | 29.3485 | 4.704% | 0.12039 | 0.11443 | 6584.1053 | 1077.527 | 369.5828 | 5136.9955 | 6601.1501 | 0 | 0 | 6601.1501 | 0.007826%
2026 | 973 | 973-626R | Tier-3 | Tier-3---7 | 5--5 | 246 | 100% | 933.998 | 86.55% | 12.73% | 0.7172% | 40.0157 | 0 | 0 | 40.0157 | 0 | 38.1722 | 2.0009 | 19.0779 | 38.1722 | 2.0009 | 19.0779 | 40.2118 | 2.1078 | 19.0779 | 4.284% | 0.1523 | 0.14476 | 6132.6277 | 944.3399 | 738.3045 | 4449.9833 | 6175.576 | 0 | 0 | 6175.576 | 0.008399%
2026 | 974 | 974-23R | Tier-3 | Tier-3---11 | 5--5 | 603 | 100% | 770.0113 | 72.03% | 26.78% | 1.193% | 27.4528 | 0 | 0 | 27.4528 | 0 | 26.1881 | 4.9045 | 5.3396 | 26.1881 | 4.9045 | 5.3396 | 27.5874 | 5.1666 | 5.3396 | 3.565% | 0.16472 | 0.15657 | 4674.6625 | 542.8961 | 1175.2982 | 2956.4682 | 4742.7663 | 0 | 0 | 4742.7663 | 0.005762%
2026 | 974 | 974-715R | Tier-3 | Tier-3---6 | 5--5 | 73 | 100% | 765.8632 | 95.89% | 3.616% | 0.4898% | 36.3537 | 0 | 0 | 36.3537 | 0 | 34.679 | 0.59375 | 58.4066 | 34.679 | 0.59375 | 58.4066 | 36.5319 | 0.62548 | 58.4066 | 4.747% | 0.14069 | 0.13372 | 5443.6999 | 833.249 | 274.7582 | 4335.6927 | 5455.3397 | 0 | 0 | 5455.3397 | 0.007631%
2026 | 975 | 975-22R | Tier-3 | Tier-3---7 | 5--5 | 24 | 100% | 1670.0817 | 26.02% | 73.92% | 0.06338% | 21.5086 | 0 | 0 | 21.5086 | 0 | 20.5177 | 0.19521 | 105.1082 | 20.5177 | 0.19521 | 105.1082 | 21.614 | 0.20564 | 105.1082 | 1.288% | 0.19669 | 0.18696 | 8490.7264 | 507.2869 | 5821.7498 | 2161.6897 | 8817.8604 | 0 | 0 | 8817.8604 | 0.004515%
2026 | 991 | 991-1 | Tier-2 | Tier-2---12 | 4--5 | 41 | 100% | 269.0349 | 22.26% | 77.39% | 0.3477% | 2.965 | 0 | 0 | 2.965 | 0 | 2.8285 | 0.33348 | 8.4817 | 2.8285 | 0.33348 | 8.4817 | 2.9796 | 0.35129 | 8.4817 | 1.102% | 0.034773 | 0.033051 | 7736.9795 | 537.9923 | 5445.2245 | 1753.7627 | 8050.1946 | 0 | 0 | 8050.1946 | 0.0006224%
2026 | 991 | 991-1206R | Tier-2 | Tier-2---4 | 4--5 | 303 | 100% | 580.6091 | 98.3% | 0.7633% | 0.9388% | 28.251 | 0 | 0 | 28.251 | 0 | 26.9495 | 2.4645 | 10.9352 | 26.9495 | 2.4645 | 10.9352 | 28.3895 | 2.5962 | 10.9352 | 4.866% | 0.063785 | 0.060628 | 9102.5384 | 2181.358 | 136.565 | 6784.6154 | 9110.6067 | 0 | 0 | 9110.6067 | 0.00593%
2026 | 1023 | CB 1023 | Tier-2 | Tier-2---4 | 4--5 | 150 | 100% | 374.8399 | 98.36% | 0.9442% | 0.6917% | 18.251 | 0 | 0 | 18.251 | 0 | 17.4102 | 1.22 | 14.2703 | 17.4102 | 1.22 | 14.2703 | 18.3405 | 1.2852 | 14.2703 | 4.869% | 0.082267 | 0.078195 | 4556.3931 | 688.3386 | 326.2097 | 3541.8448 | 4560.275 | 0 | 0 | 4560.275 | 0.003831%
2026 | 1090 | CB 1090 | Tier-2 | Tier-2---7 | 3--5 | 159 | 100% | 193.2665 | 97.29% | 1.202% | 1.508% | 9.3074 | 0 | 0 | 9.3074 | 0 | 8.8787 | 1.2932 | 6.8654 | 8.8787 | 1.2932 | 6.8654 | 9.3531 | 1.3623 | 6.8654 | 4.816% | 0.025114 | 0.023871 | 7695.6285 | 1211.5196 | 206.2478 | 6277.8611 | 7706.4898 | 0 | 0 | 7706.4898 | 0.001954%
2026 | 1101 | CB 1101 | Tier-2 | Tier-2---9 | 4--4 | 18 | 100% | 199.93 | 98.45% | 0.8502% | 0.703% | 9.7428 | 0 | 0 | 9.7428 | 0 | 9.294 | 0.1464 | 63.4817 | 9.294 | 0.1464 | 63.4817 | 9.7906 | 0.15423 | 63.4817 | 4.873% | 0.091579 | 0.087045 | 2183.1518 | 318.4441 | 233.987 | 1630.7207 | 2184.9176 | 0 | 0 | 2184.9176 | 0.002045%
2026 | 1106 | CB 1106 | Tier-2 | Tier-2---7 | 4--5 | 46 | 100% | 1067.6226 | 5.884% | 94.04% | 0.07265% | 3.1093 | 0 | 0 | 3.1093 | 0 | 2.9661 | 0.37414 | 7.9276 | 2.9661 | 0.37414 | 7.9276 | 3.1245 | 0.39414 | 7.9276 | 0.2912% | 0.070774 | 0.067271 | 15084.9121 | 163.1311 | 12883.8022 | 2037.9789 | 15824.2814 | 0 | 0 | 15824.2814 | 0.0006526%
2026 | 1138 | CB 1138 | Tier-2 | Tier-2---10 | 5--4 | 192 | 100% | 305.5776 | 38.78% | 59.44% | 1.777% | 5.8657 | 0 | 0 | 5.8657 | 0 | 5.5955 | 1.5616 | 3.5831 | 5.5955 | 1.5616 | 3.5831 | 5.8945 | 1.6451 | 3.5831 | 1.92% | 0.11418 | 0.10853 | 2676.3311 | 209.1802 | 1537.4835 | 929.6674 | 2761.6594 | 0 | 0 | 2761.6594 | 0.001231%
2026 | 1162 | CB 1162 | Tier-2 | Tier-2---18 | 4--2 | 12 | 100% | 17.3545 | 85.79% | 8.389% | 5.825% | 0.73695 | 0 | 0 | 0.73695 | 0 | 0.703 | 0.097603 | 7.2026 | 0.703 | 0.097603 | 7.2026 | 0.74056 | 0.10282 | 7.2026 | 4.246% | 0.064214 | 0.061035 | 270.2621 | 35.4982 | 38.2909 | 196.4729 | 272.2626 | 0 | 0 | 272.2626 | 0.0001547%
2026 | 1234 | CB 1234 | Tier-3 | Tier-3---10 | 5--5 | 1218 | 100% | 1703.5911 | 47.26% | 52.1% | 0.6391% | 39.8535 | 0 | 0 | 39.8535 | 0 | 38.0175 | 9.9067 | 3.8376 | 38.0175 | 9.9067 | 3.8376 | 40.0489 | 10.436 | 3.8376 | 2.339% | 0.11961 | 0.11369 | 14242.4054 | 1075.4767 | 7121.7223 | 6045.2064 | 14633.5836 | 0 | 0 | 14633.5836 | 0.008365%
2026 | 1235 | CB 1235 | Tier-2 | Tier-2---6 | 4--5 | 2353 | 100% | 1038.4291 | 94.32% | 4.296% | 1.381% | 48.4843 | 0 | 0 | 48.4843 | 0 | 46.2507 | 19.1383 | 2.4167 | 46.2507 | 19.1383 | 2.4167 | 48.722 | 20.1609 | 2.4167 | 4.669% | 0.082825 | 0.078725 | 12537.6589 | 2179.7945 | 762.6013 | 9595.263 | 12574.7238 | 0 | 0 | 12574.7238 | 0.01018%
2026 | 1243 | CB 1243 | Tier-2 | Tier-2---7 | 3--5 | 259 | 100% | 199.4877 | 98.24% | 0% | 1.764% | 9.7004 | 0 | 0 | 9.7004 | 0 | 9.2535 | 2.1066 | 4.3927 | 9.2535 | 2.1066 | 4.3927 | 9.748 | 2.2192 | 4.3927 | 4.863% | 0.019586 | 0.018616 | 10185.2188 | 1675.1434 | 207.9289 | 8302.1466 | 10194.5771 | 0 | 0 | 10194.5771 | 0.002036%
2026 | 1245 | CB 1245 | Tier-2 | Tier-2---15 | 1--5 | 4 | 100% | 16.7924 | 98.43% | 0% | 1.568% | 0.81819 | 0 | 0 | 0.81819 | 0 | 0.7805 | 0.032534 | 23.9901 | 0.7805 | 0.032534 | 23.9901 | 0.8222 | 0.034273 | 23.9901 | 4.872% | 0.001637 | 0.001556 | 10258.0329 | 2664.8486 | 151.8636 | 7441.3207 | 10266.4078 | 0 | 0 | 10266.4078 | 0.0001717%
2026 | 1250 | CB 1250 | Tier-2 | Tier-2---4 | 4--5 | 85 | 100% | 388.8417 | 99.33% | 0.414% | 0.257% | 19.1185 | 0 | 0 | 19.1185 | 0 | 18.2378 | 0.69135 | 26.3798 | 18.2378 | 0.69135 | 26.3798 | 19.2122 | 0.72829 | 26.3798 | 4.917% | 0.088703 | 0.084312 | 4383.6458 | 676.5543 | 273.8326 | 3433.2589 | 4385.1777 | 0 | 0 | 4385.1777 | 0.004013%
2026 | 1299 | CB 1299 | Tier-2 | Tier-2---19 | 3--3 | 17 | 100% | 20.1766 | 88.04% | 0% | 11.96% | 0.87929 | 0 | 0 | 0.87929 | 0 | 0.83878 | 0.13827 | 6.0662 | 0.83878 | 0.13827 | 6.0662 | 0.8836 | 0.14566 | 6.0662 | 4.358% | 0.014997 | 0.014255 | 1345.3401 | 209.983 | 174.7231 | 960.634 | 1353.7198 | 0 | 0 | 1353.7198 | 0.0001846%
2026 | 1525 | CB 1525 | Tier-2 | Tier-2---13 | 4--4 | 3 | 100% | 193.8892 | 15.57% | 82.62% | 1.812% | 1.4939 | 0 | 0 | 1.4939 | 0 | 1.4251 | 0.024401 | 58.4032 | 1.4251 | 0.024401 | 58.4032 | 1.5012 | 0.025704 | 58.4032 | 0.7705% | 0.050512 | 0.048011 | 3838.4933 | 115.2522 | 3031.2128 | 692.0283 | 4007.2783 | 0 | 0 | 4007.2783 | 0.0003136%
2026 | 185 | CB 185 | Tier-2 | Tier-2---12 | 3--4 | 5 | 100% | 138.4091 | 43.72% | 54.12% | 2.153% | 2.9955 | 0 | 0 | 2.9955 | 0 | 2.8575 | 0.040668 | 70.2644 | 2.8575 | 0.040668 | 70.2644 | 3.0102 | 0.042841 | 70.2644 | 2.164% | 0.027797 | 0.026421 | 4979.3165 | 370.0673 | 2508.501 | 2100.7482 | 5125.2523 | 0 | 0 | 5125.2523 | 0.0006288%
2026 | 200 | CB 200 | Tier-2 | Tier-2---9 | 4--5 | 137 | 100% | 748.3334 | 16.62% | 82.09% | 1.289% | 6.1567 | 0 | 0 | 6.1567 | 0 | 5.8731 | 1.1143 | 5.2707 | 5.8731 | 1.1143 | 5.2707 | 6.1869 | 1.1738 | 5.2707 | 0.8227% | 0.060261 | 0.057278 | 12418.2035 | 230.4691 | 10130.0521 | 2057.6824 | 12957.4282 | 0 | 0 | 12957.4282 | 0.001292%
2026 | 202 | CB 202 | Tier-2 | Tier-2---16 | 4--3 | 312 | 100% | 63.0384 | 89.89% | 0% | 10.11% | 2.805 | 0 | 0 | 2.805 | 0 | 2.6757 | 2.5377 | 1.0544 | 2.6757 | 2.5377 | 1.0544 | 2.8187 | 2.6733 | 1.0544 | 4.45% | 0.040966 | 0.038939 | 1538.7821 | 188.6374 | 158.7642 | 1191.3805 | 1546.8829 | 0 | 0 | 1546.8829 | 0.0005888%
2026 | 203 | CB 203 | Tier-2 | Tier-2---13 | 4--4 | 504 | 100% | 187.9021 | 7.943% | 89.84% | 2.222% | 0.73876 | 0 | 0 | 0.73876 | 0 | 0.70473 | 4.0993 | 0.17191 | 0.70473 | 4.0993 | 0.17191 | 0.74238 | 4.3184 | 0.17191 | 0.3932% | 0.03541 | 0.033657 | 5306.4388 | 19.0742 | 4782.3725 | 504.9921 | 5560.8373 | 0 | 0 | 5560.8373 | 0.0001551%
2026 | 204 | CB 204 | Tier-2 | Tier-2---9 | 4--4 | 358 | 100% | 421.5291 | 52.89% | 45.23% | 1.878% | 11.0363 | 0 | 0 | 11.0363 | 0 | 10.5279 | 2.9118 | 3.6156 | 10.5279 | 2.9118 | 3.6156 | 11.0904 | 3.0674 | 3.6156 | 2.618% | 0.068524 | 0.065132 | 6151.5544 | 481.5982 | 2922.6769 | 2747.2793 | 6302.4694 | 0 | 0 | 6302.4694 | 0.002317%
2026 | 215 | CB 215 | Tier-3 | Tier-3---20 | 1--5 | 7 | 100% | 14.3567 | 99.04% | 0% | 0.9603% | 0.70383 | 0 | 0 | 0.70383 | 0 | 0.67141 | 0.056935 | 11.7925 | 0.67141 | 0.056935 | 11.7925 | 0.70728 | 0.059977 | 11.7925 | 4.902% | 0.0005546 | 0.00052715 | 25886.5156 | 4082.8416 | 802.2051 | 21001.4689 | 25899.4616 | 0 | 0 | 25899.4616 | 0.0001477%
2026 | 230 | CB 230 | Tier-2 | Tier-2---14 | 1--5 | 68 | 100% | 37.0692 | 98.96% | 0% | 1.045% | 1.8158 | 0 | 0 | 1.8158 | 0 | 1.7321 | 0.55308 | 3.1317 | 1.7321 | 0.55308 | 3.1317 | 1.8247 | 0.58264 | 3.1317 | 4.898% | 0.0025822 | 0.0024544 | 14355.6795 | 1973.4751 | 2354.5204 | 10027.684 | 14363.4884 | 0 | 0 | 14363.4884 | 0.0003811%
2026 | 231 | CB 231 | Tier-2 | Tier-2---7 | 4--5 | 696 | 100% | 416.5176 | 95.81% | 2.821% | 1.365% | 19.7547 | 0 | 0 | 19.7547 | 0 | 18.8446 | 5.661 | 3.3289 | 18.8446 | 5.661 | 3.3289 | 19.8515 | 5.9634 | 3.3289 | 4.743% | 0.037573 | 0.035713 | 11085.6737 | 1859.8233 | 754.4202 | 8471.4303 | 11109.8371 | 0 | 0 | 11109.8371 | 0.004147%
2026 | 232 | CB 232 | Tier-2 | Tier-2---7 | 4--5 | 645 | 100% | 300.2122 | 85.96% | 12.43% | 1.615% | 12.7738 | 0 | 0 | 12.7738 | 0 | 12.1854 | 5.2462 | 2.3227 | 12.1854 | 5.2462 | 2.3227 | 12.8364 | 5.5265 | 2.3227 | 4.255% | 0.029023 | 0.027587 | 10343.7991 | 1418.351 | 1554.0747 | 7371.3734 | 10419.4395 | 0 | 0 | 10419.4395 | 0.002681%
2026 | 233 | CB 233 | Tier-2 | Tier-2---4 | 4--5 | 1826 | 100% | 763.9567 | 93.34% | 4.903% | 1.762% | 35.2955 | 0 | 0 | 35.2955 | 0 | 33.6695 | 14.8519 | 2.267 | 33.6695 | 14.8519 | 2.267 | 35.4685 | 15.6455 | 2.267 | 4.62% | 0.075451 | 0.071716 | 10125.1756 | 1595.7447 | 1194.5405 | 7334.8905 | 10160.3196 | 0 | 0 | 10160.3196 | 0.007409%
2026 | 234 | CB 234 | Tier-2 | Tier-2---4 | 4--5 | 1032 | 100% | 535.5214 | 93.25% | 5.438% | 1.313% | 24.7187 | 0 | 0 | 24.7187 | 0 | 23.5799 | 8.3939 | 2.8092 | 23.5799 | 8.3939 | 2.8092 | 24.8398 | 8.8423 | 2.8092 | 4.616% | 0.044658 | 0.042447 | 11991.611 | 2064.9333 | 958.1122 | 8968.5654 | 12033.7724 | 0 | 0 | 12033.7724 | 0.005188%
2026 | 236 | CB 236 | Tier-2 | Tier-2---1 | 5--5 | 504 | 100% | 1431.5889 | 79.32% | 20.27% | 0.409% | 56.2122 | 0 | 0 | 56.2122 | 0 | 53.6226 | 4.0993 | 13.0808 | 53.6226 | 4.0993 | 13.0808 | 56.4877 | 4.3184 | 13.0808 | 3.927% | 0.1419 | 0.13487 | 10088.9585 | 1415.4843 | 1966.6729 | 6706.8012 | 10197.5904 | 0 | 0 | 10197.5904 | 0.0118%
2026 | 237 | CB 237 | Tier-2 | Tier-2---8 | 5--5 | 35 | 100% | 185.7066 | 94.91% | 4.738% | 0.3556% | 8.7243 | 0 | 0 | 8.7243 | 0 | 8.3224 | 0.28468 | 29.2346 | 8.3224 | 0.28468 | 29.2346 | 8.767 | 0.29989 | 29.2346 | 4.698% | 0.10923 | 0.10382 | 1700.183 | 298.8503 | 101.9614 | 1299.3713 | 1704.6928 | 0 | 0 | 1704.6928 | 0.001831%
2026 | 240 | CB 240 | Tier-2 | Tier-2---9 | 4--5 | 222 | 100% | 222.9994 | 87.14% | 10.79% | 2.065% | 9.6189 | 0 | 0 | 9.6189 | 0 | 9.1758 | 1.8057 | 5.0817 | 9.1758 | 1.8057 | 5.0817 | 9.6661 | 1.9021 | 5.0817 | 4.313% | 0.048511 | 0.046109 | 4596.922 | 825.8016 | 739.2506 | 3031.8699 | 4627.7085 | 0 | 0 | 4627.7085 | 0.002019%
2026 | 242 | CB 242 | Tier-2 | Tier-2---11 | 5--3 | 44 | 100% | 207.8863 | 31.82% | 66.99% | 1.182% | 3.2748 | 0 | 0 | 3.2748 | 0 | 3.1239 | 0.35788 | 8.729 | 3.1239 | 0.35788 | 8.729 | 3.2908 | 0.377 | 8.729 | 1.575% | 0.1014 | 0.096385 | 2050.064 | 80.1099 | 1437.2921 | 532.662 | 2122.8512 | 0 | 0 | 2122.8512 | 0.0006874%
2026 | 244 | CB 244 | Tier-2 | Tier-2---14 | 4--4 | 20 | 100% | 218.1664 | 17.26% | 81.28% | 1.461% | 1.8642 | 0 | 0 | 1.8642 | 0 | 1.7783 | 0.16267 | 10.9318 | 1.7783 | 0.16267 | 10.9318 | 1.8733 | 0.17136 | 10.9318 | 0.8545% | 0.040668 | 0.038655 | 5364.5179 | 74.3952 | 4565.48 | 724.6427 | 5595.6651 | 0 | 0 | 5595.6651 | 0.0003913%
2026 | 246 | CB 246 | Tier-2 | Tier-2---7 | 4--5 | 519 | 100% | 397.8494 | 64.68% | 33.47% | 1.858% | 12.7368 | 0 | 0 | 12.7368 | 0 | 12.1501 | 4.2213 | 2.8783 | 12.1501 | 4.2213 | 2.8783 | 12.7993 | 4.4469 | 2.8783 | 3.201% | 0.066431 | 0.063143 | 5988.8765 | 880.2356 | 2229.0372 | 2879.6037 | 6099.0502 | 0 | 0 | 6099.0502 | 0.002673%
2026 | 247 | CB 247 | Tier-2 | Tier-2---12 | 4--4 | 109 | 100% | 172.2064 | 35.95% | 62.53% | 1.527% | 3.0642 | 0 | 0 | 3.0642 | 0 | 2.9231 | 0.88656 | 3.2971 | 2.9231 | 0.88656 | 3.2971 | 3.0792 | 0.93393 | 3.2971 | 1.779% | 0.038566 | 0.036657 | 4465.2144 | 298.159 | 2868.7773 | 1298.2781 | 4614.1618 | 0 | 0 | 4614.1618 | 0.0006432%
2026 | 248 | CB 248 | Tier-2 | Tier-2---9 | 3--5 | 263 | 100% | 152.3893 | 96.93% | 0% | 3.073% | 7.3115 | 0 | 0 | 7.3115 | 0 | 6.9746 | 2.1391 | 3.2605 | 6.9746 | 2.1391 | 3.2605 | 7.3473 | 2.2534 | 3.2605 | 4.798% | 0.01881 | 0.017879 | 8101.4189 | 1342.8535 | 227.2912 | 6531.2742 | 8114.384 | 0 | 0 | 8114.384 | 0.001535%
2026 | 249 | CB 249 | Tier-3 | Tier-3---16 | 4--4 | 195 | 100% | 160.495 | 85.08% | 13.47% | 1.449% | 6.7591 | 0 | 0 | 6.7591 | 0 | 6.4477 | 1.586 | 4.0653 | 6.4477 | 1.586 | 4.0653 | 6.7922 | 1.6708 | 4.0653 | 4.211% | 0.05906 | 0.056137 | 2717.4811 | 349.6551 | 457.423 | 1910.4031 | 2738.598 | 0 | 0 | 2738.598 | 0.001419%
2026 | 280 | CB 280 | Tier-2 | Tier-2---14 | 4--4 | 17 | 100% | 274.2011 | 7.05% | 92.04% | 0.912% | 0.95683 | 0 | 0 | 0.95683 | 0 | 0.91275 | 0.13827 | 6.6012 | 0.91275 | 0.13827 | 6.6012 | 0.96152 | 0.14566 | 6.6012 | 0.349% | 0.042409 | 0.04031 | 6465.5727 | 45.4317 | 5724.1115 | 696.0295 | 6778.5492 | 0 | 0 | 6778.5492 | 0.0002008%
2026 | 292 | CB 292 | Tier-2 | Tier-2---18 | 4--3 | 160 | 100% | 47.5044 | 34.5% | 64.33% | 1.17% | 0.81136 | 0 | 0 | 0.81136 | 0 | 0.77398 | 1.3014 | 0.59474 | 0.77398 | 1.3014 | 0.59474 | 0.81533 | 1.3709 | 0.59474 | 1.708% | 0.048129 | 0.045747 | 987.0231 | 50.0827 | 552.1658 | 384.7746 | 1020.6893 | 0 | 0 | 1020.6893 | 0.0001703%
2026 | 315 | CB 315 | Tier-2 | Tier-2---19 | 1--4 | 23 | 100% | 5.1424 | 94.4% | 0% | 5.599% | 0.2403 | 0 | 0 | 0.2403 | 0 | 0.22923 | 0.18707 | 1.2253 | 0.22923 | 0.18707 | 1.2253 | 0.24147 | 0.19707 | 1.2253 | 4.673% | 0.0017586 | 0.0016715 | 2924.1607 | 267.0973 | 1290.9222 | 1366.1411 | 2932.6876 | 0 | 0 | 2932.6876 | 5.044e-05%
2026 | 327 | CB 327 | Tier-3 | Tier-3---16 | 4--5 | 18 | 100% | 193.645 | 98.47% | 1.165% | 0.3624% | 9.439 | 0 | 0 | 9.439 | 0 | 9.0042 | 0.1464 | 61.5021 | 9.0042 | 0.1464 | 61.5021 | 9.4853 | 0.15423 | 61.5021 | 4.874% | 0.076966 | 0.073157 | 2515.9681 | 429.9476 | 31.582 | 2054.4384 | 2517.9694 | 0 | 0 | 2517.9694 | 0.001981%
2026 | 329 | CB 329 | Tier-2 | Tier-2---14 | 3--4 | 29 | 100% | 65.8898 | 89.85% | 8.372% | 1.777% | 2.9305 | 0 | 0 | 2.9305 | 0 | 2.7955 | 0.23587 | 11.8518 | 2.7955 | 0.23587 | 11.8518 | 2.9449 | 0.24848 | 11.8518 | 4.448% | 0.026212 | 0.024915 | 2513.6892 | 282.0394 | 739.5173 | 1492.1325 | 2526.9755 | 0 | 0 | 2526.9755 | 0.0006151%
2026 | 330 | CB 330 | Tier-2 | Tier-2---16 | 4--3 | 233 | 100% | 120.677 | 32.91% | 64.46% | 2.626% | 1.966 | 0 | 0 | 1.966 | 0 | 1.8754 | 1.8951 | 0.9896 | 1.8754 | 1.8951 | 0.9896 | 1.9756 | 1.9964 | 0.9896 | 1.629% | 0.029702 | 0.028232 | 4062.9261 | 7.6233 | 3748.7743 | 306.5286 | 4204.8777 | 0 | 0 | 4204.8777 | 0.0004127%
2026 | 331 | CB 331 | Tier-2 | Tier-2---14 | 2--5 | 2 | 100% | 85.8116 | 98.16% | 0% | 1.839% | 4.1696 | 0 | 0 | 4.1696 | 0 | 3.9775 | 0.016267 | 244.5093 | 3.9775 | 0.016267 | 244.5093 | 4.19 | 0.017136 | 244.5093 | 4.859% | 0.010352 | 0.0098396 | 8289.3738 | 853.0321 | 3055.5825 | 4380.7593 | 8297.3133 | 0 | 0 | 8297.3133 | 0.0008752%
2026 | 351 | CB 351 | Tier-2 | Tier-2---3 | 5--5 | 641 | 100% | 1226.0332 | 96.06% | 3.555% | 0.3808% | 58.2998 | 0 | 0 | 58.2998 | 0 | 55.614 | 5.2136 | 10.6671 | 55.614 | 5.2136 | 10.6671 | 58.5856 | 5.4922 | 10.6671 | 4.755% | 0.12463 | 0.11847 | 9837.0052 | 2175.7089 | 389.2547 | 7272.0416 | 9857.1702 | 0 | 0 | 9857.1702 | 0.01224%
2026 | 352 | CB 352 | Tier-2 | Tier-2---18 | 4--2 | 26 | 100% | 9.3178 | 92.82% | 5.766% | 1.417% | 0.4281 | 0 | 0 | 0.4281 | 0 | 0.40838 | 0.21147 | 1.9311 | 0.40838 | 0.21147 | 1.9311 | 0.4302 | 0.22277 | 1.9311 | 4.594% | 0.066856 | 0.063546 | 139.3709 | 20.9143 | 9.4564 | 109.0003 | 139.8923 | 0 | 0 | 139.8923 | 8.986e-05%
2026 | 353 | CB 353 | Tier-2 | Tier-2---19 | 1--5 | 1 | 100% | 1.2114 | 91.46% | 0% | 8.541% | 0.054842 | 0 | 0 | 0.054842 | 0 | 0.052316 | 0.0081336 | 6.4321 | 0.052316 | 0.0081336 | 6.4321 | 0.055111 | 0.0085682 | 6.4321 | 4.527% | 0.0001926 | 0.00018307 | 6289.6304 | 841.6188 | 1074.3724 | 4373.6392 | 6317.6054 | 0 | 0 | 6317.6054 | 1.151e-05%
2026 | 355 | CB 355 | Tier-2 | Tier-2---3 | 5--5 | 875 | 100% | 1277.9843 | 89.96% | 9.576% | 0.4654% | 56.9079 | 0 | 0 | 56.9079 | 0 | 54.2862 | 7.1169 | 7.6278 | 54.2862 | 7.1169 | 7.6278 | 57.1868 | 7.4971 | 7.6278 | 4.453% | 0.1048 | 0.099616 | 12194.1112 | 2321.0506 | 1198.9562 | 8674.1044 | 12257.8799 | 0 | 0 | 12257.8799 | 0.01195%
2026 | 356 | CB 356 | Tier-2 | Tier-2---19 | 1--5 | 5 | 100% | 1.0316 | 94.21% | 0% | 5.788% | 0.048109 | 0 | 0 | 0.048109 | 0 | 0.045893 | 0.040668 | 1.1285 | 0.045893 | 0.040668 | 1.1285 | 0.048345 | 0.042841 | 1.1285 | 4.663% | 0.0001262 | 0.00011995 | 8174.5031 | 1142.3903 | 1177.2898 | 5854.823 | 8199.1451 | 0 | 0 | 8199.1451 | 1.01e-05%
2026 | 357 | CB 357 | Tier-3 | Tier-3---10 | 5--5 | 495 | 100% | 902.4975 | 73.58% | 26.03% | 0.3952% | 32.8696 | 0 | 0 | 32.8696 | 0 | 31.3553 | 4.0261 | 7.788 | 31.3553 | 4.0261 | 7.788 | 33.0307 | 4.2412 | 7.788 | 3.642% | 0.12773 | 0.12141 | 7065.5334 | 866.3454 | 1820.4674 | 4378.7206 | 7162.7585 | 0 | 0 | 7162.7585 | 0.006899%
2026 | 358 | CB 358 | Tier-3 | Tier-3---15 | 5--4 | 9 | 100% | 699.283 | 2.295% | 97.69% | 0.01935% | 0.79454 | 0 | 0 | 0.79454 | 0 | 0.75793 | 0.073202 | 10.354 | 0.75793 | 0.073202 | 10.354 | 0.79843 | 0.077113 | 10.354 | 0.1136% | 0.1387 | 0.13184 | 5041.5636 | 26.6978 | 4414.3494 | 600.5164 | 5298.0908 | 0 | 0 | 5298.0908 | 0.0001668%
2026 | 396 | CB 396 | Tier-2 | Tier-2---11 | 5--4 | 1 | 100% | 591.9026 | 5.239% | 94.32% | 0.4451% | 1.5351 | 0 | 0 | 1.5351 | 0 | 1.4643 | 0.0081336 | 180.0362 | 1.4643 | 0.0081336 | 180.0362 | 1.5426 | 0.0085682 | 180.0362 | 0.2593% | 0.10036 | 0.095392 | 5897.7936 | 58.5391 | 5103.2719 | 735.9827 | 6188.846 | 0 | 0 | 6188.846 | 0.0003222%
2026 | 441 | CB 441 | Tier-3 | Tier-3---15 | 5--3 | 134 | 100% | 331.3843 | 80.16% | 18.98% | 0.8593% | 13.1488 | 0 | 0 | 13.1488 | 0 | 12.5431 | 1.0899 | 11.5085 | 12.5431 | 1.0899 | 11.5085 | 13.2133 | 1.1481 | 11.5085 | 3.968% | 0.54555 | 0.51854 | 607.4359 | 49.8353 | 106.5497 | 451.0509 | 613.7126 | 0 | 0 | 613.7126 | 0.00276%
2026 | 444 | CB 444 | Tier-2 | Tier-2---16 | 4--2 | 5 | 100% | 29.6249 | 91.02% | 7.551% | 1.432% | 1.3347 | 0 | 0 | 1.3347 | 0 | 1.2732 | 0.040668 | 31.3076 | 1.2732 | 0.040668 | 31.3076 | 1.3412 | 0.042841 | 31.3076 | 4.505% | 0.081621 | 0.07758 | 362.9586 | 45.1173 | 37.8839 | 279.9573 | 364.6566 | 0 | 0 | 364.6566 | 0.0002802%
2026 | 470 | CB 470 | Tier-2 | Tier-2---6 | 5--5 | 174 | 100% | 1121.5891 | 72.77% | 26.47% | 0.763% | 40.4013 | 0 | 0 | 40.4013 | 0 | 38.5401 | 1.4152 | 27.2321 | 38.5401 | 1.4152 | 27.2321 | 40.5993 | 1.4909 | 27.2321 | 3.602% | 0.114 | 0.10835 | 9838.8116 | 1666.77 | 2557.3386 | 5614.703 | 9978.3305 | 0 | 0 | 9978.3305 | 0.00848%
2026 | 499 | CB 499 | Tier-2 | Tier-2---19 | 2--3 | 3 | 100% | 12.7092 | 92.01% | 0% | 7.988% | 0.57885 | 0 | 0 | 0.57885 | 0 | 0.55219 | 0.024401 | 22.6299 | 0.55219 | 0.024401 | 22.6299 | 0.58169 | 0.025704 | 22.6299 | 4.555% | 0.00687 | 0.0065299 | 1849.953 | 152.4302 | 848.7409 | 848.782 | 1857.6484 | 0 | 0 | 1857.6484 | 0.0001215%
2026 | 520 | CB 520 | Tier-2 | Tier-2---21 | 1--5 | 7 | 100% | 0.50118 | 92.64% | 0% | 7.355% | 0.022984 | 0 | 0 | 0.022984 | 0 | 0.021925 | 0.056935 | 0.38508 | 0.021925 | 0.056935 | 0.38508 | 0.023096 | 0.059977 | 0.38508 | 4.586% | 7.36e-05 | 6.9957e-05 | 6809.4677 | 1224.7725 | 1893.3117 | 3691.3835 | 6835.5511 | 0 | 0 | 6835.5511 | 4.824e-06%
2026 | 521 | CB 521 | Tier-2 | Tier-2---20 | 3--1 | 16 | 100% | 11.4145 | 12.51% | 85.49% | 2% | 0.070669 | 0 | 0 | 0.070669 | 0 | 0.067413 | 0.13014 | 0.51801 | 0.067413 | 0.13014 | 0.51801 | 0.071015 | 0.13709 | 0.51801 | 0.6191% | 0.025917 | 0.024634 | 440.4321 | 3.6709 | 389.1723 | 47.5888 | 460.5001 | 0 | 0 | 460.5001 | 1.483e-05%
2026 | 522 | CB 522 | Tier-2 | Tier-2---9 | 4--5 | 531 | 100% | 287.6477 | 61.65% | 36.8% | 1.551% | 8.7785 | 0 | 0 | 8.7785 | 0 | 8.3741 | 4.3189 | 1.9389 | 8.3741 | 4.3189 | 1.9389 | 8.8216 | 4.5497 | 1.9389 | 3.052% | 0.049006 | 0.04658 | 5869.6662 | 552.6079 | 2337.7067 | 2979.3516 | 5986.8842 | 0 | 0 | 5986.8842 | 0.001843%
2026 | 523 | CB 523 | Tier-2 | Tier-2---13 | 4--4 | 318 | 100% | 222.6972 | 15.76% | 82.25% | 1.985% | 1.7375 | 0 | 0 | 1.7375 | 0 | 1.6575 | 2.5865 | 0.64082 | 1.6575 | 2.5865 | 0.64082 | 1.746 | 2.7247 | 0.64082 | 0.7802% | 0.044603 | 0.042395 | 4992.8754 | 164.6768 | 3992.464 | 835.7347 | 5211.9099 | 0 | 0 | 5211.9099 | 0.0003647%
2026 | 524 | CB 524 | Tier-3 | Tier-3---17 | 3--5 | 31 | 100% | 116.6365 | 76.81% | 21.38% | 1.816% | 4.4344 | 0 | 0 | 4.4344 | 0 | 4.2301 | 0.25214 | 16.7769 | 4.2301 | 0.25214 | 16.7769 | 4.4562 | 0.26561 | 16.7769 | 3.802% | 0.018139 | 0.017241 | 6430.2901 | 828.1118 | 2267.5068 | 3334.6715 | 6507.9597 | 0 | 0 | 6507.9597 | 0.0009308%
2026 | 536 | CB 536 | Tier-2 | Tier-2---18 | 4--2 | 10 | 100% | 21.8677 | 42.26% | 53.34% | 4.392% | 0.4575 | 0 | 0 | 0.4575 | 0 | 0.43642 | 0.081336 | 5.3657 | 0.43642 | 0.081336 | 5.3657 | 0.45974 | 0.085682 | 5.3657 | 2.092% | 0.063476 | 0.060334 | 344.504 | 23.2544 | 160.0251 | 161.2245 | 354.8623 | 0 | 0 | 354.8623 | 9.603e-05%
2026 | 540 | CB 540 | Tier-2 | Tier-2---17 | 1--5 | 186 | 100% | 18.5654 | 97.32% | 0% | 2.676% | 0.8944 | 0 | 0 | 0.8944 | 0 | 0.85319 | 1.5128 | 0.56397 | 0.85319 | 1.5128 | 0.56397 | 0.89878 | 1.5937 | 0.56397 | 4.818% | 0.0036022 | 0.0034239 | 5153.9037 | 633.0265 | 1280.5124 | 3240.3647 | 5161.0857 | 0 | 0 | 5161.0857 | 0.0001877%
2026 | 542 | CB 542 | Tier-2 | Tier-2---9 | 4--5 | 47 | 100% | 175.7332 | 76% | 23.31% | 0.6907% | 6.6111 | 0 | 0 | 6.6111 | 0 | 6.3065 | 0.38228 | 16.4973 | 6.3065 | 0.38228 | 16.4973 | 6.6435 | 0.4027 | 16.4973 | 3.762% | 0.053515 | 0.050866 | 3283.8373 | 324.6387 | 1232.8957 | 1726.3029 | 3324.8806 | 0 | 0 | 3324.8806 | 0.001388%
2026 | 576 | CB 576 | Tier-2 | Tier-2---12 | 4--4 | 21 | 100% | 131.3157 | 32.74% | 66.81% | 0.4539% | 2.1281 | 0 | 0 | 2.1281 | 0 | 2.0301 | 0.17081 | 11.8854 | 2.0301 | 0.17081 | 11.8854 | 2.1386 | 0.17993 | 11.8854 | 1.621% | 0.047237 | 0.044899 | 2779.9099 | 133.7981 | 1808.4788 | 837.633 | 2877.2837 | 0 | 0 | 2877.2837 | 0.0004467%
2026 | 599 | CB 599 | Tier-2 | Tier-2---4 | 4--5 | 892 | 100% | 599.9379 | 98.66% | 0% | 1.337% | 29.2998 | 0 | 0 | 29.2998 | 0 | 27.95 | 7.2552 | 3.8524 | 27.95 | 7.2552 | 3.8524 | 29.4434 | 7.6428 | 3.8524 | 4.884% | 0.043095 | 0.040961 | 13921.4169 | 2931.9396 | 582.1864 | 10407.2909 | 13931.1128 | 0 | 0 | 13931.1128 | 0.00615%
2026 | 776 | CB 776 | Tier-2 | Tier-2---18 | 3--3 | 70 | 100% | 19.7396 | 79.97% | 11.02% | 9.01% | 0.78143 | 0 | 0 | 0.78143 | 0 | 0.74543 | 0.56935 | 1.3093 | 0.74543 | 0.56935 | 1.3093 | 0.78526 | 0.59977 | 1.3093 | 3.959% | 0.014982 | 0.01424 | 1317.5724 | 201.6613 | 223.1115 | 892.7996 | 1331.3137 | 0 | 0 | 1331.3137 | 0.000164%
2026 | 788 | CB 788 | Tier-2 | Tier-2---2 | 5--5 | 102 | 100% | 1509.6378 | 72.67% | 26.38% | 0.9544% | 54.3006 | 0 | 0 | 54.3006 | 0 | 51.7991 | 0.82962 | 62.4368 | 51.7991 | 0.82962 | 62.4368 | 54.5668 | 0.87395 | 62.4368 | 3.597% | 0.14181 | 0.13479 | 10645.451 | 1766.7834 | 2805.5671 | 6073.1005 | 10796.9927 | 0 | 0 | 10796.9927 | 0.0114%
2026 | 835 | CB 835 | Tier-2 | Tier-2---17 | 1--5 | 169 | 100% | 10.4449 | 97.71% | 0% | 2.289% | 0.50519 | 0 | 0 | 0.50519 | 0 | 0.48192 | 1.3746 | 0.35059 | 0.48192 | 1.3746 | 0.35059 | 0.50767 | 1.448 | 0.35059 | 4.837% | 0.0017112 | 0.0016265 | 6103.8249 | 1270.1971 | 131.1199 | 4702.5079 | 6111.0995 | 0 | 0 | 6111.0995 | 0.000106%
2026 | 907 | CB 907 | Tier-3 | Tier-3---13 | 3--5 | 58 | 100% | 230.3059 | 98.07% | 1.485% | 0.4463% | 11.18 | 0 | 0 | 11.18 | 0 | 10.665 | 0.47175 | 22.6074 | 10.665 | 0.47175 | 22.6074 | 11.2348 | 0.49695 | 22.6074 | 4.854% | 0.023668 | 0.022497 | 9730.5209 | 1957.65 | 164.6441 | 7608.2269 | 9740.3056 | 0 | 0 | 9740.3056 | 0.002347%
2026 | 91 | CB 91 | Tier-2 | Tier-2---12 | 3--5 | 108 | 100% | 89.8564 | 75.83% | 22.36% | 1.818% | 3.3727 | 0 | 0 | 3.3727 | 0 | 3.2173 | 0.87843 | 3.6626 | 3.2173 | 0.87843 | 3.6626 | 3.3892 | 0.92536 | 3.6626 | 3.753% | 0.015476 | 0.01471 | 5806.255 | 775.6182 | 1813.9846 | 3216.6522 | 5879.3513 | 0 | 0 | 5879.3513 | 0.0007079%
2026 | 928 | CB 928 | Tier-2 | Tier-2---7 | 4--5 | 3 | 100% | 505.3794 | 35.21% | 64.4% | 0.3975% | 8.8072 | 0 | 0 | 8.8072 | 0 | 8.4014 | 0.024401 | 344.311 | 8.4014 | 0.024401 | 344.311 | 8.8503 | 0.025704 | 344.311 | 1.743% | 0.057199 | 0.054367 | 8835.5199 | 595.4493 | 5398.0775 | 2841.9931 | 9133.6609 | 0 | 0 | 9133.6609 | 0.001849%
2026 | 970 | CB 970 | Tier-2 | Tier-2---14 | 1--5 | 7 | 100% | 22.122 | 99.63% | 0% | 0.3731% | 1.091 | 0 | 0 | 1.091 | 0 | 1.0407 | 0.056935 | 18.2786 | 1.0407 | 0.056935 | 18.2786 | 1.0963 | 0.059977 | 18.2786 | 4.932% | 0.00034 | 0.00032317 | 65064.7285 | 10349.1227 | 1856.0637 | 52859.5421 | 65077.3719 | 0 | 0 | 65077.3719 | 0.000229%
2026 | 971 | CB 971 | Tier-2 | Tier-2---3 | 5--5 | 161 | 100% | 1052.4948 | 94.77% | 4.863% | 0.3691% | 49.3729 | 0 | 0 | 49.3729 | 0 | 47.0984 | 1.3095 | 35.9665 | 47.0984 | 1.3095 | 35.9665 | 49.6149 | 1.3795 | 35.9665 | 4.691% | 0.12528 | 0.11908 | 8401.3813 | 1359.4082 | 538.7088 | 6503.2643 | 8424.2712 | 0 | 0 | 8424.2712 | 0.01036%
2026 | 975 | CB 975 | Tier-3 | Tier-3---16 | 5--4 | 50 | 100% | 120.9969 | 94.86% | 4.853% | 0.2849% | 5.6816 | 0 | 0 | 5.6816 | 0 | 5.4199 | 0.40668 | 13.3272 | 5.4199 | 0.40668 | 13.3272 | 5.7095 | 0.42841 | 13.3272 | 4.696% | 0.10726 | 0.10195 | 1128.0883 | 171.5054 | 73.8837 | 882.6993 | 1131.1066 | 0 | 0 | 1131.1066 | 0.001193%
2026 | 980 | CB 980 | Tier-2 | Tier-2---12 | 2--5 | 423 | 100% | 71.0483 | 98.38% | 0% | 1.619% | 3.46 | 0 | 0 | 3.46 | 0 | 3.3006 | 3.4405 | 0.95933 | 3.3006 | 3.4405 | 0.95933 | 3.4769 | 3.6243 | 0.95933 | 4.87% | 0.0069124 | 0.0065702 | 10278.3875 | 4306.656 | 761.4547 | 5210.2768 | 10287.0528 | 0 | 0 | 10287.0528 | 0.0007262%
2026 | 981 | CB 981 | Tier-2 | Tier-2---15 | 1--5 | 106 | 100% | 31.4522 | 98.54% | 0% | 1.457% | 1.5342 | 0 | 0 | 1.5342 | 0 | 1.4635 | 0.86216 | 1.6975 | 1.4635 | 0.86216 | 1.6975 | 1.5417 | 0.90823 | 1.6975 | 4.878% | 0.0030076 | 0.0028587 | 10457.5682 | 1238.1114 | 2911.2172 | 6308.2397 | 10465.5035 | 0 | 0 | 10465.5035 | 0.000322%
2026 | CTL1 | CB CTL1 | Tier-3 | Tier-3---19 | 5--1 | 4 | 100% | 6.7195 | 60.86% | 38.02% | 1.116% | 0.20243 | 0 | 0 | 0.20243 | 0 | 0.19311 | 0.032534 | 5.9355 | 0.19311 | 0.032534 | 5.9355 | 0.20343 | 0.034273 | 5.9355 | 3.013% | 0.42111 | 0.40027 | 15.9564 | 1.4967 | 5.9559 | 8.5038 | 16.2817 | 0 | 0 | 16.2817 | 4.249e-05%
2026 | FB1 | CB FB1 | Tier-2 | Tier-2---11 | 4--4 | 463 | 100% | 245.022 | 12.75% | 85.01% | 2.236% | 1.5467 | 0 | 0 | 1.5467 | 0 | 1.4754 | 3.7658 | 0.39179 | 1.4754 | 3.7658 | 0.39179 | 1.5542 | 3.9671 | 0.39179 | 0.6312% | 0.04664 | 0.044331 | 5253.4738 | 206.1005 | 4090.6925 | 956.6808 | 5492.1747 | 0 | 0 | 5492.1747 | 0.0003246%
2026 | FB2 | CB FB2 | Tier-2 | Tier-2---9 | 4--5 | 343 | 100% | 225.8323 | 74.73% | 23.69% | 1.581% | 8.3536 | 0 | 0 | 8.3536 | 0 | 7.9687 | 2.7898 | 2.8564 | 7.9687 | 2.7898 | 2.8564 | 8.3945 | 2.9389 | 2.8564 | 3.699% | 0.045688 | 0.043427 | 4942.9022 | 871.2523 | 1151.504 | 2920.1458 | 5007.9571 | 0 | 0 | 5007.9571 | 0.001753%
2026 | JU1 | CB JU1 | Tier-3 | Tier-3---15 | 5--4 | 417 | 100% | 282.3719 | 88.57% | 10.71% | 0.7177% | 12.3804 | 0 | 0 | 12.3804 | 0 | 11.8101 | 3.3917 | 3.4821 | 11.8101 | 3.3917 | 3.4821 | 12.4411 | 3.5729 | 3.4821 | 4.384% | 0.1808 | 0.17185 | 1561.7518 | 212.6103 | 161.3522 | 1187.7892 | 1571.0444 | 0 | 0 | 1571.0444 | 0.002599%
2026 | MOR1 | CB MOR1 | Tier-2 | Tier-2---4 | 5--5 | 286 | 100% | 584.1991 | 87.63% | 11.93% | 0.4377% | 25.3416 | 0 | 0 | 25.3416 | 0 | 24.1741 | 2.3262 | 10.3921 | 24.1741 | 2.3262 | 10.3921 | 25.4658 | 2.4505 | 10.3921 | 4.338% | 0.12647 | 0.12021 | 4619.2848 | 721.3686 | 522.5493 | 3375.3669 | 4649.0352 | 0 | 0 | 4649.0352 | 0.005319%
2026 | NVS1 | CB NVS1 | Tier-2 | Tier-2---12 | 4--5 | 19 | 100% | 109.1989 | 94.39% | 0% | 5.606% | 5.1023 | 0 | 0 | 5.1023 | 0 | 4.8673 | 0.15454 | 31.4957 | 4.8673 | 0.15454 | 31.4957 | 5.1273 | 0.1628 | 31.4957 | 4.673% | 0.029239 | 0.027792 | 3734.676 | 571.7006 | 249.4939 | 2913.4815 | 3745.5791 | 0 | 0 | 3745.5791 | 0.001071%
2026 | OK1 | CB OK1 | Tier-3 | Tier-3---7 | 5--5 | 786 | 100% | 1048.1259 | 93.55% | 5.94% | 0.509% | 48.5366 | 0 | 0 | 48.5366 | 0 | 46.3006 | 6.393 | 7.2424 | 46.3006 | 6.393 | 7.2424 | 48.7745 | 6.7346 | 7.2424 | 4.631% | 0.20255 | 0.19252 | 5174.6627 | 847.3251 | 299.3088 | 4028.0288 | 5192.0406 | 0 | 0 | 5192.0406 | 0.01019%
2026 | PE1 | CB PE1 | Tier-3 | Tier-3---13 | 5--4 | 1534 | 100% | 620.7512 | 74.86% | 24.36% | 0.7799% | 23.002 | 0 | 0 | 23.002 | 0 | 21.9424 | 12.4769 | 1.7586 | 21.9424 | 12.4769 | 1.7586 | 23.1148 | 13.1436 | 1.7586 | 3.706% | 0.24168 | 0.22972 | 2568.4774 | 292.3041 | 583.6879 | 1692.4855 | 2602.1063 | 0 | 0 | 2602.1063 | 0.004828%
2026 | RA1 | CB RA1 | Tier-2 | Tier-2---2 | 5--5 | 454 | 100% | 1222.3715 | 85.76% | 13.62% | 0.6194% | 51.8894 | 0 | 0 | 51.8894 | 0 | 49.499 | 3.6926 | 13.4048 | 49.499 | 3.6926 | 13.4048 | 52.1438 | 3.8899 | 13.4048 | 4.245% | 0.14726 | 0.13997 | 8300.6807 | 1160.1787 | 1072.7493 | 6067.7527 | 8362.2497 | 0 | 0 | 8362.2497 | 0.01089%
2026 | RA2 | CB RA2 | Tier-2 | Tier-2---4 | 5--5 | 283 | 100% | 579.2495 | 83.34% | 16.16% | 0.4909% | 23.8972 | 0 | 0 | 23.8972 | 0 | 22.7963 | 2.3018 | 9.9037 | 22.7963 | 2.3018 | 9.9037 | 24.0143 | 2.4248 | 9.9037 | 4.126% | 0.12706 | 0.12077 | 4558.9302 | 908.2518 | 686.0992 | 2964.5792 | 4598.474 | 0 | 0 | 4598.474 | 0.005016%
2026 | RA3 | CB RA3 | Tier-2 | Tier-2---10 | 5--4 | 200 | 100% | 353.8636 | 22.75% | 76.17% | 1.082% | 3.9851 | 0 | 0 | 3.9851 | 0 | 3.8015 | 1.6267 | 2.3369 | 3.8015 | 1.6267 | 2.3369 | 4.0046 | 1.7136 | 2.3369 | 1.126% | 0.12911 | 0.12272 | 2740.8339 | 103.3538 | 1864.7752 | 772.7049 | 2851.0971 | 0 | 0 | 2851.0971 | 0.0008365%
2026 | RB1 | CB RB1 | Tier-3 | Tier-3---20 | 1--5 | 4 | 100% | 3.2964 | 98.93% | 0% | 1.066% | 0.16143 | 0 | 0 | 0.16143 | 0 | 0.15399 | 0.032534 | 4.7333 | 0.15399 | 0.032534 | 4.7333 | 0.16222 | 0.034273 | 4.7333 | 4.897% | 0.0001458 | 0.00013858 | 22608.9431 | 3603.4994 | 517.2364 | 18488.2073 | 22621.4997 | 0 | 0 | 22621.4997 | 3.388e-05%
2026 | RC1 | CB RC1 | Tier-2 | Tier-2---4 | 4--5 | 330 | 100% | 397.5199 | 92.07% | 7.427% | 0.5025% | 18.117 | 0 | 0 | 18.117 | 0 | 17.2824 | 2.6841 | 6.4388 | 17.2824 | 2.6841 | 6.4388 | 18.2058 | 2.8275 | 6.4388 | 4.558% | 0.084253 | 0.080083 | 4718.147 | 893.9653 | 343.0371 | 3481.1447 | 4737.6299 | 0 | 0 | 4737.6299 | 0.003803%
2026 | SL1 | CB SL1 | Tier-3 | Tier-3---11 | 5--5 | 793 | 100% | 677.9763 | 69.55% | 29.7% | 0.758% | 23.3394 | 0 | 0 | 23.3394 | 0 | 22.2642 | 6.4499 | 3.4519 | 22.2642 | 6.4499 | 3.4519 | 23.4538 | 6.7946 | 3.4519 | 3.443% | 0.19527 | 0.18561 | 3471.9301 | 456.3042 | 974.4203 | 2041.2056 | 3526.9947 | 0 | 0 | 3526.9947 | 0.004899%
2026 | SSC1 | CB SSC1 | Tier-2 | Tier-2---18 | 4--3 | 52 | 100% | 91.8404 | 1.784% | 94.85% | 3.363% | 0.081116 | 0 | 0 | 0.081116 | 0 | 0.077379 | 0.42295 | 0.18295 | 0.077379 | 0.42295 | 0.18295 | 0.081514 | 0.44554 | 0.18295 | 0.08832% | 0.031528 | 0.029967 | 2912.9967 | 6.2531 | 2639.8755 | 266.8681 | 3061.9925 | 0 | 0 | 3061.9925 | 1.703e-05%
2026 | CTL1 | CTL1-3R | Tier-3 | Tier-3---14 | 5--4 | 1644 | 100% | 691.1308 | 38.4% | 60.91% | 0.6868% | 13.1376 | 0 | 0 | 13.1376 | 0 | 12.5323 | 13.3716 | 0.93724 | 12.5323 | 13.3716 | 0.93724 | 13.202 | 14.0861 | 0.93724 | 1.901% | 0.42513 | 0.40409 | 1625.6897 | 99.6026 | 905.5939 | 620.4932 | 1677.8405 | 0 | 0 | 1677.8405 | 0.002758%
2026 | DV1 | DV1-3R | Tier-3 | Tier-3---11 | 5--5 | 433 | 100% | 634.2705 | 72.29% | 26.89% | 0.8162% | 22.6974 | 0 | 0 | 22.6974 | 0 | 21.6517 | 3.5218 | 6.1479 | 21.6517 | 3.5218 | 6.1479 | 22.8086 | 3.71 | 6.1479 | 3.578% | 0.19421 | 0.1846 | 3265.8667 | 390.6526 | 820.8791 | 2054.3349 | 3312.9907 | 0 | 0 | 3312.9907 | 0.004764%
2026 | RA1 | RA1-402R | Tier-3 | Tier-3---4 | 5--5 | 341 | 100% | 861.3982 | 92.86% | 6.845% | 0.2988% | 39.5931 | 0 | 0 | 39.5931 | 0 | 37.7692 | 2.7735 | 13.6176 | 37.7692 | 2.7735 | 13.6176 | 39.7872 | 2.9217 | 13.6176 | 4.596% | 0.12948 | 0.12307 | 6652.8745 | 1118.7394 | 431.7484 | 5102.3868 | 6677.6256 | 0 | 0 | 6677.6256 | 0.008311%
2026 | RB1 | RB1-427R | Tier-3 | Tier-3---7 | 5--5 | 1098 | 100% | 996.0696 | 83.51% | 15.68% | 0.8099% | 41.1767 | 0 | 0 | 41.1767 | 0 | 39.2798 | 8.9307 | 4.3983 | 39.2798 | 8.9307 | 4.3983 | 41.3786 | 9.4078 | 4.3983 | 4.134% | 0.15381 | 0.14619 | 6476.1764 | 929.4617 | 937.2221 | 4609.4925 | 6531.7795 | 0 | 0 | 6531.7795 | 0.008643%
2026 | RB1 | RB1-433R | Tier-3 | Tier-3---10 | 5--5 | 329 | 100% | 717.075 | 94.45% | 5% | 0.5477% | 33.526 | 0 | 0 | 33.526 | 0 | 31.9816 | 2.6759 | 11.9515 | 31.9816 | 2.6759 | 11.9515 | 33.6904 | 2.8189 | 11.9515 | 4.675% | 0.15284 | 0.14528 | 4691.5909 | 760.1035 | 231.5295 | 3699.958 | 4705.1455 | 0 | 0 | 4705.1455 | 0.007037%
2026 | TM1 | TM1-10R | Tier-3 | Tier-3---12 | 5--5 | 505 | 100% | 437.3004 | 95.61% | 3.838% | 0.5568% | 20.695 | 0 | 0 | 20.695 | 0 | 19.7417 | 4.1075 | 4.8063 | 19.7417 | 4.1075 | 4.8063 | 20.7965 | 4.3269 | 4.8063 | 4.732% | 0.093421 | 0.088796 | 4680.975 | 712.9363 | 184.5612 | 3783.4774 | 4691.6885 | 0 | 0 | 4691.6885 | 0.004344%
2027 | 1001 | 1001-1231F | Tier-2 | Tier-2---15 | 3--3 | 6 | 100% | 14.0535 | 92.14% | 7.108% | 0.7568% | 0.64094 | 0 | 0 | 0.64094 | 0 | 0.58324 | 0.046553 | 12.5285 | 0.58324 | 0.046553 | 12.5285 | 0.64724 | 0.051661 | 12.5285 | 4.561% | 0.025088 | 0.023847 | 560.1576 | 85.0993 | 40.4936 | 434.5648 | 562.4519 | 0 | 0 | 562.4519 | 0.0001345%
2027 | 1001 | 1001-1814AE | Tier-2 | Tier-2---11 | 5--3 | 86 | 100% | 47.9998 | 92.92% | 6.426% | 0.6525% | 2.2078 | 0 | 0 | 2.2078 | 0 | 2.0091 | 0.66726 | 3.0109 | 2.0091 | 0.66726 | 3.0109 | 2.2295 | 0.74047 | 3.0109 | 4.6% | 0.094213 | 0.089549 | 509.4829 | 78.1654 | 33.1388 | 398.1787 | 511.361 | 0 | 0 | 511.361 | 0.0004634%
2027 | 1001 | 1001-1820F | Tier-2 | Tier-2---5 | 5--5 | 1144 | 100% | 829.5199 | 57.26% | 42.23% | 0.5113% | 23.5124 | 0 | 0 | 23.5124 | 0 | 21.3959 | 8.8762 | 2.4105 | 21.3959 | 8.8762 | 2.4105 | 23.7434 | 9.85 | 2.4105 | 2.834% | 0.12846 | 0.1221 | 6457.4377 | 610.0184 | 2517.829 | 3329.5903 | 6601.1622 | 0 | 0 | 6601.1622 | 0.004935%
2027 | 1006 | 1006-829F | Tier-2 | Tier-2---15 | 1--5 | 4 | 100% | 17.7536 | 98.49% | 0% | 1.506% | 0.86556 | 0 | 0 | 0.86556 | 0 | 0.78765 | 0.031036 | 25.379 | 0.78765 | 0.031036 | 25.379 | 0.87407 | 0.034441 | 25.379 | 4.875% | 0.0022112 | 0.0021017 | 8028.9403 | 1624.4298 | 111.3505 | 6293.1601 | 8035.239 | 0 | 0 | 8035.239 | 0.0001817%
2027 | 1021 | 1021-1748F | Tier-3 | Tier-3---2 | 5--5 | 1369 | 100% | 3232.7645 | 89.58% | 10.03% | 0.3884% | 143.3482 | 0 | 0 | 143.3482 | 0 | 130.4449 | 10.6219 | 12.2807 | 130.4449 | 10.6219 | 12.2807 | 144.757 | 11.7873 | 12.2807 | 4.434% | 0.16564 | 0.15744 | 19517.3055 | 3280.9667 | 1890.5731 | 14345.7657 | 19623.2124 | 0 | 0 | 19623.2124 | 0.03009%
2027 | 1021 | 1021-1760R | Tier-3 | Tier-3---6 | 5--5 | 234 | 100% | 678.7974 | 81.46% | 18.22% | 0.3148% | 27.3725 | 0 | 0 | 27.3725 | 0 | 24.9086 | 1.8156 | 13.7194 | 24.9086 | 1.8156 | 13.7194 | 27.6415 | 2.0148 | 13.7194 | 4.032% | 0.10829 | 0.10293 | 6268.2599 | 949.9835 | 1058.3856 | 4259.8908 | 6328.7664 | 0 | 0 | 6328.7664 | 0.005746%
2027 | 1021 | 1021-25R | Tier-3 | Tier-3---2 | 5--5 | 633 | 100% | 1498.4695 | 96.3% | 3.418% | 0.2826% | 71.4297 | 0 | 0 | 71.4297 | 0 | 65 | 4.9114 | 13.2346 | 65 | 4.9114 | 13.2346 | 72.1317 | 5.4502 | 13.2346 | 4.767% | 0.12361 | 0.11749 | 12122.637 | 2220.1266 | 404.4712 | 9498.0392 | 12145.9969 | 0 | 0 | 12145.9969 | 0.01499%
2027 | 1021 | 1021-855 | Tier-3 | Tier-3---10 | 5--5 | 269 | 100% | 466.7529 | 94.79% | 4.788% | 0.426% | 21.8995 | 0 | 0 | 21.8995 | 0 | 19.9282 | 2.0871 | 9.5481 | 19.9282 | 2.0871 | 9.5481 | 22.1147 | 2.3161 | 9.5481 | 4.692% | 0.10909 | 0.10369 | 4278.6432 | 663.1014 | 202.1105 | 3413.4312 | 4290.2623 | 0 | 0 | 4290.2623 | 0.004597%
2027 | 1021 | 1021-883R | Tier-3 | Tier-3---16 | 5--4 | 53 | 100% | 128.5827 | 95.57% | 4.014% | 0.4192% | 6.0827 | 0 | 0 | 6.0827 | 0 | 5.5351 | 0.41122 | 13.4603 | 5.5351 | 0.41122 | 13.4603 | 6.1424 | 0.45634 | 13.4603 | 4.731% | 0.10042 | 0.095448 | 1280.464 | 200.1169 | 52.1937 | 1028.1534 | 1283.4204 | 0 | 0 | 1283.4204 | 0.001277%
2027 | 1021 | 1021-92 | Tier-3 | Tier-3---15 | 5--4 | 30 | 100% | 73.801 | 95.78% | 3.784% | 0.4383% | 3.4989 | 0 | 0 | 3.4989 | 0 | 3.1839 | 0.23277 | 13.6787 | 3.1839 | 0.23277 | 13.6787 | 3.5333 | 0.2583 | 13.6787 | 4.741% | 0.099013 | 0.094112 | 745.3636 | 116.7498 | 26.9385 | 601.6753 | 747.0028 | 0 | 0 | 747.0028 | 0.0007344%
2027 | 1022 | 1022-17F | Tier-3 | Tier-3---4 | 5--5 | 392 | 100% | 887.1334 | 95.91% | 3.733% | 0.3607% | 42.1153 | 0 | 0 | 42.1153 | 0 | 38.3244 | 3.0415 | 12.6006 | 38.3244 | 3.0415 | 12.6006 | 42.5292 | 3.3752 | 12.6006 | 4.747% | 0.10945 | 0.10403 | 8105.3609 | 1393.5381 | 301.1063 | 6410.7165 | 8122.6419 | 0 | 0 | 8122.6419 | 0.00884%
2027 | 1022 | 1022-26R | Tier-3 | Tier-3---15 | 4--4 | 14 | 100% | 67.2303 | 92.09% | 7.549% | 0.3574% | 3.0648 | 0 | 0 | 3.0648 | 0 | 2.7889 | 0.10862 | 25.6748 | 2.7889 | 0.10862 | 25.6748 | 3.0949 | 0.12054 | 25.6748 | 4.559% | 0.092662 | 0.088075 | 725.545 | 109.1423 | 50.7298 | 565.6729 | 728.5325 | 0 | 0 | 728.5325 | 0.0006433%
2027 | 1022 | 1022-322R | Tier-3 | Tier-3---10 | 5--5 | 221 | 100% | 526.8683 | 92.1% | 7.447% | 0.4577% | 24.0185 | 0 | 0 | 24.0185 | 0 | 21.8565 | 1.7147 | 12.7464 | 21.8565 | 1.7147 | 12.7464 | 24.2545 | 1.9028 | 12.7464 | 4.559% | 0.10587 | 0.10063 | 4976.7569 | 830.1937 | 356.0985 | 3790.4647 | 4997.2437 | 0 | 0 | 4997.2437 | 0.005041%
2027 | 1023 | 1023-200R | Tier-2 | Tier-2---5 | 4--5 | 209 | 100% | 340.3967 | 93.71% | 5.554% | 0.7407% | 15.7891 | 0 | 0 | 15.7891 | 0 | 14.3678 | 1.6216 | 8.8602 | 14.3678 | 1.6216 | 8.8602 | 15.9442 | 1.7995 | 8.8602 | 4.638% | 0.083115 | 0.079 | 4095.5104 | 628.6418 | 234.4876 | 3232.381 | 4108.9353 | 0 | 0 | 4108.9353 | 0.003314%
2027 | 1023 | 1023-46AE | Tier-2 | Tier-2---2 | 5--5 | 1740 | 100% | 1480.046 | 74.84% | 24.29% | 0.8655% | 54.8311 | 0 | 0 | 54.8311 | 0 | 49.8956 | 13.5005 | 3.6958 | 49.8956 | 13.5005 | 3.6958 | 55.37 | 14.9817 | 3.6958 | 3.705% | 0.13914 | 0.13225 | 10637.4667 | 1301.0798 | 2440.2216 | 6896.1652 | 10776.8346 | 0 | 0 | 10776.8346 | 0.01151%
2027 | 1023 | 1023-48R | Tier-2 | Tier-2---5 | 5--5 | 1132 | 100% | 664.4014 | 85.5% | 12.99% | 1.509% | 28.1206 | 0 | 0 | 28.1206 | 0 | 25.5894 | 8.7831 | 2.9135 | 25.5894 | 8.7831 | 2.9135 | 28.397 | 9.7467 | 2.9135 | 4.232% | 0.12816 | 0.12182 | 5184.0424 | 718.5028 | 688.8951 | 3776.6445 | 5223.1761 | 0 | 0 | 5223.1761 | 0.005903%
2027 | 1023 | 1023-89R | Tier-2 | Tier-2---11 | 4--4 | 220 | 100% | 171.3673 | 58.84% | 39.57% | 1.585% | 4.9915 | 0 | 0 | 4.9915 | 0 | 4.5422 | 1.707 | 2.661 | 4.5422 | 1.707 | 2.661 | 5.0405 | 1.8942 | 2.661 | 2.913% | 0.083403 | 0.079275 | 2054.6806 | 198.0279 | 761.6338 | 1095.0189 | 2098.7199 | 0 | 0 | 2098.7199 | 0.001048%
2027 | 1030 | 1030-1728R | Tier-3 | Tier-3---9 | 5--5 | 105 | 100% | 527.0422 | 83.47% | 16.25% | 0.2733% | 21.7771 | 0 | 0 | 21.7771 | 0 | 19.8169 | 0.81468 | 24.3246 | 19.8169 | 0.81468 | 24.3246 | 21.9911 | 0.90407 | 24.3246 | 4.132% | 0.23544 | 0.22379 | 2238.5434 | 326.4296 | 340.3101 | 1571.8036 | 2257.8096 | 0 | 0 | 2257.8096 | 0.004571%
2027 | 1030 | 1030-1777 | Tier-3 | Tier-3---5 | 5--5 | 269 | 100% | 1156.6044 | 85.87% | 13.79% | 0.3401% | 49.1606 | 0 | 0 | 49.1606 | 0 | 44.7355 | 2.0871 | 21.4339 | 44.7355 | 2.0871 | 21.4339 | 49.6437 | 2.3161 | 21.4339 | 4.25% | 0.24629 | 0.2341 | 4696.0317 | 680.3464 | 620.6467 | 3395.0386 | 4730.5949 | 0 | 0 | 4730.5949 | 0.01032%
2027 | 1030 | 1030-1823F | Tier-3 | Tier-3---13 | 5--5 | 107 | 100% | 202.5757 | 94.25% | 5.49% | 0.2586% | 9.4511 | 0 | 0 | 9.4511 | 0 | 8.6004 | 0.8302 | 10.3594 | 8.6004 | 0.8302 | 10.3594 | 9.544 | 0.92129 | 10.3594 | 4.665% | 0.10605 | 0.1008 | 1910.1293 | 293.8795 | 98.2865 | 1517.9633 | 1915.8474 | 0 | 0 | 1915.8474 | 0.001984%
2027 | 1030 | 1030-18R | Tier-3 | Tier-3---7 | 5--5 | 209 | 100% | 693.6608 | 87.49% | 12.21% | 0.2965% | 30.0406 | 0 | 0 | 30.0406 | 0 | 27.3365 | 1.6216 | 16.8577 | 27.3365 | 1.6216 | 16.8577 | 30.3358 | 1.7995 | 16.8577 | 4.331% | 0.23843 | 0.22663 | 2909.3141 | 434.9069 | 331.8024 | 2142.6047 | 2928.2688 | 0 | 0 | 2928.2688 | 0.006306%
2027 | 1030 | 1030-20R | Tier-3 | Tier-3---3 | 5--5 | 1458 | 100% | 2610.2797 | 91.86% | 7.744% | 0.3915% | 118.6968 | 0 | 0 | 118.6968 | 0 | 108.0124 | 11.3124 | 9.5481 | 108.0124 | 11.3124 | 9.5481 | 119.8633 | 12.5536 | 9.5481 | 4.547% | 0.28668 | 0.27249 | 9105.2413 | 1516.1831 | 664.7389 | 6924.3193 | 9143.8195 | 0 | 0 | 9143.8195 | 0.02491%
2027 | 1030 | 1030-42R | Tier-3 | Tier-3---3 | 5--5 | 1503 | 100% | 2942.2545 | 85.79% | 13.83% | 0.3713% | 124.9524 | 0 | 0 | 124.9524 | 0 | 113.705 | 11.6616 | 9.7504 | 113.705 | 11.6616 | 9.7504 | 126.1804 | 12.9411 | 9.7504 | 4.247% | 0.28228 | 0.2683 | 10423.3029 | 1628.0334 | 1345.6404 | 7449.6291 | 10500.4141 | 0 | 0 | 10500.4141 | 0.02623%
2027 | 1030 | 1030-989R | Tier-3 | Tier-3---3 | 5--5 | 1232 | 100% | 3020.5785 | 92.73% | 6.883% | 0.3901% | 138.6439 | 0 | 0 | 138.6439 | 0 | 126.164 | 9.5589 | 13.1985 | 126.164 | 9.5589 | 13.1985 | 140.0065 | 10.6077 | 13.1985 | 4.59% | 0.30703 | 0.29183 | 9838.1975 | 1537.3198 | 631.4887 | 7669.389 | 9875.4617 | 0 | 0 | 9875.4617 | 0.0291%
2027 | 1039 | 1039-13 | Tier-2 | Tier-2---3 | 5--5 | 1991 | 100% | 2056.5259 | 80.69% | 18.74% | 0.569% | 82.1418 | 0 | 0 | 82.1418 | 0 | 74.7479 | 15.4479 | 4.8387 | 74.7479 | 15.4479 | 4.8387 | 82.9491 | 17.1428 | 4.8387 | 3.994% | 0.1351 | 0.12841 | 15222.1821 | 2652.795 | 2719.3692 | 9850.0179 | 15375.2522 | 0 | 0 | 15375.2522 | 0.01724%
2027 | 1073 | 1073-872F | Tier-2 | Tier-2---20 | 3--2 | 43 | 100% | 7.9014 | 70.78% | 23.83% | 5.396% | 0.27682 | 0 | 0 | 0.27682 | 0 | 0.2519 | 0.33363 | 0.75503 | 0.2519 | 0.33363 | 0.75503 | 0.27954 | 0.37024 | 0.75503 | 3.503% | 0.018584 | 0.017664 | 425.1621 | 49.479 | 114.8811 | 260.802 | 431.6327 | 0 | 0 | 431.6327 | 5.81e-05%
2027 | 1073 | 1073-886F | Tier-2 | Tier-2---20 | 3--2 | 25 | 100% | 24.1814 | 4.506% | 95.04% | 0.4562% | 0.053933 | 0 | 0 | 0.053933 | 0 | 0.049078 | 0.19397 | 0.25302 | 0.049078 | 0.19397 | 0.25302 | 0.054463 | 0.21525 | 0.25302 | 0.223% | 0.016776 | 0.015946 | 1441.409 | 12.0618 | 1249.7892 | 179.558 | 1513.0923 | 0 | 0 | 1513.0923 | 1.132e-05%
2027 | 1073 | 1073-887F | Tier-2 | Tier-2---21 | 3--1 | 4 | 100% | 4.8278 | 14.92% | 83.66% | 1.424% | 0.035654 | 0 | 0 | 0.035654 | 0 | 0.032445 | 0.031036 | 1.0454 | 0.032445 | 0.031036 | 1.0454 | 0.036005 | 0.034441 | 1.0454 | 0.7385% | 0.016639 | 0.015815 | 290.1481 | 7.5827 | 212.0226 | 70.5428 | 303.004 | 0 | 0 | 303.004 | 7.484e-06%
2027 | 1090 | 1090-1734 | Tier-3 | Tier-3---16 | 2--5 | 19 | 100% | 102.6812 | 94.73% | 4.077% | 1.193% | 4.8148 | 0 | 0 | 4.8148 | 0 | 4.3814 | 0.14742 | 29.721 | 4.3814 | 0.14742 | 29.721 | 4.8622 | 0.16359 | 29.721 | 4.689% | 0.01345 | 0.012784 | 7634.5181 | 1203.6871 | 422.3196 | 6008.5114 | 7655.4733 | 0 | 0 | 7655.4733 | 0.001011%
2027 | 1090 | 1090-636R | Tier-3 | Tier-3---15 | 5--3 | 140 | 100% | 202.402 | 73% | 25.01% | 1.988% | 7.3141 | 0 | 0 | 7.3141 | 0 | 6.6557 | 1.0862 | 6.1273 | 6.6557 | 1.0862 | 6.1273 | 7.3859 | 1.2054 | 6.1273 | 3.614% | 0.38465 | 0.36561 | 526.2047 | 57.0359 | 118.3494 | 350.8194 | 533.603 | 0 | 0 | 533.603 | 0.001535%
2027 | 1090 | 1090-70F | Tier-2 | Tier-2---15 | 2--5 | 37 | 100% | 35.1863 | 53.14% | 45.71% | 1.154% | 0.92556 | 0 | 0 | 0.92556 | 0 | 0.84224 | 0.28708 | 2.9338 | 0.84224 | 0.28708 | 2.9338 | 0.93465 | 0.31858 | 2.9338 | 2.63% | 0.0083 | 0.0078891 | 4239.3083 | 364.6844 | 1853.0615 | 2021.5624 | 4342.7622 | 0 | 0 | 4342.7622 | 0.0001943%
2027 | 1090 | 1090-73F | Tier-3 | Tier-3---10 | 4--5 | 600 | 100% | 724.1417 | 96.98% | 2.008% | 1.013% | 34.7621 | 0 | 0 | 34.7621 | 0 | 31.6331 | 4.6553 | 6.795 | 31.6331 | 4.6553 | 6.795 | 35.1038 | 5.1661 | 6.795 | 4.8% | 0.046754 | 0.044439 | 15488.4699 | 2874.558 | 442.3847 | 12171.5272 | 15512.8378 | 0 | 0 | 15512.8378 | 0.007297%
2027 | 1090 | 1090-74F | Tier-3 | Tier-3---10 | 4--5 | 661 | 100% | 595.9278 | 96.92% | 1.794% | 1.287% | 28.5897 | 0 | 0 | 28.5897 | 0 | 26.0162 | 5.1286 | 5.0728 | 26.0162 | 5.1286 | 5.0728 | 28.8707 | 5.6913 | 5.0728 | 4.798% | 0.045737 | 0.043473 | 13029.5603 | 2451.0895 | 420.5295 | 10157.9412 | 13050.4642 | 0 | 0 | 13050.4642 | 0.006001%
2027 | 1094 | 1094-35F | Tier-2 | Tier-2---7 | 3--5 | 315 | 100% | 314.0502 | 98.71% | 0% | 1.287% | 15.3455 | 0 | 0 | 15.3455 | 0 | 13.9642 | 2.444 | 5.7135 | 13.9642 | 2.444 | 5.7135 | 15.4963 | 2.7122 | 5.7135 | 4.886% | 0.020398 | 0.019388 | 15396.4279 | 2493.2081 | 249.741 | 12653.4788 | 15406.7451 | 0 | 0 | 15406.7451 | 0.003221%
2027 | 1094 | 1094-7 | Tier-2 | Tier-2---17 | 2--4 | 124 | 100% | 23.6343 | 95.14% | 0% | 4.857% | 1.1131 | 0 | 0 | 1.1131 | 0 | 1.0129 | 0.9621 | 1.0528 | 1.0129 | 0.9621 | 1.0528 | 1.124 | 1.0677 | 1.0528 | 4.71% | 0.0065074 | 0.0061853 | 3631.9148 | 548.3695 | 294.63 | 2788.9153 | 3641.1014 | 0 | 0 | 3641.1014 | 0.0002336%
2027 | 1100 | 1100-1168F | Tier-2 | Tier-2---18 | 4--2 | 1 | 100% | 7.378 | 90.91% | 7.749% | 1.342% | 0.33201 | 0 | 0 | 0.33201 | 0 | 0.30213 | 0.0077589 | 38.9396 | 0.30213 | 0.0077589 | 38.9396 | 0.33528 | 0.0086102 | 38.9396 | 4.5% | 0.070904 | 0.067394 | 104.0564 | 15.6381 | 7.6766 | 80.7416 | 104.549 | 0 | 0 | 104.549 | 6.969e-05%
2027 | 1100 | 1100-1172R | Tier-2 | Tier-2---7 | 4--5 | 22 | 100% | 224.6699 | 96.97% | 2.526% | 0.5062% | 10.7839 | 0 | 0 | 10.7839 | 0 | 9.8132 | 0.1707 | 57.4896 | 9.8132 | 0.1707 | 57.4896 | 10.8899 | 0.18942 | 57.4896 | 4.8% | 0.080798 | 0.076798 | 2780.644 | 645.5698 | 68.3515 | 2066.7227 | 2785.0355 | 0 | 0 | 2785.0355 | 0.002264%
2027 | 1105 | 1105-1479 | Tier-2 | Tier-2---4 | 5--5 | 102 | 100% | 388.9465 | 99.2% | 0.3457% | 0.4512% | 19.0994 | 0 | 0 | 19.0994 | 0 | 17.3802 | 0.79141 | 21.9612 | 17.3802 | 0.79141 | 21.9612 | 19.2871 | 0.87824 | 21.9612 | 4.911% | 0.10556 | 0.10034 | 3684.559 | 828.8019 | 25.956 | 2829.8012 | 3686.0881 | 0 | 0 | 3686.0881 | 0.004009%
2027 | 1105 | 1105-1483 | Tier-2 | Tier-2---11 | 4--4 | 57 | 100% | 59.1581 | 61.98% | 37.43% | 0.5957% | 1.8149 | 0 | 0 | 1.8149 | 0 | 1.6515 | 0.44226 | 3.7343 | 1.6515 | 0.44226 | 3.7343 | 1.8327 | 0.49078 | 3.7343 | 3.068% | 0.063819 | 0.06066 | 926.9702 | 95.1212 | 282.7416 | 549.1075 | 945.3255 | 0 | 0 | 945.3255 | 0.0003809%
2027 | 1118 | 1118-1718F | Tier-2 | Tier-2---10 | 5--4 | 53 | 100% | 86.4712 | 94.68% | 4.653% | 0.67% | 4.0525 | 0 | 0 | 4.0525 | 0 | 3.6877 | 0.41122 | 8.9677 | 3.6877 | 0.41122 | 8.9677 | 4.0923 | 0.45634 | 8.9677 | 4.686% | 0.10781 | 0.10247 | 802.0788 | 148.072 | 34.1971 | 619.8097 | 804.3024 | 0 | 0 | 804.3024 | 0.0008506%
2027 | 1138 | 1138-6R | Tier-2 | Tier-2---5 | 5--5 | 1839 | 100% | 1117.3657 | 63.79% | 34.95% | 1.264% | 35.2809 | 0 | 0 | 35.2809 | 0 | 32.1051 | 14.2686 | 2.2501 | 32.1051 | 14.2686 | 2.2501 | 35.6276 | 15.8341 | 2.2501 | 3.158% | 0.17153 | 0.16304 | 6514.2797 | 790.3405 | 2180.8634 | 3543.0757 | 6637.1286 | 0 | 0 | 6637.1286 | 0.007405%
2027 | 1162 | 1162-324R | Tier-2 | Tier-2---13 | 4--3 | 21 | 100% | 67.3479 | 58.69% | 38.45% | 2.854% | 1.9567 | 0 | 0 | 1.9567 | 0 | 1.7806 | 0.16294 | 10.9279 | 1.7806 | 0.16294 | 10.9279 | 1.9759 | 0.18081 | 10.9279 | 2.905% | 0.068658 | 0.065259 | 980.9191 | 90.4084 | 338.5141 | 551.9967 | 1002.0201 | 0 | 0 | 1002.0201 | 0.0004107%
2027 | 1162 | 1162-329R | Tier-2 | Tier-2---13 | 4--3 | 23 | 100% | 43.5602 | 84.31% | 12.05% | 3.642% | 1.8179 | 0 | 0 | 1.8179 | 0 | 1.6542 | 0.17845 | 9.2698 | 1.6542 | 0.17845 | 9.2698 | 1.8357 | 0.19803 | 9.2698 | 4.173% | 0.070019 | 0.066553 | 622.1156 | 81.8972 | 81.6762 | 458.5422 | 627.1997 | 0 | 0 | 627.1997 | 0.0003816%
2027 | 1162 | 1162-363 | Tier-2 | Tier-2---13 | 4--3 | 9 | 100% | 41.7736 | 86.9% | 10.44% | 2.668% | 1.7968 | 0 | 0 | 1.7968 | 0 | 1.6351 | 0.06983 | 23.4155 | 1.6351 | 0.06983 | 23.4155 | 1.8145 | 0.077491 | 23.4155 | 4.301% | 0.064829 | 0.06162 | 644.3653 | 89.5043 | 68.646 | 486.215 | 648.7625 | 0 | 0 | 648.7625 | 0.0003772%
2027 | 1166 | 1166-15R | Tier-3 | Tier-3---11 | 5--5 | 149 | 100% | 528.031 | 87.26% | 12.17% | 0.5736% | 22.8075 | 0 | 0 | 22.8075 | 0 | 20.7545 | 1.1561 | 17.9526 | 20.7545 | 1.1561 | 17.9526 | 23.0317 | 1.2829 | 17.9526 | 4.319% | 0.19397 | 0.18436 | 2722.2863 | 390.5327 | 317.9476 | 2013.8061 | 2740.3485 | 0 | 0 | 2740.3485 | 0.004787%
2027 | 1166 | 1166-18R | Tier-3 | Tier-3---5 | 5--5 | 224 | 100% | 1129.6851 | 97.99% | 1.718% | 0.2919% | 54.7956 | 0 | 0 | 54.7956 | 0 | 49.8633 | 1.738 | 28.6902 | 49.8633 | 1.738 | 28.6902 | 55.3342 | 1.9287 | 28.6902 | 4.851% | 0.21365 | 0.20307 | 5287.5602 | 933.108 | 102.1782 | 4252.2741 | 5293.094 | 0 | 0 | 5293.094 | 0.0115%
2027 | 1166 | 1166-342R | Tier-3 | Tier-3---5 | 5--5 | 469 | 100% | 1306.4494 | 92.9% | 6.658% | 0.4418% | 60.0776 | 0 | 0 | 60.0776 | 0 | 54.6698 | 3.6389 | 15.0236 | 54.6698 | 3.6389 | 15.0236 | 60.668 | 4.0382 | 15.0236 | 4.599% | 0.21878 | 0.20795 | 5971.6251 | 888.1999 | 386.1133 | 4697.3119 | 5993.7061 | 0 | 0 | 5993.7061 | 0.01261%
2027 | 1215 | 1215-12R | Tier-3 | Tier-3---9 | 5--4 | 78 | 100% | 1149.8777 | 88.93% | 10.69% | 0.3802% | 50.6191 | 0 | 0 | 50.6191 | 0 | 46.0626 | 0.60519 | 76.1124 | 46.0626 | 0.60519 | 76.1124 | 51.1165 | 0.67159 | 76.1124 | 4.402% | 0.69907 | 0.66447 | 1644.8687 | 214.1134 | 166.723 | 1264.0324 | 1654.3499 | 0 | 0 | 1654.3499 | 0.01062%
2027 | 1215 | 1215-28R | Tier-3 | Tier-3---14 | 5--3 | 54 | 100% | 466.2657 | 75.31% | 24.3% | 0.3892% | 17.3819 | 0 | 0 | 17.3819 | 0 | 15.8173 | 0.41898 | 37.7519 | 15.8173 | 0.41898 | 37.7519 | 17.5527 | 0.46495 | 37.7519 | 3.728% | 0.66756 | 0.63451 | 698.4647 | 77.4157 | 150.4059 | 470.6431 | 707.4453 | 0 | 0 | 707.4453 | 0.003648%
2027 | 1215 | 1215-32R | Tier-3 | Tier-3---7 | 5--4 | 327 | 100% | 1677.0531 | 82.12% | 17.49% | 0.3917% | 68.1738 | 0 | 0 | 68.1738 | 0 | 62.0372 | 2.5372 | 24.4515 | 62.0372 | 2.5372 | 24.4515 | 68.8438 | 2.8155 | 24.4515 | 4.065% | 0.68132 | 0.6476 | 2461.4685 | 295.8109 | 389.7657 | 1775.8918 | 2484.3845 | 0 | 0 | 2484.3845 | 0.01431%
2027 | 1233 | 1233-259R | Tier-3 | Tier-3---16 | 5--4 | 133 | 100% | 252.1704 | 91.31% | 7.348% | 1.341% | 11.3978 | 0 | 0 | 11.3978 | 0 | 10.3718 | 1.0319 | 10.0509 | 10.3718 | 1.0319 | 10.0509 | 11.5098 | 1.1452 | 10.0509 | 4.52% | 0.12749 | 0.12118 | 1978.0181 | 293.7888 | 180.7034 | 1503.5259 | 1986.9694 | 0 | 0 | 1986.9694 | 0.002392%
2027 | 1233 | 1233-585R | Tier-3 | Tier-3---12 | 5--5 | 440 | 100% | 496.1989 | 88.91% | 10.23% | 0.8642% | 21.8376 | 0 | 0 | 21.8376 | 0 | 19.8719 | 3.4139 | 5.8209 | 19.8719 | 3.4139 | 5.8209 | 22.0522 | 3.7885 | 5.8209 | 4.401% | 0.12988 | 0.12345 | 3820.3589 | 569.6038 | 386.1666 | 2864.5885 | 3842.4262 | 0 | 0 | 3842.4262 | 0.004584%
2027 | 1233 | 1233-587R | Tier-3 | Tier-3---13 | 5--5 | 759 | 100% | 468.3326 | 86.93% | 12.01% | 1.054% | 20.1536 | 0 | 0 | 20.1536 | 0 | 18.3395 | 5.889 | 3.1142 | 18.3395 | 5.889 | 3.1142 | 20.3517 | 6.5351 | 3.1142 | 4.303% | 0.13489 | 0.12821 | 3472.0209 | 495.7254 | 420.8281 | 2555.4674 | 3495.6448 | 0 | 0 | 3495.6448 | 0.00423%
2027 | 1233 | 1233-589R | Tier-3 | Tier-3---16 | 5--4 | 92 | 100% | 204.2414 | 92.81% | 6.245% | 0.9483% | 9.3828 | 0 | 0 | 9.3828 | 0 | 8.5382 | 0.71382 | 11.9613 | 8.5382 | 0.71382 | 11.9613 | 9.475 | 0.79214 | 11.9613 | 4.594% | 0.11751 | 0.11169 | 1738.0856 | 257.6679 | 107.3811 | 1373.0366 | 1744.5963 | 0 | 0 | 1744.5963 | 0.001969%
2027 | 1233 | 1233-591R | Tier-3 | Tier-3---12 | 5--5 | 550 | 100% | 575.4654 | 90.21% | 8.957% | 0.8354% | 25.6963 | 0 | 0 | 25.6963 | 0 | 23.3832 | 4.2674 | 5.4795 | 23.3832 | 4.2674 | 5.4795 | 25.9488 | 4.7356 | 5.4795 | 4.465% | 0.13142 | 0.12491 | 4378.9662 | 686.8056 | 385.5684 | 3306.5923 | 4401.2964 | 0 | 0 | 4401.2964 | 0.005394%
2027 | 1242 | 1242-1079R | Tier-2 | Tier-2---12 | 2--5 | 6 | 100% | 62.7006 | 97.78% | 0% | 2.22% | 3.0348 | 0 | 0 | 3.0348 | 0 | 2.7616 | 0.046553 | 59.3217 | 2.7616 | 0.046553 | 59.3217 | 3.0646 | 0.051661 | 59.3217 | 4.84% | 0.0067316 | 0.0063984 | 9314.3707 | 3724.1415 | 317.0899 | 5273.1393 | 9325.1374 | 0 | 0 | 9325.1374 | 0.000637%
2027 | 1242 | 1242-1084 | Tier-2 | Tier-2---12 | 2--5 | 63 | 100% | 67.671 | 98.5% | 0% | 1.502% | 3.2994 | 0 | 0 | 3.2994 | 0 | 3.0024 | 0.48881 | 6.1423 | 3.0024 | 0.48881 | 6.1423 | 3.3318 | 0.54244 | 6.1423 | 4.876% | 0.005996 | 0.0056992 | 11286.0292 | 3154.1305 | 158.2746 | 7973.6241 | 11294.8588 | 0 | 0 | 11294.8588 | 0.0006925%
2027 | 1243 | 1243-319R | Tier-2 | Tier-2---9 | 4--4 | 115 | 100% | 157.976 | 95.24% | 3.794% | 0.9624% | 7.4479 | 0 | 0 | 7.4479 | 0 | 6.7775 | 0.89227 | 7.5957 | 6.7775 | 0.89227 | 7.5957 | 7.5211 | 0.99017 | 7.5957 | 4.715% | 0.081051 | 0.077039 | 1949.0936 | 286.756 | 79.621 | 1582.7166 | 1953.9216 | 0 | 0 | 1953.9216 | 0.001563%
2027 | 1243 | 1243-38R | Tier-2 | Tier-2---16 | 4--3 | 18 | 100% | 20.6467 | 96.08% | 2.766% | 1.159% | 0.9819 | 0 | 0 | 0.9819 | 0 | 0.89351 | 0.13966 | 6.3978 | 0.89351 | 0.13966 | 6.3978 | 0.99155 | 0.15498 | 6.3978 | 4.756% | 0.072591 | 0.068997 | 284.4264 | 43.4839 | 9.2234 | 231.7191 | 285.0078 | 0 | 0 | 285.0078 | 0.0002061%
2027 | 1243 | 1243-45R | Tier-2 | Tier-2---7 | 4--5 | 150 | 100% | 254.5086 | 93.11% | 5.994% | 0.8952% | 11.7303 | 0 | 0 | 11.7303 | 0 | 10.6744 | 1.1638 | 9.1718 | 10.6744 | 1.1638 | 9.1718 | 11.8456 | 1.2915 | 9.1718 | 4.609% | 0.087615 | 0.083278 | 2904.8382 | 427.4889 | 168.1582 | 2309.191 | 2915.2597 | 0 | 0 | 2915.2597 | 0.002462%
2027 | 1250 | 1250-27R | Tier-2 | Tier-2---6 | 5--5 | 104 | 100% | 986.6118 | 55.72% | 43.98% | 0.301% | 27.2133 | 0 | 0 | 27.2133 | 0 | 24.7637 | 0.80692 | 30.6891 | 24.7637 | 0.80692 | 30.6891 | 27.4807 | 0.89546 | 30.6891 | 2.758% | 0.097369 | 0.09255 | 10132.6684 | 1217.1368 | 4251.8401 | 4663.6915 | 10366.316 | 0 | 0 | 10366.316 | 0.005712%
2027 | 1250 | 1250-671R | Tier-2 | Tier-2---6 | 4--5 | 164 | 100% | 929.0776 | 60.83% | 39% | 0.1645% | 27.9762 | 0 | 0 | 27.9762 | 0 | 25.458 | 1.2725 | 20.007 | 25.458 | 1.2725 | 20.007 | 28.2512 | 1.4121 | 20.007 | 3.011% | 0.09205 | 0.087494 | 10093.1841 | 1136.9369 | 3676.6867 | 5279.5604 | 10299.0635 | 0 | 0 | 10299.0635 | 0.005872%
2027 | 1250 | 1250-677R | Tier-2 | Tier-2---3 | 5--5 | 908 | 100% | 1140.8126 | 92.57% | 6.885% | 0.545% | 52.2747 | 0 | 0 | 52.2747 | 0 | 47.5693 | 7.0451 | 6.7521 | 47.5693 | 7.0451 | 6.7521 | 52.7885 | 7.818 | 6.7521 | 4.582% | 0.11659 | 0.11081 | 9785.2264 | 1563.6458 | 667.8739 | 7553.7067 | 9823.0868 | 0 | 0 | 9823.0868 | 0.01097%
2027 | 1250 | 1250-8R | Tier-2 | Tier-2---4 | 4--5 | 355 | 100% | 384.7428 | 82.72% | 16.59% | 0.6903% | 15.7538 | 0 | 0 | 15.7538 | 0 | 14.3358 | 2.7544 | 5.2047 | 14.3358 | 2.7544 | 5.2047 | 15.9086 | 3.0566 | 5.2047 | 4.095% | 0.092289 | 0.08772 | 4168.9089 | 570.5627 | 668.7462 | 2929.6001 | 4206.4253 | 0 | 0 | 4206.4253 | 0.003307%
2027 | 1458 | 1458-1056 | Tier-2 | Tier-2---11 | 5--3 | 50 | 100% | 79.604 | 49.93% | 49.51% | 0.5563% | 1.9674 | 0 | 0 | 1.9674 | 0 | 1.7903 | 0.38794 | 4.615 | 1.7903 | 0.38794 | 4.615 | 1.9868 | 0.43051 | 4.615 | 2.472% | 0.13508 | 0.12839 | 589.3284 | 48.7394 | 264.1575 | 276.4315 | 604.6953 | 0 | 0 | 604.6953 | 0.000413%
2027 | 1458 | 1458-1058F | Tier-3 | Tier-3---13 | 5--5 | 14 | 100% | 533.9366 | 37.36% | 62.45% | 0.1834% | 9.8751 | 0 | 0 | 9.8751 | 0 | 8.9862 | 0.10862 | 82.727 | 8.9862 | 0.10862 | 82.727 | 9.9721 | 0.12054 | 82.727 | 1.849% | 0.13833 | 0.13149 | 3859.7922 | 265.8584 | 2184.7015 | 1409.2323 | 3985.6981 | 0 | 0 | 3985.6981 | 0.002073%
2027 | 1458 | 1458-1061 | Tier-2 | Tier-2---5 | 5--5 | 217 | 100% | 412.6338 | 86.27% | 13.38% | 0.3514% | 17.621 | 0 | 0 | 17.621 | 0 | 16.0348 | 1.6837 | 9.5237 | 16.0348 | 1.6837 | 9.5237 | 17.7942 | 1.8684 | 9.5237 | 4.27% | 0.14228 | 0.13523 | 2900.2061 | 586.2064 | 364.6762 | 1949.3235 | 2920.9434 | 0 | 0 | 2920.9434 | 0.003699%
2027 | 1458 | 1458-1075F | Tier-3 | Tier-3---20 | 1--5 | 4 | 100% | 5.049 | 99.29% | 0% | 0.71% | 0.24815 | 0 | 0 | 0.24815 | 0 | 0.22581 | 0.031036 | 7.276 | 0.22581 | 0.031036 | 7.276 | 0.25059 | 0.034441 | 7.276 | 4.915% | 0.00013 | 0.00012356 | 38838.3667 | 6319.0217 | 320.6643 | 32198.6807 | 38852.7263 | 0 | 0 | 38852.7263 | 5.209e-05%
2027 | 1458 | 1458-1117F | Tier-2 | Tier-2---16 | 4--2 | 2 | 100% | 136.3317 | 0% | 100% | 0% | 0 | 0 | 0 | 0 | 0 | 0 | 0.015518 | 0 | 0 | 0.015518 | 0 | 0 | 0.01722 | 0 | 0% | 0.091116 | 0.086606 | 1496.247 | 1.9882 | 1350.0391 | 144.2196 | 1574.1683 | 0 | 0 | 1574.1683 | 0%
2027 | 1458 | 1458-1131R | Tier-3 | Tier-3---4 | 5--5 | 153 | 100% | 1406.6624 | 89.91% | 9.875% | 0.2137% | 62.6052 | 0 | 0 | 62.6052 | 0 | 56.9699 | 1.1871 | 47.9905 | 56.9699 | 1.1871 | 47.9905 | 63.2205 | 1.3174 | 47.9905 | 4.451% | 0.15941 | 0.15152 | 8824.2343 | 1339.2018 | 802.9411 | 6682.0914 | 8870.5956 | 0 | 0 | 8870.5956 | 0.01314%
2027 | 1458 | 1458-565R | Tier-3 | Tier-3---6 | 5--5 | 315 | 100% | 865.4889 | 93.04% | 6.555% | 0.3997% | 39.862 | 0 | 0 | 39.862 | 0 | 36.2739 | 2.444 | 14.8417 | 36.2739 | 2.444 | 14.8417 | 40.2538 | 2.7122 | 14.8417 | 4.606% | 0.15819 | 0.15036 | 5471.15 | 831.2842 | 343.7471 | 4296.1187 | 5490.9667 | 0 | 0 | 5490.9667 | 0.008367%
2027 | 1458 | 1458-601R | Tier-3 | Tier-3---2 | 5--5 | 756 | 100% | 3446.9071 | 93.23% | 6.468% | 0.3015% | 159.0724 | 0 | 0 | 159.0724 | 0 | 144.7537 | 5.8657 | 24.6779 | 144.7537 | 5.8657 | 24.6779 | 160.6357 | 6.5093 | 24.6779 | 4.615% | 0.20421 | 0.1941 | 16878.9798 | 3452.9233 | 1062.0214 | 12364.0351 | 16938.4814 | 0 | 0 | 16938.4814 | 0.03339%
2027 | 1525 | 1525-23R | Tier-2 | Tier-2---20 | 4--1 | 10 | 100% | 2.2492 | 62.24% | 25.04% | 12.72% | 0.069291 | 0 | 0 | 0.069291 | 0 | 0.063054 | 0.077589 | 0.81267 | 0.063054 | 0.077589 | 0.81267 | 0.069972 | 0.086102 | 0.81267 | 3.081% | 0.032823 | 0.031198 | 68.526 | 7.5628 | 21.4776 | 39.4855 | 69.8736 | 0 | 0 | 69.8736 | 1.454e-05%
2027 | 157 | 157-165R | Tier-3 | Tier-3---18 | 5--2 | 121 | 100% | 161.4875 | 68.83% | 29.58% | 1.593% | 5.5019 | 0 | 0 | 5.5019 | 0 | 5.0067 | 0.93882 | 5.3329 | 5.0067 | 0.93882 | 5.3329 | 5.556 | 1.0418 | 5.3329 | 3.407% | 0.28262 | 0.26863 | 571.4006 | 45.3664 | 164.9781 | 361.0561 | 580.6762 | 0 | 0 | 580.6762 | 0.001155%
2027 | 157 | 157-189R | Tier-3 | Tier-3---9 | 5--4 | 985 | 100% | 1466.7959 | 72.32% | 26.57% | 1.114% | 52.5064 | 0 | 0 | 52.5064 | 0 | 47.7801 | 7.6425 | 6.2519 | 47.7801 | 7.6425 | 6.2519 | 53.0225 | 8.481 | 6.2519 | 3.58% | 0.3705 | 0.35216 | 3959.0061 | 404.1268 | 974.6501 | 2580.2292 | 4016.0828 | 0 | 0 | 4016.0828 | 0.01102%
2027 | 157 | 157-1928R | Tier-3 | Tier-3---11 | 5--4 | 107 | 100% | 379.4778 | 92.67% | 6.848% | 0.4867% | 17.4064 | 0 | 0 | 17.4064 | 0 | 15.8396 | 0.8302 | 19.0792 | 15.8396 | 0.8302 | 19.0792 | 17.5775 | 0.92129 | 19.0792 | 4.587% | 0.2812 | 0.26728 | 1349.4751 | 199.7127 | 87.7056 | 1062.0567 | 1354.6297 | 0 | 0 | 1354.6297 | 0.003654%
2027 | 157 | 157-204R | Tier-3 | Tier-3---11 | 5--4 | 308 | 100% | 728.9999 | 94.73% | 4.338% | 0.9356% | 34.1826 | 0 | 0 | 34.1826 | 0 | 31.1057 | 2.3897 | 13.0164 | 31.1057 | 2.3897 | 13.0164 | 34.5186 | 2.6519 | 13.0164 | 4.689% | 0.32777 | 0.31154 | 2224.1461 | 315.248 | 151.9679 | 1756.9302 | 2230.254 | 0 | 0 | 2230.254 | 0.007175%
2027 | 157 | 157-232R | Tier-3 | Tier-3---11 | 5--4 | 354 | 100% | 737.6356 | 80.19% | 18.85% | 0.9654% | 29.2782 | 0 | 0 | 29.2782 | 0 | 26.6427 | 2.7466 | 9.7001 | 26.6427 | 2.7466 | 9.7001 | 29.5659 | 3.048 | 9.7001 | 3.969% | 0.32167 | 0.30575 | 2293.1426 | 264.1373 | 427.4504 | 1601.5549 | 2316.8052 | 0 | 0 | 2316.8052 | 0.006146%
2027 | 157 | 157-257R | Tier-3 | Tier-3---14 | 5--4 | 890 | 100% | 854.144 | 56.45% | 41.98% | 1.572% | 23.8658 | 0 | 0 | 23.8658 | 0 | 21.7176 | 6.9054 | 3.145 | 21.7176 | 6.9054 | 3.145 | 24.1004 | 7.663 | 3.145 | 2.794% | 0.36686 | 0.3487 | 2328.2535 | 169.8306 | 913.7375 | 1244.6854 | 2381.0619 | 0 | 0 | 2381.0619 | 0.005009%
2027 | 157 | 157-273R | Tier-3 | Tier-3---14 | 5--4 | 325 | 100% | 480.7998 | 81.05% | 17.89% | 1.052% | 19.2905 | 0 | 0 | 19.2905 | 0 | 17.5541 | 2.5216 | 6.9614 | 17.5541 | 2.5216 | 6.9614 | 19.4801 | 2.7983 | 6.9614 | 4.012% | 0.32295 | 0.30696 | 1488.7712 | 174.3464 | 278.1483 | 1036.2764 | 1503.4603 | 0 | 0 | 1503.4603 | 0.004049%
2027 | 157 | 157-81R | Tier-3 | Tier-3---3 | 5--5 | 1376 | 100% | 2882.5826 | 80.96% | 18.44% | 0.5996% | 115.514 | 0 | 0 | 115.514 | 0 | 105.1162 | 10.6762 | 9.8458 | 105.1162 | 10.6762 | 9.8458 | 116.6493 | 11.8476 | 9.8458 | 4.007% | 0.38414 | 0.36512 | 7504.0834 | 990.345 | 1294.8297 | 5218.9087 | 7578.5076 | 0 | 0 | 7578.5076 | 0.02425%
2027 | 175 | 175-2024R | Tier-2 | Tier-2---5 | 5--5 | 675 | 100% | 563.0882 | 93.71% | 5.71% | 0.5784% | 26.1201 | 0 | 0 | 26.1201 | 0 | 23.7689 | 5.2372 | 4.5384 | 23.7689 | 5.2372 | 4.5384 | 26.3768 | 5.8119 | 4.5384 | 4.639% | 0.19114 | 0.18168 | 2945.925 | 621.2029 | 162.2415 | 2162.4806 | 2955.5726 | 0 | 0 | 2955.5726 | 0.005483%
2027 | 175 | 175-24R | Tier-2 | Tier-2---8 | 5--4 | 215 | 100% | 1055.746 | 27.96% | 71.78% | 0.2605% | 14.6103 | 0 | 0 | 14.6103 | 0 | 13.2952 | 1.6682 | 7.97 | 13.2952 | 1.6682 | 7.97 | 14.7539 | 1.8512 | 7.97 | 1.384% | 0.17491 | 0.16625 | 6035.8973 | 385.7406 | 3993.7328 | 1656.4239 | 6262.3539 | 0 | 0 | 6262.3539 | 0.003067%
2027 | 175 | 175-64R | Tier-3 | Tier-3---11 | 5--5 | 778 | 100% | 731.7191 | 85.48% | 13.53% | 0.984% | 30.9619 | 0 | 0 | 30.9619 | 0 | 28.1749 | 6.0364 | 4.6675 | 28.1749 | 6.0364 | 4.6675 | 31.2662 | 6.6987 | 4.6675 | 4.231% | 0.20232 | 0.19231 | 3616.5854 | 555.855 | 463.329 | 2597.4013 | 3643.9277 | 0 | 0 | 3643.9277 | 0.006499%
2027 | 175 | 175-90R | Tier-3 | Tier-3---9 | 5--5 | 973 | 100% | 894.6693 | 80.29% | 18.79% | 0.921% | 35.5586 | 0 | 0 | 35.5586 | 0 | 32.3578 | 7.5494 | 4.2861 | 32.3578 | 7.5494 | 4.2861 | 35.908 | 8.3777 | 4.2861 | 3.974% | 0.20491 | 0.19477 | 4366.1148 | 584.0624 | 757.6208 | 3024.4316 | 4410.9247 | 0 | 0 | 4410.9247 | 0.007464%
2027 | 175 | 175-94R | Tier-2 | Tier-2---10 | 5--4 | 237 | 100% | 275.6722 | 39.95% | 59.59% | 0.4576% | 5.4519 | 0 | 0 | 5.4519 | 0 | 4.9611 | 1.8389 | 2.6979 | 4.9611 | 1.8389 | 2.6979 | 5.5054 | 2.0406 | 2.6979 | 1.978% | 0.16555 | 0.15736 | 1665.1861 | 117.2564 | 895.8047 | 652.125 | 1717.2587 | 0 | 0 | 1717.2587 | 0.001144%
2027 | 176 | 176-161R | Tier-3 | Tier-3---5 | 5--5 | 689 | 100% | 1442.7596 | 90.39% | 9.157% | 0.4576% | 64.5504 | 0 | 0 | 64.5504 | 0 | 58.74 | 5.3459 | 10.9879 | 58.74 | 5.3459 | 10.9879 | 65.1848 | 5.9324 | 10.9879 | 4.474% | 0.22417 | 0.21307 | 6436.0353 | 957.8537 | 605.899 | 4872.2826 | 6468.2597 | 0 | 0 | 6468.2597 | 0.01355%
2027 | 176 | 176-164R | Tier-3 | Tier-3---11 | 5--5 | 357 | 100% | 613.402 | 87.29% | 12.01% | 0.6968% | 26.5055 | 0 | 0 | 26.5055 | 0 | 24.1196 | 2.7699 | 8.7077 | 24.1196 | 2.7699 | 8.7077 | 26.766 | 3.0738 | 8.7077 | 4.321% | 0.20727 | 0.19701 | 2959.4233 | 422.7131 | 329.6607 | 2207.0495 | 2979.0056 | 0 | 0 | 2979.0056 | 0.005564%
2027 | 176 | 176-1834R | Tier-3 | Tier-3---5 | 5--5 | 832 | 100% | 1527.634 | 81.51% | 17.94% | 0.5573% | 61.6342 | 0 | 0 | 61.6342 | 0 | 56.0863 | 6.4554 | 8.6883 | 56.0863 | 6.4554 | 8.6883 | 62.2399 | 7.1637 | 8.6883 | 4.035% | 0.23205 | 0.22056 | 6583.3295 | 1087.0711 | 1168.7765 | 4327.4819 | 6646.7304 | 0 | 0 | 6646.7304 | 0.01294%
2027 | 176 | 176-1836R | Tier-2 | Tier-2---11 | 5--3 | 33 | 100% | 176.1999 | 27.39% | 72.07% | 0.5367% | 2.389 | 0 | 0 | 2.389 | 0 | 2.174 | 0.25604 | 8.4906 | 2.174 | 0.25604 | 8.4906 | 2.4125 | 0.28414 | 8.4906 | 1.356% | 0.10638 | 0.10111 | 1656.3379 | 87.619 | 1121.6433 | 447.0755 | 1718.9695 | 0 | 0 | 1718.9695 | 0.0005015%
2027 | 176 | 176-1845R | Tier-3 | Tier-3---11 | 5--5 | 285 | 100% | 550.3123 | 86.34% | 12.77% | 0.8885% | 23.5203 | 0 | 0 | 23.5203 | 0 | 21.4031 | 2.2113 | 9.6791 | 21.4031 | 2.2113 | 9.6791 | 23.7514 | 2.4539 | 9.6791 | 4.274% | 0.20978 | 0.19939 | 2623.3078 | 370.7068 | 320.9781 | 1931.6229 | 2641.9652 | 0 | 0 | 2641.9652 | 0.004937%
2027 | 176 | 176-194R | Tier-3 | Tier-3---9 | 5--5 | 475 | 100% | 677.779 | 83.64% | 15.51% | 0.8494% | 28.061 | 0 | 0 | 28.061 | 0 | 25.5352 | 3.6855 | 6.9286 | 25.5352 | 3.6855 | 6.9286 | 28.3368 | 4.0898 | 6.9286 | 4.14% | 0.21542 | 0.20476 | 3146.314 | 445.8846 | 458.0112 | 2242.4182 | 3173.1215 | 0 | 0 | 3173.1215 | 0.00589%
2027 | 176 | 176-197F | Tier-3 | Tier-3---5 | 5--5 | 1095 | 100% | 1901.6652 | 78.35% | 21.16% | 0.4918% | 73.7557 | 0 | 0 | 73.7557 | 0 | 67.1167 | 8.496 | 7.8998 | 67.1167 | 8.496 | 7.8998 | 74.4806 | 9.4281 | 7.8998 | 3.878% | 0.23242 | 0.22091 | 8182.1472 | 1427.4932 | 1620.6818 | 5133.9723 | 8274.3863 | 0 | 0 | 8274.3863 | 0.01548%
2027 | 176 | 176-200F | Tier-3 | Tier-3---15 | 5--4 | 81 | 100% | 342.7574 | 49.83% | 49.91% | 0.2576% | 8.4543 | 0 | 0 | 8.4543 | 0 | 7.6933 | 0.62847 | 12.2413 | 7.6933 | 0.62847 | 12.2413 | 8.5374 | 0.69742 | 12.2413 | 2.467% | 0.18529 | 0.17612 | 1849.8169 | 153.4619 | 845.5193 | 850.8357 | 1898.1484 | 0 | 0 | 1898.1484 | 0.001775%
2027 | 177 | 177-955 | Tier-2 | Tier-2---5 | 5--5 | 37 | 100% | 950.0511 | 33.62% | 66.04% | 0.3363% | 15.8108 | 0 | 0 | 15.8108 | 0 | 14.3876 | 0.28708 | 50.1174 | 14.3876 | 0.28708 | 50.1174 | 15.9662 | 0.31858 | 50.1174 | 1.664% | 0.11726 | 0.11145 | 8102.2285 | 665.4806 | 4864.4056 | 2572.3423 | 8382.3153 | 0 | 0 | 8382.3153 | 0.003319%
2027 | 178 | 178-968AE | Tier-2 | Tier-2---18 | 3--3 | 8 | 100% | 15.4322 | 73.56% | 0% | 26.44% | 0.56191 | 0 | 0 | 0.56191 | 0 | 0.51133 | 0.062071 | 8.2379 | 0.51133 | 0.062071 | 8.2379 | 0.56743 | 0.068881 | 8.2379 | 3.641% | 0.018466 | 0.017552 | 835.6994 | 94.2014 | 379.7988 | 361.6992 | 847.2069 | 0 | 0 | 847.2069 | 0.0001179%
2027 | 178 | 178-982 | Tier-2 | Tier-2---21 | 1--1 | 9 | 100% | 0.93128 | 13.4% | 0% | 86.6% | 0.0061774 | 0 | 0 | 0.0061774 | 0 | 0.0056214 | 0.06983 | 0.080501 | 0.0056214 | 0.06983 | 0.080501 | 0.0062381 | 0.077491 | 0.080501 | 0.6633% | 0.0033454 | 0.0031798 | 278.3757 | 0.63264 | 254.3025 | 23.4406 | 290.9303 | 0 | 0 | 290.9303 | 1.297e-06%
2027 | 182 | 182-2240F | Tier-2 | Tier-2---2 | 5--5 | 606 | 100% | 1849.4802 | 64.04% | 35.59% | 0.3658% | 58.6279 | 0 | 0 | 58.6279 | 0 | 53.3506 | 4.7019 | 11.3467 | 53.3506 | 4.7019 | 11.3467 | 59.2041 | 5.2178 | 11.3467 | 3.17% | 0.1455 | 0.1383 | 12710.8197 | 2473.4049 | 4337.8066 | 5899.6082 | 12948.8593 | 0 | 0 | 12948.8593 | 0.01231%
2027 | 182 | 182-2250 | Tier-2 | Tier-2---8 | 5--5 | 22 | 100% | 188.3209 | 97.39% | 2.141% | 0.4657% | 9.0789 | 0 | 0 | 9.0789 | 0 | 8.2617 | 0.1707 | 48.4001 | 8.2617 | 0.1707 | 48.4001 | 9.1681 | 0.18942 | 48.4001 | 4.821% | 0.10496 | 0.099761 | 1794.2707 | 286.1267 | 42.0773 | 1466.0666 | 1796.7063 | 0 | 0 | 1796.7063 | 0.001906%
2027 | 182 | 182-2252R | Tier-2 | Tier-2---5 | 5--5 | 424 | 100% | 437.4034 | 92.58% | 6.861% | 0.5557% | 20.0457 | 0 | 0 | 20.0457 | 0 | 18.2413 | 3.2898 | 5.5449 | 18.2413 | 3.2898 | 5.5449 | 20.2427 | 3.6507 | 5.5449 | 4.583% | 0.11307 | 0.10747 | 3868.3889 | 593.9237 | 259.5961 | 3014.8691 | 3883.3295 | 0 | 0 | 3883.3295 | 0.004208%
2027 | 182 | 182-2254R | Tier-2 | Tier-2---11 | 5--4 | 24 | 100% | 74.8792 | 92.6% | 6.527% | 0.8705% | 3.4323 | 0 | 0 | 3.4323 | 0 | 3.1234 | 0.18621 | 16.7731 | 3.1234 | 0.18621 | 16.7731 | 3.4661 | 0.20664 | 16.7731 | 4.584% | 0.10223 | 0.097167 | 732.4796 | 113.3566 | 46.859 | 572.264 | 735.3014 | 0 | 0 | 735.3014 | 0.0007205%
2027 | 183 | 183-439 | Tier-2 | Tier-2---14 | 3--5 | 101 | 100% | 138.4322 | 24.55% | 74.86% | 0.5956% | 1.6821 | 0 | 0 | 1.6821 | 0 | 1.5307 | 0.78365 | 1.9533 | 1.5307 | 0.78365 | 1.9533 | 1.6986 | 0.86963 | 1.9533 | 1.215% | 0.018422 | 0.01751 | 7514.4213 | 312.7649 | 5165.0291 | 2036.6274 | 7809.6923 | 0 | 0 | 7809.6923 | 0.0003531%
2027 | 183 | 183-440 | Tier-2 | Tier-2---12 | 3--5 | 185 | 100% | 173.9797 | 32.16% | 66.62% | 1.222% | 2.7698 | 0 | 0 | 2.7698 | 0 | 2.5205 | 1.4354 | 1.756 | 2.5205 | 1.4354 | 1.756 | 2.797 | 1.5929 | 1.756 | 1.592% | 0.025335 | 0.024081 | 6867.059 | 365.5871 | 4285.7066 | 2215.7653 | 7109.6613 | 0 | 0 | 7109.6613 | 0.0005814%
2027 | 185 | 185-51F | Tier-2 | Tier-2---7 | 4--5 | 536 | 100% | 390.6047 | 65.18% | 33.32% | 1.503% | 12.602 | 0 | 0 | 12.602 | 0 | 11.4676 | 4.1588 | 2.7575 | 11.4676 | 4.1588 | 2.7575 | 12.7258 | 4.615 | 2.7575 | 3.226% | 0.048222 | 0.045835 | 8100.2023 | 1032.7815 | 2609.1587 | 4458.2621 | 8247.0995 | 0 | 0 | 8247.0995 | 0.002645%
2027 | 196 | 196-43F | Tier-2 | Tier-2---17 | 3--4 | 5 | 100% | 88.7043 | 1.997% | 97.73% | 0.2744% | 0.087686 | 0 | 0 | 0.087686 | 0 | 0.079793 | 0.038794 | 2.0568 | 0.079793 | 0.038794 | 2.0568 | 0.088548 | 0.043051 | 2.0568 | 0.09885% | 0.017356 | 0.016497 | 5110.7559 | 20.3981 | 4582.2226 | 508.1351 | 5371.5979 | 0 | 0 | 5371.5979 | 1.841e-05%
2027 | 197 | 197-1150F | Tier-2 | Tier-2---15 | 3--4 | 3 | 100% | 37.9092 | 96.86% | 0.4538% | 2.686% | 1.8176 | 0 | 0 | 1.8176 | 0 | 1.654 | 0.023277 | 71.0576 | 1.654 | 0.023277 | 71.0576 | 1.8355 | 0.02583 | 71.0576 | 4.795% | 0.021777 | 0.020699 | 1740.8051 | 277.2878 | 48.7789 | 1414.7385 | 1743.6514 | 0 | 0 | 1743.6514 | 0.0003815%
2027 | 197 | 197-1155F | Tier-2 | Tier-2---21 | 1--4 | 19 | 100% | 2.6346 | 91.13% | 0% | 8.87% | 0.11884 | 0 | 0 | 0.11884 | 0 | 0.10815 | 0.14742 | 0.73359 | 0.10815 | 0.14742 | 0.73359 | 0.12001 | 0.16359 | 0.73359 | 4.511% | 0.0010316 | 0.00098054 | 2553.8632 | 379.4847 | 234.4628 | 1939.9157 | 2565.6607 | 0 | 0 | 2565.6607 | 2.495e-05%
2027 | 198 | 198-37R | Tier-2 | Tier-2---9 | 4--5 | 85 | 100% | 225.7204 | 81.18% | 16.94% | 1.877% | 9.0709 | 0 | 0 | 9.0709 | 0 | 8.2544 | 0.6595 | 12.516 | 8.2544 | 0.6595 | 12.516 | 9.16 | 0.73186 | 12.516 | 4.019% | 0.030671 | 0.029153 | 7359.4074 | 2410.2174 | 1700.5946 | 3248.5954 | 7431.5203 | 0 | 0 | 7431.5203 | 0.001904%
2027 | 204 | 204-32R | Tier-2 | Tier-2---11 | 4--4 | 266 | 100% | 174.7993 | 90.03% | 3.465% | 6.507% | 7.7897 | 0 | 0 | 7.7897 | 0 | 7.0885 | 2.0639 | 3.4346 | 7.0885 | 2.0639 | 3.4346 | 7.8663 | 2.2903 | 3.4346 | 4.456% | 0.087106 | 0.082794 | 2006.7428 | 246.9421 | 179.8959 | 1579.9048 | 2017.1643 | 0 | 0 | 2017.1643 | 0.001635%
2027 | 205 | 205-1550 | Tier-2 | Tier-2---15 | 2--4 | 11 | 100% | 27.6639 | 93.54% | 0% | 6.46% | 1.2809 | 0 | 0 | 1.2809 | 0 | 1.1656 | 0.085348 | 13.6571 | 1.1656 | 0.085348 | 13.6571 | 1.2935 | 0.094712 | 13.6571 | 4.63% | 0.008789 | 0.0083539 | 3147.5552 | 439.5356 | 466.2565 | 2241.7631 | 3158.1449 | 0 | 0 | 3158.1449 | 0.0002689%
2027 | 206 | 206-1105 | Tier-2 | Tier-2---9 | 3--5 | 85 | 100% | 189.805 | 98.58% | 0% | 1.419% | 9.2621 | 0 | 0 | 9.2621 | 0 | 8.4284 | 0.6595 | 12.7798 | 8.4284 | 0.6595 | 12.7798 | 9.3531 | 0.73186 | 12.7798 | 4.88% | 0.014019 | 0.013325 | 13539.1253 | 2187.5417 | 263.1851 | 11088.3985 | 13549.1271 | 0 | 0 | 13549.1271 | 0.001944%
2027 | 206 | 206-1817 | Tier-2 | Tier-2---4 | 4--5 | 346 | 100% | 414.414 | 98.25% | 0% | 1.752% | 20.154 | 0 | 0 | 20.154 | 0 | 18.3399 | 2.6846 | 6.8316 | 18.3399 | 2.6846 | 6.8316 | 20.3521 | 2.9791 | 6.8316 | 4.863% | 0.038208 | 0.036317 | 10846.319 | 1742.1104 | 241.9911 | 8862.2175 | 10856.2171 | 0 | 0 | 10856.2171 | 0.00423%
2027 | 209 | 209-1769F | Tier-2 | Tier-2---6 | 5--5 | 1409 | 100% | 1246.6839 | 98.28% | 0% | 1.716% | 60.6517 | 0 | 0 | 60.6517 | 0 | 55.1923 | 10.9323 | 5.0486 | 55.1923 | 10.9323 | 5.0486 | 61.2478 | 12.1317 | 5.0486 | 4.865% | 0.11169 | 0.10616 | 11161.7212 | 1795.9566 | 261.2581 | 9104.5065 | 11171.6974 | 0 | 0 | 11171.6974 | 0.01273%
2027 | 210 | 210-172R | Tier-2 | Tier-2---11 | 5--2 | 205 | 100% | 187.8449 | 74.26% | 23.89% | 1.85% | 6.9052 | 0 | 0 | 6.9052 | 0 | 6.2836 | 1.5906 | 3.9505 | 6.2836 | 1.5906 | 3.9505 | 6.973 | 1.7651 | 3.9505 | 3.676% | 0.32588 | 0.30975 | 576.4292 | 39.7856 | 130.795 | 405.8486 | 584.1554 | 0 | 0 | 584.1554 | 0.001449%
2027 | 210 | 210-392R | Tier-2 | Tier-2---10 | 5--3 | 361 | 100% | 420.3387 | 65.56% | 32.94% | 1.504% | 13.641 | 0 | 0 | 13.641 | 0 | 12.4131 | 2.801 | 4.4318 | 12.4131 | 2.801 | 4.4318 | 13.7751 | 3.1083 | 4.4318 | 3.245% | 0.34771 | 0.33049 | 1208.8925 | 89.1732 | 378.0363 | 741.683 | 1230.5744 | 0 | 0 | 1230.5744 | 0.002863%
2027 | 210 | 210-394R | Tier-2 | Tier-2---16 | 5--2 | 238 | 100% | 90.8214 | 45.65% | 51.72% | 2.624% | 2.0524 | 0 | 0 | 2.0524 | 0 | 1.8677 | 1.8466 | 1.0114 | 1.8677 | 1.8466 | 1.0114 | 2.0726 | 2.0492 | 1.0114 | 2.26% | 0.31841 | 0.30265 | 285.2308 | 14.2948 | 124.8192 | 146.1168 | 293.3036 | 0 | 0 | 293.3036 | 0.0004308%
2027 | 210 | 210-9R | Tier-2 | Tier-2---13 | 5--2 | 182 | 100% | 204.3186 | 25.26% | 73.76% | 0.9801% | 2.5548 | 0 | 0 | 2.5548 | 0 | 2.3248 | 1.4121 | 1.6464 | 2.3248 | 1.4121 | 1.6464 | 2.5799 | 1.5671 | 1.6464 | 1.25% | 0.31397 | 0.29843 | 650.7604 | 21.6073 | 447.6112 | 181.5419 | 676.0897 | 0 | 0 | 676.0897 | 0.0005363%
2027 | 211 | 211-279R | Tier-2 | Tier-2---10 | 5--3 | 427 | 100% | 472.6727 | 73.92% | 24.32% | 1.766% | 17.295 | 0 | 0 | 17.295 | 0 | 15.7383 | 3.313 | 4.7504 | 15.7383 | 3.313 | 4.7504 | 17.465 | 3.6765 | 4.7504 | 3.659% | 0.37314 | 0.35467 | 1266.7597 | 81.8701 | 334.8802 | 850.0094 | 1283.9654 | 0 | 0 | 1283.9654 | 0.00363%
2027 | 211 | 211-312R | Tier-2 | Tier-2---8 | 5--3 | 305 | 100% | 754.0624 | 63.09% | 35.39% | 1.526% | 23.5477 | 0 | 0 | 23.5477 | 0 | 21.4281 | 2.3665 | 9.0549 | 21.4281 | 2.3665 | 9.0549 | 23.7792 | 2.6261 | 9.0549 | 3.123% | 0.39031 | 0.37099 | 1931.9795 | 162.2508 | 643.7527 | 1125.9761 | 1969.1194 | 0 | 0 | 1969.1194 | 0.004943%
2027 | 211 | 211-771R | Tier-3 | Tier-3---14 | 5--4 | 1226 | 100% | 617.3051 | 73.22% | 25.44% | 1.334% | 22.3748 | 0 | 0 | 22.3748 | 0 | 20.3608 | 9.5124 | 2.1404 | 20.3608 | 9.5124 | 2.1404 | 22.5947 | 10.5561 | 2.1404 | 3.625% | 0.3743 | 0.35578 | 1649.207 | 127.1804 | 388.1922 | 1133.8343 | 1672.204 | 0 | 0 | 1672.204 | 0.004696%
2027 | 212 | 212-1177R | Tier-2 | Tier-2---8 | 5--4 | 384 | 100% | 484.9484 | 83.96% | 14.37% | 1.67% | 20.155 | 0 | 0 | 20.155 | 0 | 18.3407 | 2.9794 | 6.1558 | 18.3407 | 2.9794 | 6.1558 | 20.353 | 3.3063 | 6.1558 | 4.156% | 0.15054 | 0.14309 | 3221.4606 | 348.4219 | 528.8758 | 2344.1629 | 3248.3676 | 0 | 0 | 3248.3676 | 0.004231%
2027 | 212 | 212-1204R | Tier-2 | Tier-2---8 | 5--4 | 260 | 100% | 431.7599 | 82.12% | 16.51% | 1.365% | 17.5508 | 0 | 0 | 17.5508 | 0 | 15.971 | 2.0173 | 7.917 | 15.971 | 2.0173 | 7.917 | 17.7233 | 2.2386 | 7.917 | 4.065% | 0.19221 | 0.18269 | 2246.3396 | 244.3912 | 383.4547 | 1618.4937 | 2267.2561 | 0 | 0 | 2267.2561 | 0.003684%
2027 | 212 | 212-638R | Tier-2 | Tier-2---11 | 5--4 | 43 | 100% | 157.455 | 96.47% | 1.863% | 1.664% | 7.5191 | 0 | 0 | 7.5191 | 0 | 6.8423 | 0.33363 | 20.5085 | 6.8423 | 0.33363 | 20.5085 | 7.593 | 0.37024 | 20.5085 | 4.775% | 0.10708 | 0.10177 | 1470.5114 | 155.1186 | 63.8116 | 1251.5811 | 1473.2126 | 0 | 0 | 1473.2126 | 0.001578%
2027 | 212 | 212-725R | Tier-3 | Tier-3---10 | 5--5 | 1745 | 100% | 749.6423 | 94.58% | 4.636% | 0.779% | 35.0978 | 0 | 0 | 35.0978 | 0 | 31.9385 | 13.5392 | 2.359 | 31.9385 | 13.5392 | 2.359 | 35.4427 | 15.0247 | 2.359 | 4.682% | 0.13941 | 0.13251 | 5377.288 | 738.7725 | 258.1994 | 4380.3161 | 5392.4534 | 0 | 0 | 5392.4534 | 0.007367%
2027 | 212 | 212-734R | Tier-2 | Tier-2---10 | 5--4 | 25 | 100% | 405.6391 | 93.64% | 4.241% | 2.118% | 18.8023 | 0 | 0 | 18.8023 | 0 | 17.1098 | 0.19397 | 88.2077 | 17.1098 | 0.19397 | 88.2077 | 18.9871 | 0.21525 | 88.2077 | 4.635% | 0.17753 | 0.16875 | 2284.84 | 188.9421 | 239.3419 | 1856.5561 | 2292.4067 | 0 | 0 | 2292.4067 | 0.003947%
2027 | 212 | 212-739R | Tier-3 | Tier-3---15 | 5--4 | 678 | 100% | 301.7157 | 89.07% | 9.028% | 1.906% | 13.302 | 0 | 0 | 13.302 | 0 | 12.1046 | 5.2605 | 2.301 | 12.1046 | 5.2605 | 2.301 | 13.4327 | 5.8377 | 2.301 | 4.409% | 0.13097 | 0.12449 | 2303.7005 | 251.0522 | 237.9772 | 1814.6711 | 2316.8178 | 0 | 0 | 2316.8178 | 0.002792%
2027 | 212 | 212-743R | Tier-2 | Tier-2---13 | 5--3 | 66 | 100% | 81.923 | 90.82% | 6.613% | 2.567% | 3.6829 | 0 | 0 | 3.6829 | 0 | 3.3514 | 0.51209 | 6.5446 | 3.3514 | 0.51209 | 6.5446 | 3.7191 | 0.56827 | 6.5446 | 4.496% | 0.11654 | 0.11078 | 702.9342 | 71.3752 | 58.8304 | 572.7286 | 706.2949 | 0 | 0 | 706.2949 | 0.000773%
2027 | 212 | 212-758R | Tier-2 | Tier-2---8 | 5--4 | 209 | 100% | 381.3507 | 89.63% | 8.808% | 1.561% | 16.9197 | 0 | 0 | 16.9197 | 0 | 15.3967 | 1.6216 | 9.4947 | 15.3967 | 1.6216 | 9.4947 | 17.086 | 1.7995 | 9.4947 | 4.437% | 0.1427 | 0.13564 | 2672.3387 | 313.5648 | 256.9237 | 2101.8502 | 2686.7681 | 0 | 0 | 2686.7681 | 0.003551%
2027 | 212 | 212-773R | Tier-2 | Tier-2---5 | 5--4 | 425 | 100% | 677.1103 | 83.18% | 15.77% | 1.046% | 27.8801 | 0 | 0 | 27.8801 | 0 | 25.3705 | 3.2975 | 7.6938 | 25.3705 | 3.2975 | 7.6938 | 28.1541 | 3.6593 | 7.6938 | 4.118% | 0.19881 | 0.18897 | 3405.7885 | 402.585 | 522.8709 | 2480.3327 | 3435.6179 | 0 | 0 | 3435.6179 | 0.005852%
2027 | 212 | 212-799R | Tier-2 | Tier-2---10 | 5--4 | 108 | 100% | 254.923 | 88.52% | 10.12% | 1.358% | 11.1702 | 0 | 0 | 11.1702 | 0 | 10.1648 | 0.83796 | 12.1304 | 10.1648 | 0.83796 | 12.1304 | 11.28 | 0.9299 | 12.1304 | 4.382% | 0.12493 | 0.11875 | 2040.5268 | 236.751 | 211.9535 | 1591.8223 | 2052.7246 | 0 | 0 | 2052.7246 | 0.002345%
2027 | 212 | 212-880R | Tier-2 | Tier-2---16 | 5--2 | 113 | 100% | 30.3116 | 92.5% | 4.382% | 3.114% | 1.3879 | 0 | 0 | 1.3879 | 0 | 1.263 | 0.87675 | 1.4406 | 1.263 | 0.87675 | 1.4406 | 1.4016 | 0.97295 | 1.4406 | 4.579% | 0.10736 | 0.10205 | 282.3367 | 28.4993 | 19.5005 | 234.337 | 283.4389 | 0 | 0 | 283.4389 | 0.0002913%
2027 | 212 | 212-886R | Tier-2 | Tier-2---8 | 5--4 | 164 | 100% | 472.8052 | 94.27% | 4.633% | 1.099% | 22.0624 | 0 | 0 | 22.0624 | 0 | 20.0765 | 1.2725 | 15.7778 | 20.0765 | 1.2725 | 15.7778 | 22.2793 | 1.4121 | 15.7778 | 4.666% | 0.18767 | 0.17838 | 2519.3545 | 323.5371 | 126.2126 | 2069.6048 | 2526.8745 | 0 | 0 | 2526.8745 | 0.004631%
2027 | 212 | 212-888R | Tier-2 | Tier-2---8 | 5--4 | 120 | 100% | 346.5382 | 90.95% | 7.817% | 1.237% | 15.6005 | 0 | 0 | 15.6005 | 0 | 14.1963 | 0.93107 | 15.2473 | 14.1963 | 0.93107 | 15.2473 | 15.7538 | 1.0332 | 15.2473 | 4.502% | 0.13116 | 0.12466 | 2642.179 | 334.1686 | 213.131 | 2094.8795 | 2654.6375 | 0 | 0 | 2654.6375 | 0.003275%
2027 | 214 | 214-1122R | Tier-3 | Tier-3---3 | 5--5 | 1826 | 100% | 2893.3725 | 90.28% | 9.311% | 0.4067% | 129.3045 | 0 | 0 | 129.3045 | 0 | 117.6653 | 14.1677 | 8.3052 | 117.6653 | 14.1677 | 8.3052 | 130.5753 | 15.7222 | 8.3052 | 4.469% | 0.26918 | 0.25585 | 10749.0069 | 1574.7708 | 951.5348 | 8222.7013 | 10803.4034 | 0 | 0 | 10803.4034 | 0.02714%
2027 | 214 | 214-1135R | Tier-3 | Tier-3---6 | 4--5 | 979 | 100% | 805.3146 | 95.2% | 3.81% | 0.9931% | 37.9484 | 0 | 0 | 37.9484 | 0 | 34.5325 | 7.5959 | 4.5462 | 34.5325 | 7.5959 | 4.5462 | 38.3213 | 8.4294 | 4.5462 | 4.712% | 0.090777 | 0.086284 | 8871.3507 | 1468.4713 | 438.4999 | 6964.3795 | 8893.5417 | 0 | 0 | 8893.5417 | 0.007965%
2027 | 214 | 214-17AE | Tier-3 | Tier-3---17 | 4--4 | 1960 | 100% | 127.491 | 90.35% | 5.503% | 4.145% | 5.7019 | 0 | 0 | 5.7019 | 0 | 5.1887 | 15.2074 | 0.34119 | 5.1887 | 15.2074 | 0.34119 | 5.758 | 16.8759 | 0.34119 | 4.472% | 0.071957 | 0.068395 | 1771.7769 | 216.0551 | 150.3479 | 1405.374 | 1780.6795 | 0 | 0 | 1780.6795 | 0.001197%
2027 | 214 | 214-4R | Tier-3 | Tier-3---17 | 4--4 | 966 | 100% | 89.6399 | 90.66% | 5.945% | 3.4% | 4.0225 | 0 | 0 | 4.0225 | 0 | 3.6605 | 7.4951 | 0.48838 | 3.6605 | 7.4951 | 0.48838 | 4.0621 | 8.3174 | 0.48838 | 4.487% | 0.059676 | 0.056722 | 1502.1196 | 200.0517 | 124.6473 | 1177.4206 | 1509.4294 | 0 | 0 | 1509.4294 | 0.0008443%
2027 | 214 | 214-536R | Tier-3 | Tier-3---17 | 4--4 | 515 | 100% | 96.9267 | 93.35% | 4.585% | 2.069% | 4.4786 | 0 | 0 | 4.4786 | 0 | 4.0755 | 3.9958 | 1.0199 | 4.0755 | 3.9958 | 1.0199 | 4.5227 | 4.4342 | 1.0199 | 4.621% | 0.053744 | 0.051083 | 1803.5024 | 246.1785 | 178.6516 | 1378.6723 | 1809.7517 | 0 | 0 | 1809.7517 | 0.0009401%
2027 | 214 | 214-583R | Tier-3 | Tier-3---13 | 4--5 | 318 | 100% | 328.9866 | 94.06% | 4.474% | 1.469% | 15.3171 | 0 | 0 | 15.3171 | 0 | 13.9383 | 2.4673 | 5.6492 | 13.9383 | 2.4673 | 5.6492 | 15.4676 | 2.738 | 5.6492 | 4.656% | 0.070413 | 0.066928 | 4672.2426 | 712.2083 | 352.9213 | 3607.1129 | 4686.7021 | 0 | 0 | 4686.7021 | 0.003215%
2027 | 214 | 214-613R | Tier-3 | Tier-3---14 | 5--3 | 1448 | 100% | 480.8617 | 49.89% | 49.25% | 0.8586% | 11.8746 | 0 | 0 | 11.8746 | 0 | 10.8057 | 11.2349 | 0.96181 | 10.8057 | 11.2349 | 0.96181 | 11.9913 | 12.4675 | 0.96181 | 2.469% | 0.43289 | 0.41146 | 1110.8228 | 86.441 | 501.4412 | 522.9406 | 1139.8124 | 0 | 0 | 1139.8124 | 0.002492%
2027 | 214 | 214-647R | Tier-3 | Tier-3---8 | 5--5 | 654 | 100% | 2287.3818 | 92.77% | 6.976% | 0.2574% | 105.0353 | 0 | 0 | 105.0353 | 0 | 95.5807 | 5.0743 | 18.8362 | 95.5807 | 5.0743 | 18.8362 | 106.0676 | 5.631 | 18.8362 | 4.592% | 0.23844 | 0.22663 | 9593.2735 | 1427.6996 | 628.6999 | 7536.874 | 9629.4117 | 0 | 0 | 9629.4117 | 0.02205%
2027 | 215 | 215-1531R | Tier-2 | Tier-2---2 | 5--5 | 757 | 100% | 1398.9852 | 84.15% | 15.42% | 0.4283% | 58.2745 | 0 | 0 | 58.2745 | 0 | 53.029 | 5.8735 | 9.0286 | 53.029 | 5.8735 | 9.0286 | 58.8472 | 6.5179 | 9.0286 | 4.165% | 0.20291 | 0.19287 | 6894.5825 | 1039.1679 | 1002.2008 | 4853.2138 | 6951.4886 | 0 | 0 | 6951.4886 | 0.01223%
2027 | 215 | 215-1534R | Tier-2 | Tier-2---1 | 5--5 | 414 | 100% | 1734.1452 | 88.98% | 10.7% | 0.3246% | 76.3804 | 0 | 0 | 76.3804 | 0 | 69.5051 | 3.2122 | 21.638 | 69.5051 | 3.2122 | 21.638 | 77.1311 | 3.5646 | 21.638 | 4.404% | 0.1982 | 0.18839 | 8749.2684 | 1441.1188 | 882.1072 | 6426.0424 | 8799.4812 | 0 | 0 | 8799.4812 | 0.01603%
2027 | 215 | 215-1544R | Tier-2 | Tier-2---8 | 5--4 | 153 | 100% | 205.9069 | 87.21% | 11.98% | 0.8132% | 8.8888 | 0 | 0 | 8.8888 | 0 | 8.0887 | 1.1871 | 6.8138 | 8.0887 | 1.1871 | 6.8138 | 8.9762 | 1.3174 | 6.8138 | 4.317% | 0.10891 | 0.10352 | 1890.6466 | 333.0962 | 217.1495 | 1340.4009 | 1903.2393 | 0 | 0 | 1903.2393 | 0.001866%
2027 | 215 | 215-38R | Tier-3 | Tier-3---10 | 5--5 | 308 | 100% | 650.1784 | 91.15% | 8.25% | 0.6037% | 29.3345 | 0 | 0 | 29.3345 | 0 | 26.694 | 2.3897 | 11.1703 | 26.694 | 2.3897 | 11.1703 | 29.6228 | 2.6519 | 11.1703 | 4.512% | 0.12528 | 0.11908 | 5189.8024 | 828.3476 | 472.2938 | 3889.161 | 5213.7305 | 0 | 0 | 5213.7305 | 0.006157%
2027 | 216 | 216-1859F | Tier-3 | Tier-3---4 | 5--5 | 489 | 100% | 1336.0946 | 91.63% | 7.965% | 0.4046% | 60.6013 | 0 | 0 | 60.6013 | 0 | 55.1464 | 3.7941 | 14.5348 | 55.1464 | 3.7941 | 14.5348 | 61.1969 | 4.2104 | 14.5348 | 4.536% | 0.15704 | 0.14927 | 8507.7615 | 1421.0211 | 648.1937 | 6438.5467 | 8544.8444 | 0 | 0 | 8544.8444 | 0.01272%
2027 | 216 | 216-220R | Tier-3 | Tier-3---20 | 1--5 | 10 | 100% | 7.0463 | 99.01% | 0% | 0.9852% | 0.34535 | 0 | 0 | 0.34535 | 0 | 0.31427 | 0.077589 | 4.0504 | 0.31427 | 0.077589 | 4.0504 | 0.34875 | 0.086102 | 4.0504 | 4.901% | 0.000285 | 0.00027089 | 24723.7218 | 3992.0434 | 221.2684 | 20510.41 | 24736.4072 | 0 | 0 | 24736.4072 | 7.249e-05%
2027 | 217 | 217-41AE | Tier-2 | Tier-2---8 | 5--4 | 951 | 100% | 548.1248 | 61.28% | 37.04% | 1.683% | 16.6264 | 0 | 0 | 16.6264 | 0 | 15.1298 | 7.3787 | 2.0505 | 15.1298 | 7.3787 | 2.0505 | 16.7898 | 8.1883 | 2.0505 | 3.033% | 0.19664 | 0.1869 | 2787.4845 | 272.106 | 973.6181 | 1541.7603 | 2843.6939 | 0 | 0 | 2843.6939 | 0.00349%
2027 | 217 | 217-48AE | Tier-2 | Tier-2---8 | 5--4 | 793 | 100% | 701.5771 | 53.79% | 44.81% | 1.4% | 18.6798 | 0 | 0 | 18.6798 | 0 | 16.9984 | 6.1528 | 2.7627 | 16.9984 | 6.1528 | 2.7627 | 18.8634 | 6.8279 | 2.7627 | 2.663% | 0.20236 | 0.19234 | 3466.9889 | 313.4539 | 1406.954 | 1746.581 | 3550.4247 | 0 | 0 | 3550.4247 | 0.003921%
2027 | 217 | 217-835R | Tier-3 | Tier-3---5 | 5--5 | 1095 | 100% | 1459.42 | 90.56% | 8.764% | 0.6769% | 65.4212 | 0 | 0 | 65.4212 | 0 | 59.5324 | 8.496 | 7.0071 | 59.5324 | 8.496 | 7.0071 | 66.0641 | 9.4281 | 7.0071 | 4.483% | 0.28412 | 0.27006 | 5136.5819 | 779.5394 | 417.5644 | 3939.4781 | 5161.8362 | 0 | 0 | 5161.8362 | 0.01373%
2027 | 217 | 217-837R | Tier-3 | Tier-3---12 | 5--5 | 874 | 100% | 680.508 | 71.93% | 26.93% | 1.134% | 24.231 | 0 | 0 | 24.231 | 0 | 22.0499 | 6.7813 | 3.2516 | 22.0499 | 6.7813 | 3.2516 | 24.4691 | 7.5253 | 3.2516 | 3.561% | 0.14269 | 0.13563 | 4769.0891 | 589.9072 | 1292.048 | 2887.1339 | 4838.7956 | 0 | 0 | 4838.7956 | 0.005086%
2027 | 217 | 217-972R | Tier-2 | Tier-2---8 | 5--4 | 976 | 100% | 360.9866 | 64.42% | 33.78% | 1.803% | 11.5112 | 0 | 0 | 11.5112 | 0 | 10.475 | 7.5727 | 1.3833 | 10.475 | 7.5727 | 1.3833 | 11.6243 | 8.4035 | 1.3833 | 3.189% | 0.18227 | 0.17325 | 1980.496 | 214.776 | 614.2082 | 1151.5119 | 2017.1929 | 0 | 0 | 2017.1929 | 0.002416%
2027 | 217 | 217-983R | Tier-3 | Tier-3---5 | 5--5 | 282 | 100% | 1187.4841 | 92.09% | 7.578% | 0.3365% | 54.1281 | 0 | 0 | 54.1281 | 0 | 49.2558 | 2.188 | 22.5118 | 49.2558 | 2.188 | 22.5118 | 54.6601 | 2.4281 | 22.5118 | 4.558% | 0.2438 | 0.23173 | 4870.8263 | 716.2537 | 353.1181 | 3801.4544 | 4890.9032 | 0 | 0 | 4890.9032 | 0.01136%
2027 | 220 | 220-288R | Tier-3 | Tier-3---14 | 5--4 | 169 | 100% | 437.6752 | 81.99% | 17.08% | 0.9315% | 17.7636 | 0 | 0 | 17.7636 | 0 | 16.1646 | 1.3113 | 12.3276 | 16.1646 | 1.3113 | 12.3276 | 17.9381 | 1.4551 | 12.3276 | 4.059% | 0.37523 | 0.35666 | 1166.4109 | 131.8052 | 200.8528 | 833.7529 | 1177.3495 | 0 | 0 | 1177.3495 | 0.003729%
2027 | 220 | 220-294R | Tier-3 | Tier-3---14 | 5--3 | 992 | 100% | 720.9399 | 58.97% | 39.92% | 1.12% | 21.0426 | 0 | 0 | 21.0426 | 0 | 19.1485 | 7.6968 | 2.4878 | 19.1485 | 7.6968 | 2.4878 | 21.2494 | 8.5413 | 2.4878 | 2.919% | 0.44397 | 0.422 | 1623.8364 | 124.0259 | 599.3861 | 900.4244 | 1658.5379 | 0 | 0 | 1658.5379 | 0.004417%
2027 | 220 | 220-298R | Tier-3 | Tier-3---11 | 5--4 | 3231 | 100% | 1053.2838 | 64.6% | 33.51% | 1.887% | 33.6832 | 0 | 0 | 33.6832 | 0 | 30.6512 | 25.0689 | 1.2227 | 30.6512 | 25.0689 | 1.2227 | 34.0142 | 27.8194 | 1.2227 | 3.198% | 0.50177 | 0.47693 | 2099.1459 | 164.9638 | 658.2461 | 1275.9359 | 2137.8399 | 0 | 0 | 2137.8399 | 0.00707%
2027 | 221 | 221-1230F | Tier-3 | Tier-3---12 | 4--5 | 155 | 100% | 637.2245 | 99.48% | 0% | 0.5187% | 31.379 | 0 | 0 | 31.379 | 0 | 28.5545 | 1.2026 | 23.7434 | 28.5545 | 1.2026 | 23.7434 | 31.6874 | 1.3346 | 23.7434 | 4.924% | 0.035843 | 0.034069 | 17778.1145 | 2647.4462 | 83.7682 | 15046.9001 | 17782.9169 | 0 | 0 | 17782.9169 | 0.006586%
2027 | 221 | 221-23R | Tier-3 | Tier-3---11 | 5--5 | 1090 | 100% | 764.9858 | 67.26% | 31.99% | 0.7569% | 25.4678 | 0 | 0 | 25.4678 | 0 | 23.1754 | 8.4572 | 2.7403 | 23.1754 | 8.4572 | 2.7403 | 25.7181 | 9.3851 | 2.7403 | 3.329% | 0.19945 | 0.18957 | 3835.5267 | 452.4998 | 1178.7605 | 2204.2664 | 3900.9309 | 0 | 0 | 3900.9309 | 0.005346%
2027 | 221 | 221-344R | Tier-3 | Tier-3---13 | 5--4 | 1687 | 100% | 642.3372 | 83.79% | 15.02% | 1.193% | 26.6423 | 0 | 0 | 26.6423 | 0 | 24.2442 | 13.0892 | 1.8522 | 24.2442 | 13.0892 | 1.8522 | 26.9042 | 14.5253 | 1.8522 | 4.148% | 0.2115 | 0.20103 | 3037.0437 | 366.2743 | 441.4951 | 2229.2742 | 3062.6782 | 0 | 0 | 3062.6782 | 0.005592%
2027 | 221 | 221-35 | Tier-2 | Tier-2---10 | 5--3 | 17 | 100% | 111.3988 | 96.62% | 2.989% | 0.3886% | 5.328 | 0 | 0 | 5.328 | 0 | 4.8484 | 0.1319 | 36.7579 | 4.8484 | 0.1319 | 36.7579 | 5.3804 | 0.14637 | 36.7579 | 4.783% | 0.17281 | 0.16425 | 644.6479 | 94.7644 | 26.1294 | 523.7541 | 645.7818 | 0 | 0 | 645.7818 | 0.001118%
2027 | 221 | 221-37AE | Tier-3 | Tier-3---11 | 5--5 | 1158 | 100% | 769.7343 | 85.13% | 14.19% | 0.6769% | 32.4379 | 0 | 0 | 32.4379 | 0 | 29.518 | 8.9848 | 3.2853 | 29.518 | 8.9848 | 3.2853 | 32.7567 | 9.9706 | 3.2853 | 4.214% | 0.19925 | 0.18939 | 3863.0999 | 511.5521 | 574.4994 | 2777.0485 | 3893.0064 | 0 | 0 | 3893.0064 | 0.006809%
2027 | 221 | 221-38AE | Tier-3 | Tier-3---17 | 5--3 | 157 | 100% | 225.9712 | 8.218% | 91.4% | 0.3782% | 0.91919 | 0 | 0 | 0.91919 | 0 | 0.83645 | 1.2181 | 0.68666 | 0.83645 | 1.2181 | 0.68666 | 0.92822 | 1.3518 | 0.68666 | 0.4068% | 0.16917 | 0.1608 | 1335.7574 | 19.3633 | 1034.9942 | 281.3999 | 1399.6044 | 0 | 0 | 1399.6044 | 0.0001929%
2027 | 221 | 221-675R | Tier-2 | Tier-2---8 | 5--4 | 113 | 100% | 383.5958 | 97.43% | 1.747% | 0.8215% | 18.5004 | 0 | 0 | 18.5004 | 0 | 16.8351 | 0.87675 | 19.2016 | 16.8351 | 0.87675 | 19.2016 | 18.6822 | 0.97295 | 19.2016 | 4.823% | 0.22072 | 0.20979 | 1737.9263 | 228.1325 | 87.6764 | 1422.1174 | 1740.2506 | 0 | 0 | 1740.2506 | 0.003883%
2027 | 221 | 221-6R | Tier-2 | Tier-2---5 | 5--5 | 7 | 100% | 616.9841 | 99.25% | 0.1999% | 0.5529% | 30.3108 | 0 | 0 | 30.3108 | 0 | 27.5824 | 0.054312 | 507.8499 | 27.5824 | 0.054312 | 507.8499 | 30.6087 | 0.060271 | 507.8499 | 4.913% | 0.21604 | 0.20535 | 2855.887 | 420.5436 | 58.2104 | 2377.133 | 2857.0066 | 0 | 0 | 2857.0066 | 0.006362%
2027 | 221 | 221-782R | Tier-3 | Tier-3---17 | 5--3 | 353 | 100% | 156.081 | 94.9% | 3.083% | 2.022% | 7.3316 | 0 | 0 | 7.3316 | 0 | 6.6717 | 2.7389 | 2.4359 | 6.6717 | 2.7389 | 2.4359 | 7.4037 | 3.0394 | 2.4359 | 4.697% | 0.2472 | 0.23496 | 631.3929 | 85.1107 | 27.1817 | 519.1005 | 633.0714 | 0 | 0 | 633.0714 | 0.001539%
2027 | 221 | 221-788 | Tier-3 | Tier-3---12 | 5--5 | 367 | 100% | 677.5152 | 96.42% | 3.298% | 0.2798% | 32.3372 | 0 | 0 | 32.3372 | 0 | 29.4264 | 2.8475 | 10.3341 | 29.4264 | 2.8475 | 10.3341 | 32.655 | 3.1599 | 10.3341 | 4.773% | 0.18975 | 0.18036 | 3570.5978 | 586.4326 | 168.8515 | 2815.3137 | 3577.2505 | 0 | 0 | 3577.2505 | 0.006788%
2027 | 221 | 221-824 | Tier-3 | Tier-3---13 | 5--4 | 163 | 100% | 431.5232 | 83.48% | 15.96% | 0.5616% | 17.831 | 0 | 0 | 17.831 | 0 | 16.2259 | 1.2647 | 12.8299 | 16.2259 | 1.2647 | 12.8299 | 18.0062 | 1.4035 | 12.8299 | 4.132% | 0.18396 | 0.17486 | 2345.6862 | 321.7207 | 355.7349 | 1668.2306 | 2365.8706 | 0 | 0 | 2365.8706 | 0.003743%
2027 | 222 | 222-1433R | Tier-3 | Tier-3---5 | 5--5 | 169 | 100% | 1073.7524 | 96.43% | 3.224% | 0.3472% | 51.2525 | 0 | 0 | 51.2525 | 0 | 46.6391 | 1.3113 | 35.5684 | 46.6391 | 1.3113 | 35.5684 | 51.7562 | 1.4551 | 35.5684 | 4.773% | 0.37266 | 0.35421 | 2881.3332 | 440.8984 | 92.1003 | 2348.3345 | 2886.6922 | 0 | 0 | 2886.6922 | 0.01076%
2027 | 222 | 222-1503R | Tier-3 | Tier-3---15 | 5--4 | 514 | 100% | 289.1141 | 77.72% | 21.59% | 0.6888% | 11.1231 | 0 | 0 | 11.1231 | 0 | 10.1218 | 3.9881 | 2.538 | 10.1218 | 3.9881 | 2.538 | 11.2324 | 4.4256 | 2.538 | 3.847% | 0.23465 | 0.22303 | 1232.1205 | 140.7183 | 258.7997 | 832.6024 | 1246.4147 | 0 | 0 | 1246.4147 | 0.002335%
2027 | 222 | 222-1523R | Tier-3 | Tier-3---7 | 5--5 | 2343 | 100% | 1341.7279 | 81.78% | 17.54% | 0.6801% | 54.3129 | 0 | 0 | 54.3129 | 0 | 49.424 | 18.1791 | 2.7187 | 49.424 | 18.1791 | 2.7187 | 54.8467 | 20.1736 | 2.7187 | 4.048% | 0.26901 | 0.25569 | 4987.6805 | 618.9983 | 835.0785 | 3533.6036 | 5035.0131 | 0 | 0 | 5035.0131 | 0.0114%
2027 | 222 | 222-1986R | Tier-3 | Tier-3---1 | 5--5 | 676 | 100% | 6887.3845 | 91.59% | 8.216% | 0.1933% | 312.256 | 0 | 0 | 312.256 | 0 | 284.1487 | 5.245 | 54.1751 | 284.1487 | 5.245 | 54.1751 | 315.3248 | 5.8205 | 54.1751 | 4.534% | 0.41507 | 0.39452 | 16593.3004 | 2725.7619 | 1237.4149 | 12630.1236 | 16665.9691 | 0 | 0 | 16665.9691 | 0.06554%
2027 | 222 | 222-1988R | Tier-3 | Tier-3---11 | 5--4 | 13 | 100% | 316.0275 | 91.8% | 8.01% | 0.1868% | 14.3611 | 0 | 0 | 14.3611 | 0 | 13.0684 | 0.10087 | 129.563 | 13.0684 | 0.10087 | 129.563 | 14.5023 | 0.11193 | 129.563 | 4.544% | 0.34461 | 0.32755 | 917.0546 | 137.1058 | 68.1895 | 711.7593 | 920.9692 | 0 | 0 | 920.9692 | 0.003014%
2027 | 222 | 222-1990R | Tier-3 | Tier-3---1 | 5--5 | 375 | 100% | 4318.7821 | 96.21% | 3.588% | 0.2018% | 205.6787 | 0 | 0 | 205.6787 | 0 | 187.1649 | 2.9096 | 64.3271 | 187.1649 | 2.9096 | 64.3271 | 207.7001 | 3.2288 | 64.3271 | 4.762% | 0.41211 | 0.39171 | 10479.6421 | 1615.523 | 393.9401 | 8470.179 | 10500.323 | 0 | 0 | 10500.323 | 0.04317%
2027 | 222 | 222-1992R | Tier-3 | Tier-3---18 | 5--2 | 36 | 100% | 77.8798 | 51.19% | 47.85% | 0.9609% | 1.9735 | 0 | 0 | 1.9735 | 0 | 1.7958 | 0.27932 | 6.4294 | 1.7958 | 0.27932 | 6.4294 | 1.9929 | 0.30997 | 6.4294 | 2.534% | 0.22115 | 0.2102 | 352.1575 | 26.3738 | 147.8812 | 177.9024 | 361.1086 | 0 | 0 | 361.1086 | 0.0004142%
2027 | 222 | 222-2013R | Tier-3 | Tier-3---7 | 5--5 | 1345 | 100% | 1434.8215 | 80% | 19.3% | 0.6983% | 56.8219 | 0 | 0 | 56.8219 | 0 | 51.7072 | 10.4357 | 4.9548 | 51.7072 | 10.4357 | 4.9548 | 57.3804 | 11.5807 | 4.9548 | 3.96% | 0.27927 | 0.26545 | 5137.7317 | 647.5611 | 923.7481 | 3566.4225 | 5191.2329 | 0 | 0 | 5191.2329 | 0.01193%
2027 | 222 | 222-2063 | Tier-3 | Tier-3---9 | 5--5 | 192 | 100% | 621.1772 | 98.86% | 0.7243% | 0.4185% | 30.3969 | 0 | 0 | 30.3969 | 0 | 27.6608 | 1.4897 | 18.5679 | 27.6608 | 1.4897 | 18.5679 | 30.6956 | 1.6532 | 18.5679 | 4.893% | 0.23776 | 0.22599 | 2612.6138 | 401.8596 | 25.7342 | 2185.02 | 2614.1686 | 0 | 0 | 2614.1686 | 0.00638%
2027 | 222 | 222-2085 | Tier-3 | Tier-3---3 | 5--5 | 3380 | 100% | 3261.4227 | 83.38% | 16% | 0.6198% | 134.6122 | 0 | 0 | 134.6122 | 0 | 122.4953 | 26.225 | 4.6709 | 122.4953 | 26.225 | 4.6709 | 135.9352 | 29.1024 | 4.6709 | 4.127% | 0.35117 | 0.33379 | 9287.3202 | 1207.9834 | 1459.1451 | 6620.1916 | 9367.6954 | 0 | 0 | 9367.6954 | 0.02826%
2027 | 223 | 223-536R | Tier-2 | Tier-2---19 | 1--4 | 5 | 100% | 4.8357 | 94.16% | 0% | 5.835% | 0.2254 | 0 | 0 | 0.2254 | 0 | 0.20511 | 0.038794 | 5.2871 | 0.20511 | 0.038794 | 5.2871 | 0.22761 | 0.043051 | 5.2871 | 4.661% | 0.0018852 | 0.0017919 | 2565.0639 | 388.8234 | 137.2862 | 2038.9544 | 2572.8591 | 0 | 0 | 2572.8591 | 4.731e-05%
2027 | 230 | 230-1008R | Tier-2 | Tier-2---16 | 4--3 | 6 | 100% | 29.9584 | 96.46% | 2.54% | 0.9994% | 1.4305 | 0 | 0 | 1.4305 | 0 | 1.3017 | 0.046553 | 27.9613 | 1.3017 | 0.046553 | 27.9613 | 1.4445 | 0.051661 | 27.9613 | 4.775% | 0.055697 | 0.05294 | 537.8829 | 82.2553 | 33.2931 | 422.3344 | 538.8743 | 0 | 0 | 538.8743 | 0.0003003%
2027 | 230 | 230-127AE | Tier-2 | Tier-2---7 | 5--5 | 997 | 100% | 422.4651 | 76.79% | 21.48% | 1.73% | 16.0577 | 0 | 0 | 16.0577 | 0 | 14.6123 | 7.7356 | 1.889 | 14.6123 | 7.7356 | 1.889 | 16.2155 | 8.5843 | 1.889 | 3.801% | 0.093988 | 0.089336 | 4494.8739 | 563.2432 | 960.6446 | 2970.9861 | 4549.2118 | 0 | 0 | 4549.2118 | 0.003371%
2027 | 230 | 230-133AE | Tier-2 | Tier-2---6 | 5--5 | 1487 | 100% | 947.6516 | 88.55% | 10.64% | 0.8078% | 41.5386 | 0 | 0 | 41.5386 | 0 | 37.7995 | 11.5375 | 3.2762 | 37.7995 | 11.5375 | 3.2762 | 41.9468 | 12.8033 | 3.2762 | 4.383% | 0.095565 | 0.090834 | 9916.3461 | 1445.4329 | 1050.4793 | 7420.4339 | 9975.4668 | 0 | 0 | 9975.4668 | 0.008719%
2027 | 230 | 230-1586R | Tier-2 | Tier-2---7 | 4--5 | 942 | 100% | 476.4865 | 62.01% | 36.72% | 1.273% | 14.6255 | 0 | 0 | 14.6255 | 0 | 13.309 | 7.3089 | 1.8209 | 13.309 | 7.3089 | 1.8209 | 14.7693 | 8.1108 | 1.8209 | 3.069% | 0.084625 | 0.080436 | 5630.5637 | 561.1393 | 2038.0856 | 3031.3388 | 5741.9633 | 0 | 0 | 5741.9633 | 0.00307%
2027 | 230 | 230-1606R | Tier-2 | Tier-2---11 | 4--4 | 284 | 100% | 185.0767 | 40.42% | 58.67% | 0.9045% | 3.7033 | 0 | 0 | 3.7033 | 0 | 3.3699 | 2.2035 | 1.5293 | 3.3699 | 2.2035 | 1.5293 | 3.7397 | 2.4453 | 1.5293 | 2.001% | 0.062818 | 0.059709 | 2946.2367 | 194.5466 | 1610.7155 | 1140.9746 | 3037.6479 | 0 | 0 | 3037.6479 | 0.0007773%
2027 | 230 | 230-181 | Tier-2 | Tier-2---9 | 4--4 | 133 | 100% | 148.8171 | 90.62% | 8.321% | 1.055% | 6.6758 | 0 | 0 | 6.6758 | 0 | 6.0749 | 1.0319 | 5.8869 | 6.0749 | 1.0319 | 5.8869 | 6.7414 | 1.1452 | 5.8869 | 4.486% | 0.063241 | 0.060111 | 2353.1666 | 304.6061 | 482.4063 | 1566.1542 | 2364.6565 | 0 | 0 | 2364.6565 | 0.001401%
2027 | 230 | 230-2060R | Tier-2 | Tier-2---4 | 4--5 | 791 | 100% | 578.2503 | 86.36% | 12.53% | 1.105% | 24.7195 | 0 | 0 | 24.7195 | 0 | 22.4944 | 6.1373 | 3.6652 | 22.4944 | 6.1373 | 3.6652 | 24.9625 | 6.8106 | 3.6652 | 4.275% | 0.088414 | 0.084038 | 6540.2273 | 927.2098 | 823.7907 | 4789.2268 | 6586.6807 | 0 | 0 | 6586.6807 | 0.005189%
2027 | 230 | 230-2067 | Tier-2 | Tier-2---16 | 4--3 | 14 | 100% | 24.6544 | 66.14% | 33% | 0.8592% | 0.8072 | 0 | 0 | 0.8072 | 0 | 0.73454 | 0.10862 | 6.7622 | 0.73454 | 0.10862 | 6.7622 | 0.81513 | 0.12054 | 6.7622 | 3.274% | 0.054619 | 0.051915 | 451.389 | 49.4904 | 139.1284 | 262.7702 | 459.348 | 0 | 0 | 459.348 | 0.0001694%
2027 | 230 | 230-371AE | Tier-2 | Tier-2---13 | 4--3 | 110 | 100% | 66.0989 | 47.04% | 51.57% | 1.387% | 1.5392 | 0 | 0 | 1.5392 | 0 | 1.4007 | 0.85348 | 1.6411 | 1.4007 | 0.85348 | 1.6411 | 1.5543 | 0.94712 | 1.6411 | 2.329% | 0.059006 | 0.056085 | 1120.2069 | 86.6285 | 524.1056 | 509.4728 | 1151.1006 | 0 | 0 | 1151.1006 | 0.0003231%
2027 | 231 | 231-1136R | Tier-2 | Tier-2---7 | 4--5 | 1015 | 100% | 532.5953 | 91.49% | 6.883% | 1.625% | 24.1206 | 0 | 0 | 24.1206 | 0 | 21.9494 | 7.8753 | 2.7871 | 21.9494 | 7.8753 | 2.7871 | 24.3576 | 8.7393 | 2.7871 | 4.529% | 0.054655 | 0.051949 | 9744.7482 | 1528.1869 | 1244.2736 | 6972.2877 | 9787.9229 | 0 | 0 | 9787.9229 | 0.005063%
2027 | 231 | 231-1635R | Tier-2 | Tier-2---4 | 5--5 | 3357 | 100% | 1024.1696 | 93.53% | 4.422% | 2.048% | 47.4165 | 0 | 0 | 47.4165 | 0 | 43.1484 | 26.0466 | 1.6566 | 43.1484 | 26.0466 | 1.6566 | 47.8825 | 28.9043 | 1.6566 | 4.63% | 0.11648 | 0.11071 | 8792.8912 | 1469.9696 | 598.2137 | 6724.7079 | 8822.5165 | 0 | 0 | 8822.5165 | 0.009953%
2027 | 232 | 232-40AE | Tier-2 | Tier-2---19 | 2--3 | 6 | 100% | 11.1503 | 0.2712% | 98.76% | 0.9657% | 0.001497 | 0 | 0 | 0.001497 | 0 | 0.0013622 | 0.046553 | 0.029261 | 0.0013622 | 0.046553 | 0.029261 | 0.0015117 | 0.051661 | 0.029261 | 0.01343% | 0.0059544 | 0.0056597 | 1872.6196 | 2.8979 | 1701.602 | 168.1196 | 1969.8771 | 0 | 0 | 1969.8771 | 3.142e-07%
2027 | 233 | 233-123R | Tier-2 | Tier-2---4 | 4--5 | 1436 | 100% | 528.7545 | 93.49% | 4.613% | 1.898% | 24.4691 | 0 | 0 | 24.4691 | 0 | 22.2666 | 11.1418 | 1.9985 | 22.2666 | 11.1418 | 1.9985 | 24.7096 | 12.3642 | 1.9985 | 4.628% | 0.06125 | 0.058219 | 8632.6707 | 1309.838 | 600.1971 | 6722.6355 | 8661.9434 | 0 | 0 | 8661.9434 | 0.005136%
2027 | 233 | 233-41R | Tier-2 | Tier-2---9 | 4--5 | 475 | 100% | 183.353 | 90.69% | 5.205% | 4.101% | 8.2314 | 0 | 0 | 8.2314 | 0 | 7.4904 | 3.6855 | 2.0324 | 7.4904 | 3.6855 | 2.0324 | 8.3123 | 4.0898 | 2.0324 | 4.489% | 0.044487 | 0.042285 | 4121.4954 | 626.0879 | 496.8097 | 2998.5978 | 4141.4696 | 0 | 0 | 4141.4696 | 0.001728%
2027 | 233 | 233-81F | Tier-2 | Tier-2---12 | 3--5 | 392 | 100% | 110.7293 | 80.07% | 17.19% | 2.737% | 4.3887 | 0 | 0 | 4.3887 | 0 | 3.9937 | 3.0415 | 1.3131 | 3.9937 | 3.0415 | 1.3131 | 4.4319 | 3.3752 | 1.3131 | 3.963% | 0.02204 | 0.020949 | 5024.0598 | 647.7753 | 960.0108 | 3416.2738 | 5076.2039 | 0 | 0 | 5076.2039 | 0.0009212%
2027 | 233 | 233-86F | Tier-2 | Tier-2---8 | 5--5 | 870 | 100% | 706.2331 | 54.32% | 44.07% | 1.616% | 18.9878 | 0 | 0 | 18.9878 | 0 | 17.2787 | 6.7502 | 2.5597 | 17.2787 | 6.7502 | 2.5597 | 19.1745 | 7.4908 | 2.5597 | 2.689% | 0.1204 | 0.11444 | 5865.9084 | 518.326 | 2449.0121 | 2898.5703 | 6005.4678 | 0 | 0 | 6005.4678 | 0.003986%
2027 | 234 | 234-48R | Tier-2 | Tier-2---4 | 4--5 | 1397 | 100% | 716.3442 | 96.34% | 2.639% | 1.021% | 34.1612 | 0 | 0 | 34.1612 | 0 | 31.0863 | 10.8392 | 2.868 | 31.0863 | 10.8392 | 2.868 | 34.497 | 12.0284 | 2.868 | 4.769% | 0.047931 | 0.045559 | 14945.1963 | 2921.5226 | 549.3325 | 11474.3413 | 14973.6824 | 0 | 0 | 14973.6824 | 0.00717%
2027 | 235 | 235-897R | Tier-2 | Tier-2---5 | 5--5 | 250 | 100% | 866.8246 | 43.88% | 55.6% | 0.5206% | 18.8293 | 0 | 0 | 18.8293 | 0 | 17.1344 | 1.9397 | 8.8334 | 17.1344 | 1.9397 | 8.8334 | 19.0143 | 2.1525 | 8.8334 | 2.172% | 0.1179 | 0.11206 | 7352.2019 | 570.5761 | 3790.2833 | 2991.3426 | 7567.0664 | 0 | 0 | 7567.0664 | 0.003952%
2027 | 235 | 235-899R | Tier-2 | Tier-2---1 | 5--5 | 738 | 100% | 2436.3247 | 84.48% | 15.14% | 0.3828% | 101.8834 | 0 | 0 | 101.8834 | 0 | 92.7125 | 5.7261 | 16.1913 | 92.7125 | 5.7261 | 16.1913 | 102.8847 | 6.3543 | 16.1913 | 4.182% | 0.15496 | 0.14729 | 15721.7941 | 2441.7508 | 2344.0438 | 10935.9995 | 15848.8506 | 0 | 0 | 15848.8506 | 0.02139%
2027 | 236 | 236-1535R | Tier-3 | Tier-3---4 | 5--5 | 814 | 100% | 1123.8498 | 89.29% | 10.22% | 0.4922% | 49.6715 | 0 | 0 | 49.6715 | 0 | 45.2004 | 6.3157 | 7.1568 | 45.2004 | 6.3157 | 7.1568 | 50.1597 | 7.0087 | 7.1568 | 4.42% | 0.12847 | 0.12211 | 8747.8328 | 1479.3496 | 871.8453 | 6396.6378 | 8796.6325 | 0 | 0 | 8796.6325 | 0.01043%
2027 | 236 | 236-1561R | Tier-3 | Tier-3---13 | 5--4 | 270 | 100% | 444.4117 | 83% | 16.25% | 0.7514% | 18.2577 | 0 | 0 | 18.2577 | 0 | 16.6142 | 2.0949 | 7.9308 | 16.6142 | 2.0949 | 7.9308 | 18.4371 | 2.3247 | 7.9308 | 4.108% | 0.17766 | 0.16886 | 2501.5323 | 344.8298 | 385.247 | 1771.4555 | 2523.6848 | 0 | 0 | 2523.6848 | 0.003832%
2027 | 236 | 236-1563R | Tier-3 | Tier-3---13 | 5--4 | 156 | 100% | 322.2295 | 90.43% | 8.853% | 0.72% | 14.4235 | 0 | 0 | 14.4235 | 0 | 13.1252 | 1.2104 | 10.8438 | 13.1252 | 1.2104 | 10.8438 | 14.5652 | 1.3432 | 10.8438 | 4.476% | 0.17215 | 0.16363 | 1871.7647 | 281.6479 | 145.5683 | 1444.5485 | 1881.0961 | 0 | 0 | 1881.0961 | 0.003027%
2027 | 236 | 236-1567R | Tier-3 | Tier-3---10 | 5--5 | 513 | 100% | 728.3381 | 86.22% | 13.17% | 0.6054% | 31.0853 | 0 | 0 | 31.0853 | 0 | 28.2872 | 3.9803 | 7.1068 | 28.2872 | 3.9803 | 7.1068 | 31.3908 | 4.417 | 7.1068 | 4.268% | 0.18129 | 0.17232 | 4017.5481 | 642.8423 | 507.3315 | 2867.3744 | 4046.3759 | 0 | 0 | 4046.3759 | 0.006525%
2027 | 236 | 236-1569R | Tier-3 | Tier-3---8 | 5--5 | 985 | 100% | 2598.3213 | 86.94% | 12.66% | 0.4079% | 111.8136 | 0 | 0 | 111.8136 | 0 | 101.7489 | 7.6425 | 13.3136 | 101.7489 | 7.6425 | 13.3136 | 112.9125 | 8.481 | 13.3136 | 4.303% | 0.21435 | 0.20374 | 12122.1344 | 1764.7125 | 1443.2517 | 8914.1702 | 12204.6105 | 0 | 0 | 12204.6105 | 0.02347%
2027 | 236 | 236-1573R | Tier-3 | Tier-3---7 | 5--5 | 252 | 100% | 969.4749 | 84.94% | 14.59% | 0.4654% | 40.7624 | 0 | 0 | 40.7624 | 0 | 37.0932 | 1.9552 | 18.9712 | 37.0932 | 1.9552 | 18.9712 | 41.163 | 2.1698 | 18.9712 | 4.205% | 0.18488 | 0.17572 | 5243.9365 | 792.3542 | 712.8146 | 3738.7677 | 5285.0612 | 0 | 0 | 5285.0612 | 0.008556%
2027 | 237 | 237-1761R | Tier-3 | Tier-3---12 | 5--5 | 112 | 100% | 522.7762 | 95.9% | 3.361% | 0.7442% | 24.8152 | 0 | 0 | 24.8152 | 0 | 22.5815 | 0.86899 | 25.9858 | 22.5815 | 0.86899 | 25.9858 | 25.0591 | 0.96434 | 25.9858 | 4.747% | 0.14935 | 0.14196 | 3500.2866 | 538.7804 | 128.5026 | 2833.0037 | 3507.7692 | 0 | 0 | 3507.7692 | 0.005209%
2027 | 237 | 237-1765R | Tier-3 | Tier-3---1 | 5--5 | 316 | 100% | 2444.4351 | 92.59% | 7.183% | 0.2234% | 112.0377 | 0 | 0 | 112.0377 | 0 | 101.9528 | 2.4518 | 41.5827 | 101.9528 | 2.4518 | 41.5827 | 113.1388 | 2.7208 | 41.5827 | 4.583% | 0.25909 | 0.24626 | 9434.877 | 1790.0282 | 634.4518 | 7010.397 | 9471.2689 | 0 | 0 | 9471.2689 | 0.02352%
2027 | 237 | 237-17R | Tier-2 | Tier-2---1 | 5--5 | 996 | 100% | 2654.2774 | 88.95% | 10.68% | 0.3671% | 116.8717 | 0 | 0 | 116.8717 | 0 | 106.3516 | 7.7278 | 13.7621 | 106.3516 | 7.7278 | 13.7621 | 118.0203 | 8.5757 | 13.7621 | 4.403% | 0.15539 | 0.1477 | 17081.2815 | 2840.7254 | 1819.0583 | 12421.4979 | 17179.5559 | 0 | 0 | 17179.5559 | 0.02453%
2027 | 237 | 237-26F | Tier-2 | Tier-2---10 | 5--4 | 81 | 100% | 243.3269 | 22.41% | 76.53% | 1.061% | 2.6994 | 0 | 0 | 2.6994 | 0 | 2.4564 | 0.62847 | 3.9086 | 2.4564 | 0.62847 | 3.9086 | 2.7259 | 0.69742 | 3.9086 | 1.109% | 0.10897 | 0.10358 | 2232.9014 | 83.0982 | 1551.1406 | 598.6626 | 2323.1249 | 0 | 0 | 2323.1249 | 0.0005666%
2027 | 237 | 237-28F | Tier-2 | Tier-2---7 | 5--5 | 35 | 100% | 276.8464 | 89.51% | 9.983% | 0.5111% | 12.2658 | 0 | 0 | 12.2658 | 0 | 11.1617 | 0.27156 | 41.102 | 11.1617 | 0.27156 | 41.102 | 12.3863 | 0.30136 | 41.102 | 4.431% | 0.10804 | 0.1027 | 2562.3441 | 370.7553 | 259.1168 | 1932.4719 | 2576.3477 | 0 | 0 | 2576.3477 | 0.002575%
2027 | 237 | 237-2R | Tier-3 | Tier-3---2 | 5--5 | 1029 | 100% | 3287.5739 | 91.84% | 7.803% | 0.3572% | 149.4548 | 0 | 0 | 149.4548 | 0 | 136.0018 | 7.9839 | 17.0345 | 136.0018 | 7.9839 | 17.0345 | 150.9237 | 8.8599 | 17.0345 | 4.546% | 0.18156 | 0.17257 | 18107.5885 | 3632.5791 | 1358.7984 | 13116.211 | 18184.543 | 0 | 0 | 18184.543 | 0.03137%
2027 | 237 | 237-30R | Tier-3 | Tier-3---1 | 5--5 | 1238 | 100% | 6959.5787 | 90.17% | 9.556% | 0.2771% | 310.6253 | 0 | 0 | 310.6253 | 0 | 282.6648 | 9.6055 | 29.4274 | 282.6648 | 9.6055 | 29.4274 | 313.6781 | 10.6594 | 29.4274 | 4.463% | 0.49249 | 0.46811 | 14131.5489 | 2201.6928 | 1248.2128 | 10681.6433 | 14203.9124 | 0 | 0 | 14203.9124 | 0.0652%
2027 | 239 | 239-2207R | Tier-3 | Tier-3---16 | 4--4 | 725 | 100% | 165.8683 | 90.26% | 7.593% | 2.142% | 7.4112 | 0 | 0 | 7.4112 | 0 | 6.7441 | 5.6252 | 1.1989 | 6.7441 | 5.6252 | 1.1989 | 7.484 | 6.2424 | 1.1989 | 4.468% | 0.078224 | 0.074352 | 2120.4383 | 333.2176 | 179.7389 | 1607.4818 | 2131.1885 | 0 | 0 | 2131.1885 | 0.001556%
2027 | 239 | 239-2211R | Tier-3 | Tier-3---16 | 5--4 | 131 | 100% | 226.1764 | 90.88% | 8.368% | 0.7485% | 10.1751 | 0 | 0 | 10.1751 | 0 | 9.2592 | 1.0164 | 9.1097 | 9.2592 | 1.0164 | 9.1097 | 10.2751 | 1.1279 | 9.1097 | 4.499% | 0.11902 | 0.11313 | 1900.3448 | 281.2109 | 151.0924 | 1468.0415 | 1909.367 | 0 | 0 | 1909.367 | 0.002136%
2027 | 239 | 239-2213R | Tier-3 | Tier-3---15 | 5--4 | 504 | 100% | 215.3295 | 82.04% | 16.39% | 1.578% | 8.744 | 0 | 0 | 8.744 | 0 | 7.9569 | 3.9105 | 2.0348 | 7.9569 | 3.9105 | 2.0348 | 8.8299 | 4.3395 | 2.0348 | 4.061% | 0.1294 | 0.123 | 1664.0021 | 212.2821 | 299.3019 | 1152.4181 | 1679.5697 | 0 | 0 | 1679.5697 | 0.001835%
2027 | 239 | 239-2215R | Tier-3 | Tier-3---10 | 5--5 | 918 | 100% | 915.8385 | 88.22% | 10.91% | 0.8692% | 39.9934 | 0 | 0 | 39.9934 | 0 | 36.3935 | 7.1227 | 5.1095 | 36.3935 | 7.1227 | 5.1095 | 40.3865 | 7.9041 | 5.1095 | 4.367% | 0.15408 | 0.14645 | 5944.0776 | 898.9932 | 660.8714 | 4384.2129 | 5980.5448 | 0 | 0 | 5980.5448 | 0.008395%
2027 | 239 | 239-2217R | Tier-3 | Tier-3---16 | 4--4 | 635 | 100% | 444.3449 | 30.41% | 68.9% | 0.6851% | 6.6893 | 0 | 0 | 6.6893 | 0 | 6.0872 | 4.9269 | 1.2355 | 6.0872 | 4.9269 | 1.2355 | 6.755 | 5.4675 | 1.2355 | 1.505% | 0.073205 | 0.069582 | 6069.8378 | 288.4259 | 3924.7521 | 1856.6598 | 6289.8062 | 0 | 0 | 6289.8062 | 0.001404%
2027 | 239 | 239-89R | Tier-3 | Tier-3---17 | 4--4 | 65 | 100% | 82.0466 | 94.42% | 3.771% | 1.81% | 3.8346 | 0 | 0 | 3.8346 | 0 | 3.4895 | 0.50433 | 6.9191 | 3.4895 | 0.50433 | 6.9191 | 3.8723 | 0.55966 | 6.9191 | 4.674% | 0.064786 | 0.061579 | 1266.4282 | 154.9054 | 278.3508 | 833.172 | 1270.1091 | 0 | 0 | 1270.1091 | 0.0008049%
2027 | 240 | 240-1028R | Tier-2 | Tier-2---9 | 4--5 | 257 | 100% | 195.1953 | 90.44% | 7.788% | 1.769% | 8.7387 | 0 | 0 | 8.7387 | 0 | 7.9521 | 1.994 | 3.9879 | 7.9521 | 1.994 | 3.9879 | 8.8245 | 2.2128 | 3.9879 | 4.477% | 0.045174 | 0.042938 | 4320.9466 | 718.78 | 412.5342 | 3189.6324 | 4342.4545 | 0 | 0 | 4342.4545 | 0.001834%
2027 | 240 | 240-1044 | Tier-3 | Tier-3---16 | 4--4 | 110 | 100% | 119.2796 | 91.6% | 7.213% | 1.188% | 5.4083 | 0 | 0 | 5.4083 | 0 | 4.9215 | 0.85348 | 5.7664 | 4.9215 | 0.85348 | 5.7664 | 5.4615 | 0.94712 | 5.7664 | 4.534% | 0.076308 | 0.072531 | 1563.1261 | 243.3751 | 155.5211 | 1164.2298 | 1569.9649 | 0 | 0 | 1569.9649 | 0.001135%
2027 | 240 | 240-1148 | Tier-3 | Tier-3---17 | 4--4 | 98 | 100% | 81.4187 | 85.86% | 11.44% | 2.706% | 3.4602 | 0 | 0 | 3.4602 | 0 | 3.1487 | 0.76037 | 4.141 | 3.1487 | 0.76037 | 4.141 | 3.4942 | 0.8438 | 4.141 | 4.25% | 0.037482 | 0.035627 | 2172.1964 | 294.7676 | 257.633 | 1619.7958 | 2188.1967 | 0 | 0 | 2188.1967 | 0.0007263%
2027 | 240 | 240-2004R | Tier-3 | Tier-3---12 | 5--5 | 971 | 100% | 772.9985 | 88.27% | 9.933% | 1.797% | 33.7751 | 0 | 0 | 33.7751 | 0 | 30.7348 | 7.5339 | 4.0796 | 30.7348 | 7.5339 | 4.0796 | 34.107 | 8.3605 | 4.0796 | 4.369% | 0.095775 | 0.091035 | 8070.9504 | 1314.8813 | 873.0539 | 5883.0151 | 8120.2544 | 0 | 0 | 8120.2544 | 0.007089%
2027 | 240 | 240-2006R | Tier-3 | Tier-3---12 | 4--5 | 530 | 100% | 539.6343 | 93.67% | 5.127% | 1.207% | 25.02 | 0 | 0 | 25.02 | 0 | 22.7679 | 4.1122 | 5.5367 | 22.7679 | 4.1122 | 5.5367 | 25.2659 | 4.5634 | 5.5367 | 4.636% | 0.06999 | 0.066526 | 7710.1411 | 1171.5655 | 451.3222 | 6087.2534 | 7735.573 | 0 | 0 | 7735.573 | 0.005252%
2027 | 240 | 240-2032R | Tier-3 | Tier-3---12 | 5--5 | 549 | 100% | 650.049 | 82.45% | 16.15% | 1.395% | 26.5314 | 0 | 0 | 26.5314 | 0 | 24.1432 | 4.2596 | 5.6679 | 24.1432 | 4.2596 | 5.6679 | 26.7922 | 4.727 | 5.6679 | 4.081% | 0.12278 | 0.1167 | 5294.5591 | 720.5691 | 843.0129 | 3730.977 | 5342.9398 | 0 | 0 | 5342.9398 | 0.005569%
2027 | 242 | 242-1426F | Tier-2 | Tier-2---10 | 5--4 | 164 | 100% | 427.3794 | 25.24% | 74.25% | 0.5092% | 5.3405 | 0 | 0 | 5.3405 | 0 | 4.8597 | 1.2725 | 3.8192 | 4.8597 | 1.2725 | 3.8192 | 5.3929 | 1.4121 | 3.8192 | 1.25% | 0.10724 | 0.10194 | 3985.1049 | 204.0417 | 2738.8493 | 1042.2139 | 4140.2501 | 0 | 0 | 4140.2501 | 0.001121%
2027 | 246 | 246-34R | Tier-3 | Tier-3---12 | 4--5 | 921 | 100% | 673.2377 | 73.17% | 25.57% | 1.264% | 24.3835 | 0 | 0 | 24.3835 | 0 | 22.1887 | 7.1459 | 3.1051 | 22.1887 | 7.1459 | 3.1051 | 24.6232 | 7.93 | 3.1051 | 3.622% | 0.070488 | 0.066999 | 9551.097 | 1283.5559 | 2416.0529 | 5851.4883 | 9684.5582 | 0 | 0 | 9684.5582 | 0.005118%
2027 | 247 | 247-46 | Tier-3 | Tier-3---16 | 4--5 | 333 | 100% | 297.9922 | 66.6% | 32.06% | 1.34% | 9.8236 | 0 | 0 | 9.8236 | 0 | 8.9393 | 2.5837 | 3.4599 | 8.9393 | 2.5837 | 3.4599 | 9.9201 | 2.8672 | 3.4599 | 3.297% | 0.045228 | 0.04299 | 6588.6081 | 720.5327 | 2027.5414 | 3840.534 | 6703.2179 | 0 | 0 | 6703.2179 | 0.002062%
2027 | 247 | 247-48 | Tier-2 | Tier-2---16 | 3--3 | 19 | 100% | 19.6012 | 90.45% | 8.053% | 1.494% | 0.87763 | 0 | 0 | 0.87763 | 0 | 0.79863 | 0.14742 | 5.4174 | 0.79863 | 0.14742 | 5.4174 | 0.88626 | 0.16359 | 5.4174 | 4.477% | 0.026216 | 0.024918 | 747.6923 | 111.2463 | 59.7602 | 576.6859 | 751.4096 | 0 | 0 | 751.4096 | 0.0001842%
2027 | 249 | 249-24R | Tier-3 | Tier-3---12 | 5--5 | 641 | 100% | 678.7483 | 77.57% | 20.95% | 1.472% | 26.063 | 0 | 0 | 26.063 | 0 | 23.717 | 4.9734 | 4.7687 | 23.717 | 4.9734 | 4.7687 | 26.3192 | 5.5191 | 4.7687 | 3.84% | 0.10094 | 0.09594 | 6724.4875 | 983.1026 | 1380.1319 | 4361.253 | 6803.0261 | 0 | 0 | 6803.0261 | 0.005471%
2027 | 252 | 252-129 | Tier-2 | Tier-2---18 | 3--3 | 9 | 100% | 18.3528 | 64.84% | 17.74% | 17.42% | 0.58905 | 0 | 0 | 0.58905 | 0 | 0.53602 | 0.06983 | 7.6761 | 0.53602 | 0.06983 | 7.6761 | 0.59483 | 0.077491 | 7.6761 | 3.21% | 0.02391 | 0.022726 | 767.5898 | 85.4984 | 240.0519 | 442.0395 | 781.6449 | 0 | 0 | 781.6449 | 0.0001236%
2027 | 283 | 283-55R | Tier-3 | Tier-3---9 | 5--5 | 81 | 100% | 691.0798 | 89.15% | 10.28% | 0.5685% | 30.4985 | 0 | 0 | 30.4985 | 0 | 27.7532 | 0.62847 | 44.16 | 27.7532 | 0.62847 | 44.16 | 30.7982 | 0.69742 | 44.16 | 4.413% | 0.20157 | 0.19159 | 3428.458 | 524.1491 | 347.4063 | 2556.9026 | 3447.8217 | 0 | 0 | 3447.8217 | 0.006402%
2027 | 283 | 283-71F | Tier-3 | Tier-3---13 | 5--4 | 245 | 100% | 488.2766 | 50.8% | 48.52% | 0.6792% | 12.2794 | 0 | 0 | 12.2794 | 0 | 11.1741 | 1.9009 | 5.8782 | 11.1741 | 1.9009 | 5.8782 | 12.4001 | 2.1095 | 5.8782 | 2.515% | 0.19011 | 0.1807 | 2568.3277 | 217.0861 | 1132.2268 | 1219.0148 | 2634.1276 | 0 | 0 | 2634.1276 | 0.002577%
2027 | 288 | 288-149R | Tier-2 | Tier-2---12 | 3--5 | 4 | 100% | 110.4011 | 75.76% | 21.09% | 3.152% | 4.1401 | 0 | 0 | 4.1401 | 0 | 3.7674 | 0.031036 | 121.39 | 3.7674 | 0.031036 | 121.39 | 4.1808 | 0.034441 | 121.39 | 3.75% | 0.02124 | 0.020188 | 5197.889 | 630.048 | 1286.7386 | 3281.1025 | 5263.511 | 0 | 0 | 5263.511 | 0.000869%
2027 | 288 | 288-2375R | Tier-2 | Tier-2---19 | 2--4 | 9 | 100% | 8.0662 | 91.05% | 6.346% | 2.603% | 0.36354 | 0 | 0 | 0.36354 | 0 | 0.33082 | 0.06983 | 4.7375 | 0.33082 | 0.06983 | 4.7375 | 0.36711 | 0.077491 | 4.7375 | 4.507% | 0.0067116 | 0.0063794 | 1201.8253 | 174.6812 | 136.8966 | 890.2475 | 1207.4267 | 0 | 0 | 1207.4267 | 7.631e-05%
2027 | 288 | 288-2380F | Tier-2 | Tier-2---12 | 4--5 | 329 | 100% | 114.0664 | 66.42% | 32.7% | 0.8812% | 3.7504 | 0 | 0 | 3.7504 | 0 | 3.4128 | 2.5527 | 1.3369 | 3.4128 | 2.5527 | 1.3369 | 3.7872 | 2.8327 | 1.3369 | 3.288% | 0.030344 | 0.028842 | 3759.1098 | 411.8777 | 1165.9601 | 2181.2719 | 3824.8446 | 0 | 0 | 3824.8446 | 0.0007872%
2027 | 296 | 296-68F | Tier-2 | Tier-2---21 | 1--2 | 44 | 100% | 1.8827 | 64.81% | 0% | 35.19% | 0.060402 | 0 | 0 | 0.060402 | 0 | 0.054965 | 0.34139 | 0.161 | 0.054965 | 0.34139 | 0.161 | 0.060996 | 0.37885 | 0.161 | 3.208% | 0.0027146 | 0.0025802 | 693.5578 | 98.2554 | 297.2044 | 298.098 | 706.2671 | 0 | 0 | 706.2671 | 1.268e-05%
2027 | 300 | 300-483F | Tier-2 | Tier-2---12 | 3--5 | 4 | 100% | 101.1563 | 97.7% | 0% | 2.297% | 4.8922 | 0 | 0 | 4.8922 | 0 | 4.4519 | 0.031036 | 143.4438 | 4.4519 | 0.031036 | 143.4438 | 4.9403 | 0.034441 | 143.4438 | 4.836% | 0.018397 | 0.017486 | 5498.5218 | 994.0131 | 114.7317 | 4389.777 | 5505.0994 | 0 | 0 | 5505.0994 | 0.001027%
2027 | 300 | 300-484F | Tier-2 | Tier-2---9 | 4--5 | 129 | 100% | 230.1484 | 75.7% | 22.04% | 2.261% | 8.6234 | 0 | 0 | 8.6234 | 0 | 7.8472 | 1.0009 | 7.8402 | 7.8472 | 1.0009 | 7.8402 | 8.7082 | 1.1107 | 7.8402 | 3.747% | 0.039922 | 0.037946 | 5764.9522 | 606.5801 | 1692.4173 | 3465.9548 | 5837.922 | 0 | 0 | 5837.922 | 0.00181%
2027 | 307 | 307-1538F | Tier-2 | Tier-2---7 | 5--5 | 249 | 100% | 433.4142 | 51.51% | 48.13% | 0.3587% | 11.0514 | 0 | 0 | 11.0514 | 0 | 10.0567 | 1.932 | 5.2054 | 10.0567 | 1.932 | 5.2054 | 11.16 | 2.1439 | 5.2054 | 2.55% | 0.10098 | 0.09598 | 4292.1557 | 366.942 | 1865.6861 | 2059.5276 | 4400.5386 | 0 | 0 | 4400.5386 | 0.00232%
2027 | 307 | 307-234R | Tier-2 | Tier-2---4 | 5--5 | 590 | 100% | 684.1346 | 69.69% | 29.83% | 0.4763% | 23.6004 | 0 | 0 | 23.6004 | 0 | 21.476 | 4.5777 | 4.6914 | 21.476 | 4.5777 | 4.6914 | 23.8323 | 5.08 | 4.6914 | 3.45% | 0.11001 | 0.10456 | 6219.0213 | 711.7212 | 1737.152 | 3770.148 | 6317.1866 | 0 | 0 | 6317.1866 | 0.004954%
2027 | 308 | 308-485AE | Tier-2 | Tier-2---15 | 4--3 | 5 | 100% | 152.3393 | 1.469% | 97.9% | 0.6307% | 0.11079 | 0 | 0 | 0.11079 | 0 | 0.10082 | 0.038794 | 2.5989 | 0.10082 | 0.038794 | 2.5989 | 0.11188 | 0.043051 | 2.5989 | 0.07273% | 0.034738 | 0.033018 | 4385.3805 | 13.8979 | 3969.2995 | 402.1831 | 4610.4061 | 0 | 0 | 4610.4061 | 2.326e-05%
2027 | 308 | 308-563AE | Tier-2 | Tier-2---18 | 4--3 | 20 | 100% | 81.5523 | 7.703% | 91.46% | 0.8327% | 0.31095 | 0 | 0 | 0.31095 | 0 | 0.28296 | 0.15518 | 1.8235 | 0.28296 | 0.15518 | 1.8235 | 0.31401 | 0.1722 | 1.8235 | 0.3813% | 0.03316 | 0.031518 | 2459.3887 | 44.7352 | 2075.3977 | 339.2558 | 2577.6026 | 0 | 0 | 2577.6026 | 6.527e-05%
2027 | 311 | 311-1163F | Tier-2 | Tier-2---18 | 3--3 | 4 | 100% | 23.154 | 70.13% | 28.81% | 1.065% | 0.80378 | 0 | 0 | 0.80378 | 0 | 0.73143 | 0.031036 | 23.5674 | 0.73143 | 0.031036 | 23.5674 | 0.81168 | 0.034441 | 23.5674 | 3.471% | 0.018623 | 0.017701 | 1243.3167 | 81.357 | 709.3756 | 452.5841 | 1262.6574 | 0 | 0 | 1262.6574 | 0.0001687%
2027 | 311 | 311-1199 | Tier-2 | Tier-2---20 | 3--2 | 32 | 100% | 10.8001 | 28.53% | 67.91% | 3.563% | 0.1525 | 0 | 0 | 0.1525 | 0 | 0.13877 | 0.24828 | 0.55892 | 0.13877 | 0.24828 | 0.55892 | 0.154 | 0.27553 | 0.55892 | 1.412% | 0.018336 | 0.017428 | 589.0165 | 20.3604 | 431.6923 | 136.9639 | 610.9411 | 0 | 0 | 610.9411 | 3.201e-05%
2027 | 311 | 311-14R | Tier-2 | Tier-2---14 | 3--4 | 26 | 100% | 246.05 | 7.341% | 92.49% | 0.1658% | 0.89405 | 0 | 0 | 0.89405 | 0 | 0.81357 | 0.20173 | 4.033 | 0.81357 | 0.20173 | 4.033 | 0.90284 | 0.22386 | 4.033 | 0.3634% | 0.018935 | 0.017998 | 12994.1779 | 107.2013 | 11392.857 | 1494.1196 | 13621.2122 | 0 | 0 | 13621.2122 | 0.0001877%
2027 | 311 | 311-43 | Tier-2 | Tier-2---15 | 3--4 | 262 | 100% | 155.2668 | 1.703% | 96.44% | 1.86% | 0.13091 | 0 | 0 | 0.13091 | 0 | 0.11913 | 2.0328 | 0.058602 | 0.11913 | 2.0328 | 0.058602 | 0.1322 | 2.2559 | 0.058602 | 0.08431% | 0.027937 | 0.026554 | 5557.7075 | 11.1328 | 4976.695 | 569.8797 | 5842.211 | 0 | 0 | 5842.211 | 2.748e-05%
2027 | 312 | 312-14F | Tier-2 | Tier-2---14 | 3--4 | 38 | 100% | 197.5178 | 0.1105% | 99.63% | 0.2595% | 0.0108 | 0 | 0 | 0.0108 | 0 | 0.009828 | 0.29484 | 0.033334 | 0.009828 | 0.29484 | 0.033334 | 0.010906 | 0.32719 | 0.033334 | 0.005468% | 0.018868 | 0.017934 | 10468.4008 | 14.5481 | 9413.1367 | 1040.7161 | 11012.9704 | 0 | 0 | 11012.9704 | 2.267e-06%
2027 | 315 | 315-485AE | Tier-2 | Tier-2---14 | 2--5 | 323 | 100% | 44.4978 | 97.71% | 0% | 2.29% | 2.1522 | 0 | 0 | 2.1522 | 0 | 1.9585 | 2.5061 | 0.78147 | 1.9585 | 2.5061 | 0.78147 | 2.1733 | 2.7811 | 0.78147 | 4.837% | 0.00637 | 0.0060547 | 6985.5251 | 2468.7203 | 170.1118 | 4346.6929 | 6993.857 | 0 | 0 | 6993.857 | 0.0004517%
2027 | 350 | 350-2182R | Tier-2 | Tier-2---13 | 4--3 | 18 | 100% | 36.1393 | 94.02% | 5.411% | 0.5649% | 1.682 | 0 | 0 | 1.682 | 0 | 1.5306 | 0.13966 | 10.9594 | 1.5306 | 0.13966 | 10.9594 | 1.6985 | 0.15498 | 10.9594 | 4.654% | 0.068991 | 0.065576 | 523.8262 | 80.2912 | 27.7458 | 415.7892 | 525.4565 | 0 | 0 | 525.4565 | 0.000353%
2027 | 350 | 350-2188R | Tier-2 | Tier-2---5 | 5--5 | 1796 | 100% | 752.4795 | 78.87% | 19.12% | 2.014% | 29.3759 | 0 | 0 | 29.3759 | 0 | 26.7316 | 13.9349 | 1.9183 | 26.7316 | 13.9349 | 1.9183 | 29.6646 | 15.4639 | 1.9183 | 3.904% | 0.15121 | 0.14373 | 4976.3874 | 631.9786 | 954.5279 | 3389.8809 | 5031.1577 | 0 | 0 | 5031.1577 | 0.006166%
2027 | 350 | 350-2192R | Tier-2 | Tier-2---2 | 5--5 | 2181 | 100% | 2025.3012 | 87.53% | 11.37% | 1.097% | 87.7486 | 0 | 0 | 87.7486 | 0 | 79.8501 | 16.9221 | 4.7187 | 79.8501 | 16.9221 | 4.7187 | 88.611 | 18.7788 | 4.7187 | 4.333% | 0.18928 | 0.17991 | 10700.2197 | 1640.6573 | 1261.0201 | 7798.5423 | 10769.7208 | 0 | 0 | 10769.7208 | 0.01842%
2027 | 350 | 350-2196R | Tier-2 | Tier-2---5 | 5--5 | 2656 | 100% | 1111.1446 | 85.23% | 12.69% | 2.072% | 46.8801 | 0 | 0 | 46.8801 | 0 | 42.6603 | 20.6076 | 2.0701 | 42.6603 | 20.6076 | 2.0701 | 47.3409 | 22.8686 | 2.0701 | 4.219% | 0.19915 | 0.18929 | 5579.5197 | 797.1006 | 755.2806 | 4027.1385 | 5622.4251 | 0 | 0 | 5622.4251 | 0.00984%
2027 | 350 | 350-2201R | Tier-3 | Tier-3---4 | 5--5 | 1091 | 100% | 1600.0661 | 94.09% | 5.343% | 0.5699% | 74.5202 | 0 | 0 | 74.5202 | 0 | 67.8124 | 8.4649 | 8.011 | 67.8124 | 8.4649 | 8.011 | 75.2526 | 9.3937 | 8.011 | 4.657% | 0.1241 | 0.11796 | 12893.008 | 2307.4254 | 698.8971 | 9886.6855 | 12932.7085 | 0 | 0 | 12932.7085 | 0.01564%
2027 | 350 | 350-41R | Tier-2 | Tier-2---3 | 5--5 | 1620 | 100% | 1428.3995 | 91.38% | 7.839% | 0.7806% | 64.611 | 0 | 0 | 64.611 | 0 | 58.7951 | 12.5694 | 4.6776 | 58.7951 | 12.5694 | 4.6776 | 65.246 | 13.9485 | 4.6776 | 4.523% | 0.12896 | 0.12258 | 11076.0411 | 1996.9228 | 1010.9834 | 8068.135 | 11125.7625 | 0 | 0 | 11125.7625 | 0.01356%
2027 | 351 | 351-819R | Tier-2 | Tier-2---1 | 5--5 | 1027 | 100% | 2090.3176 | 91.75% | 7.875% | 0.3732% | 94.9359 | 0 | 0 | 94.9359 | 0 | 86.3904 | 7.9684 | 10.8417 | 86.3904 | 7.9684 | 10.8417 | 95.8689 | 8.8426 | 10.8417 | 4.542% | 0.14376 | 0.13664 | 14540.4698 | 3135.0555 | 1103.9508 | 10301.4635 | 14602.9309 | 0 | 0 | 14602.9309 | 0.01993%
2027 | 351 | 351-871R | Tier-3 | Tier-3---6 | 5--5 | 222 | 100% | 781.5367 | 96.92% | 2.713% | 0.3715% | 37.493 | 0 | 0 | 37.493 | 0 | 34.1181 | 1.7225 | 19.8076 | 34.1181 | 1.7225 | 19.8076 | 37.8615 | 1.9115 | 19.8076 | 4.797% | 0.11468 | 0.109 | 6814.8869 | 1079.7555 | 189.4866 | 5545.6448 | 6825.8322 | 0 | 0 | 6825.8322 | 0.00787%
2027 | 352 | 352-27R | Tier-3 | Tier-3---2 | 5--5 | 1531 | 100% | 1835.8142 | 93.66% | 5.876% | 0.4611% | 85.1138 | 0 | 0 | 85.1138 | 0 | 77.4524 | 11.8788 | 6.5202 | 77.4524 | 11.8788 | 6.5202 | 85.9503 | 13.1822 | 6.5202 | 4.636% | 0.11814 | 0.11229 | 15539.9427 | 3024.467 | 902.1857 | 11613.29 | 15591.2308 | 0 | 0 | 15591.2308 | 0.01787%
2027 | 353 | 353-1429R | Tier-2 | Tier-2---6 | 5--5 | 1034 | 100% | 1003.2846 | 77.44% | 22.07% | 0.495% | 38.4564 | 0 | 0 | 38.4564 | 0 | 34.9948 | 8.0227 | 4.362 | 34.9948 | 8.0227 | 4.362 | 38.8343 | 8.9029 | 4.362 | 3.833% | 0.12141 | 0.1154 | 8263.4579 | 1440.9039 | 1734.7877 | 5087.7663 | 8360.5633 | 0 | 0 | 8360.5633 | 0.008072%
2027 | 353 | 353-593F | Tier-2 | Tier-2---7 | 5--5 | 340 | 100% | 254.848 | 92.09% | 7.347% | 0.5637% | 11.617 | 0 | 0 | 11.617 | 0 | 10.5713 | 2.638 | 4.0073 | 10.5713 | 2.638 | 4.0073 | 11.7312 | 2.9275 | 4.0073 | 4.558% | 0.10537 | 0.10016 | 2418.5368 | 364.9212 | 170.4852 | 1883.1304 | 2428.5005 | 0 | 0 | 2428.5005 | 0.002438%
2027 | 353 | 353-594F | Tier-2 | Tier-2---7 | 5--5 | 60 | 100% | 200.2632 | 99.27% | 0.3225% | 0.4078% | 9.8406 | 0 | 0 | 9.8406 | 0 | 8.9548 | 0.46553 | 19.2357 | 8.9548 | 0.46553 | 19.2357 | 9.9373 | 0.51661 | 19.2357 | 4.914% | 0.10216 | 0.097099 | 1960.3623 | 318.7574 | 13.0779 | 1628.5269 | 1961.1078 | 0 | 0 | 1961.1078 | 0.002066%
2027 | 353 | 353-900F | Tier-2 | Tier-2---8 | 5--5 | 143 | 100% | 371.854 | 40.83% | 58.99% | 0.1797% | 7.5153 | 0 | 0 | 7.5153 | 0 | 6.8388 | 1.1095 | 6.1638 | 6.8388 | 1.1095 | 6.1638 | 7.5892 | 1.2313 | 6.1638 | 2.021% | 0.10085 | 0.09586 | 3687.104 | 250.2733 | 1989.9286 | 1446.9021 | 3800.7218 | 0 | 0 | 3800.7218 | 0.001577%
2027 | 353 | 353-901F | Tier-2 | Tier-2---4 | 5--5 | 150 | 100% | 613.1191 | 58.62% | 41.08% | 0.303% | 17.7913 | 0 | 0 | 17.7913 | 0 | 16.1898 | 1.1638 | 13.9108 | 16.1898 | 1.1638 | 13.9108 | 17.9661 | 1.2915 | 13.9108 | 2.902% | 0.10618 | 0.10093 | 5774.1958 | 681.1246 | 2172.7932 | 2920.278 | 5898.6241 | 0 | 0 | 5898.6241 | 0.003734%
2027 | 353 | 353-902F | Tier-2 | Tier-2---11 | 5--3 | 30 | 100% | 194.7859 | 13.28% | 86.55% | 0.1681% | 1.2803 | 0 | 0 | 1.2803 | 0 | 1.165 | 0.23277 | 5.0052 | 1.165 | 0.23277 | 5.0052 | 1.2929 | 0.2583 | 5.0052 | 0.6573% | 0.098854 | 0.093961 | 1970.4401 | 45.5501 | 1554.0368 | 370.8532 | 2059.4308 | 0 | 0 | 2059.4308 | 0.0002687%
2027 | 353 | 353-904R | Tier-2 | Tier-2---3 | 5--5 | 484 | 100% | 1250.3913 | 94% | 5.586% | 0.417% | 58.1788 | 0 | 0 | 58.1788 | 0 | 52.942 | 3.7553 | 14.0979 | 52.942 | 3.7553 | 14.0979 | 58.7506 | 4.1673 | 14.0979 | 4.653% | 0.12577 | 0.11955 | 9941.809 | 1678.6898 | 757.2282 | 7505.891 | 9972.8894 | 0 | 0 | 9972.8894 | 0.01221%
2027 | 354 | 354-1706R | Tier-2 | Tier-2---1 | 5--5 | 1235 | 100% | 2161.9809 | 92.27% | 7.167% | 0.5599% | 98.7488 | 0 | 0 | 98.7488 | 0 | 89.8601 | 9.5822 | 9.3778 | 89.8601 | 9.5822 | 9.3778 | 99.7193 | 10.6336 | 9.3778 | 4.568% | 0.13939 | 0.13249 | 15510.3907 | 2900.5229 | 1230.7208 | 11379.147 | 15572.8049 | 0 | 0 | 15572.8049 | 0.02073%
2027 | 354 | 354-24AE | Tier-2 | Tier-2---4 | 4--5 | 236 | 100% | 742.9911 | 44.89% | 54.76% | 0.3554% | 16.5081 | 0 | 0 | 16.5081 | 0 | 15.0221 | 1.8311 | 8.2039 | 15.0221 | 1.8311 | 8.2039 | 16.6703 | 2.032 | 8.2039 | 2.222% | 0.080555 | 0.076567 | 9223.4472 | 670.0529 | 4646.9314 | 3906.4629 | 9488.1816 | 0 | 0 | 9488.1816 | 0.003465%
2027 | 355 | 355-41R | Tier-2 | Tier-2---6 | 4--5 | 587 | 100% | 876.3288 | 87.46% | 12.04% | 0.4997% | 37.9373 | 0 | 0 | 37.9373 | 0 | 34.5224 | 4.5545 | 7.5799 | 34.5224 | 4.5545 | 7.5799 | 38.3101 | 5.0542 | 7.5799 | 4.329% | 0.092253 | 0.087687 | 9499.1702 | 1363.9545 | 1082.9983 | 7052.2174 | 9561.2206 | 0 | 0 | 9561.2206 | 0.007963%
2027 | 355 | 355-6R | Tier-2 | Tier-2---7 | 4--5 | 253 | 100% | 466.648 | 28.63% | 71.11% | 0.2566% | 6.6138 | 0 | 0 | 6.6138 | 0 | 6.0185 | 1.963 | 3.066 | 6.0185 | 1.963 | 3.066 | 6.6788 | 2.1784 | 3.066 | 1.417% | 0.074333 | 0.070654 | 6277.8037 | 297.3578 | 4112.2061 | 1868.2398 | 6511.1291 | 0 | 0 | 6511.1291 | 0.001388%
2027 | 356 | 356-16R | Tier-2 | Tier-2---4 | 4--5 | 403 | 100% | 692.7279 | 85.74% | 13.66% | 0.5932% | 29.4011 | 0 | 0 | 29.4011 | 0 | 26.7546 | 3.1268 | 8.5565 | 26.7546 | 3.1268 | 8.5565 | 29.6901 | 3.4699 | 8.5565 | 4.244% | 0.090754 | 0.086262 | 7633.0284 | 1263.3568 | 1174.8968 | 5194.7749 | 7689.7037 | 0 | 0 | 7689.7037 | 0.006171%
2027 | 356 | 356-19R | Tier-3 | Tier-3---8 | 5--5 | 1342 | 100% | 2142.9106 | 83.66% | 15.67% | 0.6694% | 88.7415 | 0 | 0 | 88.7415 | 0 | 80.7536 | 10.4124 | 7.7555 | 80.7536 | 10.4124 | 7.7555 | 89.6137 | 11.5548 | 7.7555 | 4.141% | 0.16775 | 0.15945 | 12774.1099 | 1993.4622 | 1945.7185 | 8834.9292 | 12882.8117 | 0 | 0 | 12882.8117 | 0.01863%
2027 | 356 | 356-30AE | Tier-3 | Tier-3---6 | 5--5 | 1273 | 100% | 1548.5525 | 73.09% | 26.03% | 0.8808% | 56.0222 | 0 | 0 | 56.0222 | 0 | 50.9794 | 9.8771 | 5.1614 | 50.9794 | 9.8771 | 5.1614 | 56.5727 | 10.9607 | 5.1614 | 3.618% | 0.14106 | 0.13408 | 10978.0949 | 1533.3184 | 2733.1665 | 6711.61 | 11131.9717 | 0 | 0 | 11131.9717 | 0.01176%
2027 | 357 | 357-1147R | Tier-2 | Tier-2---10 | 5--4 | 49 | 100% | 122.889 | 90.67% | 8.71% | 0.6166% | 5.5157 | 0 | 0 | 5.5157 | 0 | 5.0192 | 0.38019 | 13.202 | 5.0192 | 0.38019 | 13.202 | 5.5699 | 0.4219 | 13.202 | 4.488% | 0.14287 | 0.1358 | 860.1588 | 128.3592 | 73.5961 | 658.2035 | 864.3366 | 0 | 0 | 864.3366 | 0.001158%
2027 | 357 | 357-1299R | Tier-3 | Tier-3---9 | 5--5 | 47 | 100% | 500.7555 | 96.82% | 2.879% | 0.2981% | 24 | 0 | 0 | 24 | 0 | 21.8397 | 0.36467 | 59.8893 | 21.8397 | 0.36467 | 59.8893 | 24.2359 | 0.40468 | 59.8893 | 4.793% | 0.2409 | 0.22898 | 2078.6481 | 381.924 | 60.0907 | 1636.6334 | 2082.0868 | 0 | 0 | 2082.0868 | 0.005038%
2027 | 357 | 357-2047F | Tier-2 | Tier-2---10 | 5--4 | 11 | 100% | 117.0163 | 66.86% | 32.9% | 0.2354% | 3.8728 | 0 | 0 | 3.8728 | 0 | 3.5242 | 0.085348 | 41.2925 | 3.5242 | 0.085348 | 41.2925 | 3.9109 | 0.094712 | 41.2925 | 3.31% | 0.14128 | 0.13429 | 828.2369 | 91.3768 | 250.8108 | 486.0494 | 842.5305 | 0 | 0 | 842.5305 | 0.0008129%
2027 | 357 | 357-2049F | Tier-3 | Tier-3---8 | 5--5 | 484 | 100% | 1568.933 | 87.25% | 12.44% | 0.3075% | 67.7587 | 0 | 0 | 67.7587 | 0 | 61.6595 | 3.7553 | 16.4193 | 61.6595 | 3.7553 | 16.4193 | 68.4247 | 4.1673 | 16.4193 | 4.319% | 0.18286 | 0.17381 | 8579.8277 | 1438.1344 | 1001.8193 | 6139.874 | 8636.8059 | 0 | 0 | 8636.8059 | 0.01422%
2027 | 357 | 357-45R | Tier-3 | Tier-3---8 | 5--5 | 901 | 100% | 2182.2622 | 79.98% | 19.64% | 0.3802% | 86.3975 | 0 | 0 | 86.3975 | 0 | 78.6206 | 6.9908 | 11.2464 | 78.6206 | 6.9908 | 11.2464 | 87.2466 | 7.7578 | 11.2464 | 3.959% | 0.18538 | 0.1762 | 11771.8449 | 1935.5654 | 2204.1059 | 7632.1736 | 11894.5692 | 0 | 0 | 11894.5692 | 0.01813%
2027 | 357 | 357-50R | Tier-3 | Tier-3---4 | 5--5 | 1047 | 100% | 1441.553 | 79.05% | 20.4% | 0.5522% | 56.4096 | 0 | 0 | 56.4096 | 0 | 51.3319 | 8.1235 | 6.3189 | 51.3319 | 8.1235 | 6.3189 | 56.964 | 9.0148 | 6.3189 | 3.913% | 0.14913 | 0.14175 | 9666.6259 | 1487.063 | 1867.4945 | 6312.0683 | 9772.0779 | 0 | 0 | 9772.0779 | 0.01184%
2027 | 357 | 357-750R | Tier-2 | Tier-2---2 | 5--5 | 712 | 100% | 1439.7107 | 82.49% | 17.1% | 0.4096% | 58.7853 | 0 | 0 | 58.7853 | 0 | 53.4938 | 5.5243 | 9.6833 | 53.4938 | 5.5243 | 9.6833 | 59.363 | 6.1304 | 9.6833 | 4.083% | 0.171 | 0.16254 | 8419.2134 | 1423.2143 | 1353.8833 | 5642.1158 | 8495.9978 | 0 | 0 | 8495.9978 | 0.01234%
2027 | 358 | 358-1175F | Tier-2 | Tier-2---11 | 5--3 | 18 | 100% | 71.8528 | 77.22% | 22.39% | 0.388% | 2.7465 | 0 | 0 | 2.7465 | 0 | 2.4992 | 0.13966 | 17.8952 | 2.4992 | 0.13966 | 17.8952 | 2.7734 | 0.15498 | 17.8952 | 3.822% | 0.14195 | 0.13492 | 506.195 | 64.3327 | 105.8745 | 335.9879 | 512.2005 | 0 | 0 | 512.2005 | 0.0005765%
2027 | 358 | 358-33 | Tier-3 | Tier-3---15 | 5--4 | 58 | 100% | 117.3196 | 96.19% | 3.458% | 0.3548% | 5.5859 | 0 | 0 | 5.5859 | 0 | 5.0831 | 0.45002 | 11.2954 | 5.0831 | 0.45002 | 11.2954 | 5.6408 | 0.49939 | 11.2954 | 4.761% | 0.14298 | 0.1359 | 820.5581 | 159.8188 | 30.1137 | 630.6255 | 822.1875 | 0 | 0 | 822.1875 | 0.001172%
2027 | 358 | 358-682F | Tier-3 | Tier-3---3 | 5--5 | 404 | 100% | 3753.9781 | 86.22% | 13.57% | 0.2039% | 160.2214 | 0 | 0 | 160.2214 | 0 | 145.7993 | 3.1346 | 46.5131 | 145.7993 | 3.1346 | 46.5131 | 161.7961 | 3.4785 | 46.5131 | 4.268% | 0.54241 | 0.51556 | 6920.8673 | 1067.6333 | 861.2358 | 4991.9981 | 6970.5225 | 0 | 0 | 6970.5225 | 0.03363%
2027 | 387 | 387-15 | Tier-3 | Tier-3---16 | 4--5 | 66 | 100% | 365.4778 | 57.25% | 41.73% | 1.017% | 10.3576 | 0 | 0 | 10.3576 | 0 | 9.4253 | 0.51209 | 18.4056 | 9.4253 | 0.51209 | 18.4056 | 10.4594 | 0.56827 | 18.4056 | 2.834% | 0.072601 | 0.069007 | 5034.0466 | 537.3079 | 1996.9235 | 2499.8151 | 5146.1153 | 0 | 0 | 5146.1153 | 0.002174%
2027 | 393 | 393-14R | Tier-2 | Tier-2---10 | 5--4 | 79 | 100% | 777.0926 | 5.544% | 94.24% | 0.2191% | 2.1327 | 0 | 0 | 2.1327 | 0 | 1.9407 | 0.61295 | 3.1662 | 1.9407 | 0.61295 | 3.1662 | 2.1536 | 0.6802 | 3.1662 | 0.2744% | 0.10079 | 0.095804 | 7709.7876 | 115.9827 | 6667.436 | 926.369 | 8089.036 | 0 | 0 | 8089.036 | 0.0004476%
2027 | 396 | 396-699R | Tier-2 | Tier-2---5 | 5--5 | 1637 | 100% | 888.3486 | 59.21% | 39.34% | 1.447% | 26.0383 | 0 | 0 | 26.0383 | 0 | 23.6945 | 12.7013 | 1.8655 | 23.6945 | 12.7013 | 1.8655 | 26.2942 | 14.0948 | 1.8655 | 2.931% | 0.15664 | 0.14888 | 5671.3841 | 668.179 | 2146.3409 | 2856.8642 | 5791.8474 | 0 | 0 | 5791.8474 | 0.005465%
2027 | 411 | 411-1873R | Tier-2 | Tier-2---7 | 4--5 | 699 | 100% | 340.3229 | 88.45% | 9.585% | 1.967% | 14.8999 | 0 | 0 | 14.8999 | 0 | 13.5587 | 5.4235 | 2.5 | 13.5587 | 5.4235 | 2.5 | 15.0463 | 6.0185 | 2.5 | 4.378% | 0.04682 | 0.044503 | 7268.7189 | 1142.008 | 975.4979 | 5151.213 | 7312.4483 | 0 | 0 | 7312.4483 | 0.003128%
2027 | 411 | 411-30R | Tier-3 | Tier-3---6 | 5--5 | 1562 | 100% | 1028.3805 | 90.72% | 7.641% | 1.643% | 46.1788 | 0 | 0 | 46.1788 | 0 | 42.0221 | 12.1194 | 3.4673 | 42.0221 | 12.1194 | 3.4673 | 46.6327 | 13.4491 | 3.4673 | 4.49% | 0.10309 | 0.09799 | 9975.2889 | 1901.318 | 929.458 | 7144.5129 | 10023.5186 | 0 | 0 | 10023.5186 | 0.009693%
2027 | 411 | 411-47R | Tier-2 | Tier-2---9 | 4--5 | 30 | 100% | 334.7019 | 84.13% | 13.18% | 2.693% | 13.9384 | 0 | 0 | 13.9384 | 0 | 12.6838 | 0.23277 | 54.4915 | 12.6838 | 0.23277 | 54.4915 | 14.0754 | 0.2583 | 54.4915 | 4.164% | 0.063274 | 0.060142 | 5289.7062 | 845.5012 | 1035.5091 | 3408.6958 | 5333.4243 | 0 | 0 | 5333.4243 | 0.002926%
2027 | 434 | 434-301 | Tier-2 | Tier-2---17 | 1--5 | 1 | 100% | 17.5402 | 98.17% | 0% | 1.83% | 0.85235 | 0 | 0 | 0.85235 | 0 | 0.77562 | 0.0077589 | 99.9661 | 0.77562 | 0.0077589 | 99.9661 | 0.86072 | 0.0086102 | 99.9661 | 4.859% | 0.003157 | 0.0030007 | 5555.9717 | 867.4345 | 222.2106 | 4466.3265 | 5561.2679 | 0 | 0 | 5561.2679 | 0.0001789%
2027 | 441 | 441-23R | Tier-3 | Tier-3---11 | 5--4 | 334 | 100% | 647.4088 | 86.44% | 13.14% | 0.4218% | 27.7015 | 0 | 0 | 27.7015 | 0 | 25.208 | 2.5915 | 9.7273 | 25.208 | 2.5915 | 9.7273 | 27.9737 | 2.8758 | 9.7273 | 4.279% | 0.54783 | 0.52071 | 1181.7687 | 148.5478 | 135.1005 | 898.1204 | 1190.1135 | 0 | 0 | 1190.1135 | 0.005815%
2027 | 441 | 441-279R | Tier-3 | Tier-3---18 | 5--2 | 49 | 100% | 161.5568 | 69.39% | 29.65% | 0.9602% | 5.5494 | 0 | 0 | 5.5494 | 0 | 5.0499 | 0.38019 | 13.2827 | 5.0499 | 0.38019 | 13.2827 | 5.6039 | 0.4219 | 13.2827 | 3.435% | 0.53527 | 0.50877 | 301.8227 | 28.024 | 73.3421 | 200.4565 | 306.6336 | 0 | 0 | 306.6336 | 0.001165%
2027 | 441 | 441-27R | Tier-3 | Tier-3---9 | 5--4 | 121 | 100% | 878.0372 | 89.43% | 10.14% | 0.4287% | 38.8687 | 0 | 0 | 38.8687 | 0 | 35.37 | 0.93882 | 37.6748 | 35.37 | 0.93882 | 37.6748 | 39.2507 | 1.0418 | 37.6748 | 4.427% | 0.55752 | 0.52992 | 1574.8947 | 207.3126 | 146.5629 | 1221.0192 | 1583.5641 | 0 | 0 | 1583.5641 | 0.008159%
2027 | 441 | 441-30R | Tier-3 | Tier-3---9 | 5--4 | 63 | 100% | 950.7549 | 92.15% | 7.507% | 0.3471% | 43.3661 | 0 | 0 | 43.3661 | 0 | 39.4625 | 0.48881 | 80.7319 | 39.4625 | 0.48881 | 80.7319 | 43.7923 | 0.54244 | 80.7319 | 4.561% | 0.55519 | 0.52771 | 1712.4757 | 231.3815 | 120.1168 | 1360.9775 | 1719.4801 | 0 | 0 | 1719.4801 | 0.009103%
2027 | 442 | 442-16R | Tier-3 | Tier-3---14 | 5--3 | 889 | 100% | 453.4046 | 84.5% | 14% | 1.497% | 18.9645 | 0 | 0 | 18.9645 | 0 | 17.2574 | 6.8976 | 2.5019 | 17.2574 | 6.8976 | 2.5019 | 19.1508 | 7.6544 | 2.5019 | 4.183% | 0.45792 | 0.43525 | 990.1415 | 105.6368 | 130.7729 | 753.7318 | 998.1347 | 0 | 0 | 998.1347 | 0.003981%
2027 | 442 | 442-46R | Tier-3 | Tier-3---19 | 5--1 | 34 | 100% | 85.0858 | 0.5117% | 99.4% | 0.08534% | 0.021553 | 0 | 0 | 0.021553 | 0 | 0.019613 | 0.2638 | 0.074346 | 0.019613 | 0.2638 | 0.074346 | 0.021765 | 0.29275 | 0.074346 | 0.02533% | 0.35092 | 0.33355 | 242.465 | 0.40496 | 218.5335 | 23.5266 | 255.0274 | 0 | 0 | 255.0274 | 4.524e-06%
2027 | 442 | 442-509R | Tier-3 | Tier-3---15 | 5--3 | 637 | 100% | 278.3023 | 54.83% | 44.11% | 1.062% | 7.5527 | 0 | 0 | 7.5527 | 0 | 6.8729 | 4.9424 | 1.3906 | 6.8729 | 4.9424 | 1.3906 | 7.6269 | 5.4847 | 1.3906 | 2.714% | 0.36954 | 0.35125 | 753.0994 | 59.1542 | 305.0958 | 388.8494 | 770.8168 | 0 | 0 | 770.8168 | 0.001585%
2027 | 442 | 442-525 | Tier-3 | Tier-3---18 | 5--2 | 642 | 100% | 299.6774 | 27.82% | 71.36% | 0.8189% | 4.1268 | 0 | 0 | 4.1268 | 0 | 3.7553 | 4.9812 | 0.75389 | 3.7553 | 4.9812 | 0.75389 | 4.1673 | 5.5277 | 0.75389 | 1.377% | 0.36155 | 0.34365 | 828.8663 | 34.3592 | 535.1133 | 259.3938 | 860.0234 | 0 | 0 | 860.0234 | 0.0008662%
2027 | 442 | 442-728R | Tier-3 | Tier-3---5 | 5--5 | 1846 | 100% | 2907.2477 | 55.16% | 44.36% | 0.4825% | 79.3812 | 0 | 0 | 79.3812 | 0 | 72.2358 | 14.3229 | 5.0434 | 72.2358 | 14.3229 | 5.0434 | 80.1613 | 15.8944 | 5.0434 | 2.73% | 0.35802 | 0.3403 | 8120.3954 | 853.7381 | 3313.1015 | 3953.5558 | 8310.0172 | 0 | 0 | 8310.0172 | 0.01666%
2027 | 442 | 442-729 | Tier-3 | Tier-3---15 | 5--3 | 38 | 100% | 182.1056 | 87.18% | 11.88% | 0.9486% | 7.8582 | 0 | 0 | 7.8582 | 0 | 7.1508 | 0.29484 | 24.2534 | 7.1508 | 0.29484 | 24.2534 | 7.9354 | 0.32719 | 24.2534 | 4.315% | 0.36059 | 0.34274 | 505.0174 | 48.5793 | 97.3314 | 359.1067 | 508.3904 | 0 | 0 | 508.3904 | 0.001649%
2027 | 442 | 442-758F | Tier-3 | Tier-3---18 | 5--2 | 44 | 100% | 96.5341 | 94% | 5.101% | 0.8948% | 4.4919 | 0 | 0 | 4.4919 | 0 | 4.0876 | 0.34139 | 11.9734 | 4.0876 | 0.34139 | 11.9734 | 4.5361 | 0.37885 | 11.9734 | 4.653% | 0.35119 | 0.3338 | 274.8807 | 37.0629 | 13.3172 | 224.5005 | 275.739 | 0 | 0 | 275.739 | 0.0009429%
2027 | 442 | 442-764R | Tier-3 | Tier-3---18 | 5--2 | 297 | 100% | 133.0317 | 69.69% | 29.04% | 1.271% | 4.5888 | 0 | 0 | 4.5888 | 0 | 4.1758 | 2.3044 | 1.8121 | 4.1758 | 2.3044 | 1.8121 | 4.6339 | 2.5572 | 1.8121 | 3.449% | 0.35448 | 0.33694 | 375.2846 | 31.8241 | 102.8444 | 240.6162 | 381.2093 | 0 | 0 | 381.2093 | 0.0009632%
2027 | 442 | 442-780 | Tier-3 | Tier-3---19 | 5--1 | 189 | 100% | 89.5952 | 24.38% | 74.86% | 0.754% | 1.0813 | 0 | 0 | 1.0813 | 0 | 0.98398 | 1.4664 | 0.67101 | 0.98398 | 1.4664 | 0.67101 | 1.0919 | 1.6273 | 0.67101 | 1.207% | 0.34601 | 0.32888 | 258.9415 | 9.1784 | 175.8129 | 73.9502 | 269.1388 | 0 | 0 | 269.1388 | 0.000227%
2027 | 444 | 444-15R | Tier-2 | Tier-2---13 | 5--3 | 9 | 100% | 151.5646 | 92.72% | 4.981% | 2.303% | 6.956 | 0 | 0 | 6.956 | 0 | 6.3299 | 0.06983 | 90.6467 | 6.3299 | 0.06983 | 90.6467 | 7.0244 | 0.077491 | 90.6467 | 4.589% | 0.14886 | 0.14149 | 1018.1622 | 115.1146 | 67.1446 | 835.903 | 1022.0243 | 0 | 0 | 1022.0243 | 0.00146%
2027 | 444 | 444-43R | Tier-2 | Tier-2---5 | 5--5 | 130 | 100% | 962.2981 | 91.92% | 6.922% | 1.16% | 43.7843 | 0 | 0 | 43.7843 | 0 | 39.8432 | 1.0087 | 39.5013 | 39.8432 | 1.0087 | 39.5013 | 44.2147 | 1.1193 | 39.5013 | 4.55% | 0.2124 | 0.20189 | 4530.5338 | 537.4714 | 429.3017 | 3563.7607 | 4549.6008 | 0 | 0 | 4549.6008 | 0.00919%
2027 | 444 | 444-9R | Tier-2 | Tier-2---11 | 5--3 | 529 | 100% | 323.6995 | 49.46% | 48.19% | 2.343% | 7.9256 | 0 | 0 | 7.9256 | 0 | 7.2122 | 4.1044 | 1.7572 | 7.2122 | 4.1044 | 1.7572 | 8.0035 | 4.5548 | 1.7572 | 2.448% | 0.1488 | 0.14143 | 2175.4322 | 138.2481 | 1034.3801 | 1002.804 | 2232.6859 | 0 | 0 | 2232.6859 | 0.001664%
2027 | 445 | 445-1311R | Tier-3 | Tier-3---5 | 5--5 | 353 | 100% | 2047.0117 | 76.8% | 22.84% | 0.359% | 77.8189 | 0 | 0 | 77.8189 | 0 | 70.8141 | 2.7389 | 25.8551 | 70.8141 | 2.7389 | 25.8551 | 78.5837 | 3.0394 | 25.8551 | 3.802% | 0.53792 | 0.51129 | 3805.4061 | 462.3517 | 801.0027 | 2542.0517 | 3851.3839 | 0 | 0 | 3851.3839 | 0.01633%
2027 | 445 | 445-1325F | Tier-2 | Tier-2---2 | 5--4 | 203 | 100% | 1447.5424 | 80.92% | 18.64% | 0.4376% | 57.9841 | 0 | 0 | 57.9841 | 0 | 52.7648 | 1.5751 | 33.5003 | 52.7648 | 1.5751 | 33.5003 | 58.554 | 1.7479 | 33.5003 | 4.006% | 0.57356 | 0.54517 | 2523.7784 | 315.2588 | 429.2208 | 1779.2988 | 2548.8517 | 0 | 0 | 2548.8517 | 0.01217%
2027 | 445 | 445-17R | Tier-2 | Tier-2---8 | 5--3 | 107 | 100% | 440.7591 | 59.87% | 39.69% | 0.4369% | 13.0625 | 0 | 0 | 13.0625 | 0 | 11.8867 | 0.8302 | 14.3179 | 11.8867 | 0.8302 | 14.3179 | 13.1909 | 0.92129 | 14.3179 | 2.964% | 0.53426 | 0.50782 | 824.9822 | 74.1046 | 294.4492 | 456.4284 | 842.2227 | 0 | 0 | 842.2227 | 0.002742%
2027 | 445 | 445-18R | Tier-2 | Tier-2---2 | 5--5 | 448 | 100% | 2423.1968 | 81.52% | 17.92% | 0.5628% | 97.7815 | 0 | 0 | 97.7815 | 0 | 88.9798 | 3.476 | 25.5985 | 88.9798 | 3.476 | 25.5985 | 98.7425 | 3.8574 | 25.5985 | 4.035% | 0.6048 | 0.57486 | 4006.6402 | 487.3751 | 662.1707 | 2857.0944 | 4045.2006 | 0 | 0 | 4045.2006 | 0.02052%
2027 | 445 | 445-19R | Tier-2 | Tier-2---8 | 5--3 | 175 | 100% | 654.5269 | 59.7% | 39.33% | 0.9775% | 19.3409 | 0 | 0 | 19.3409 | 0 | 17.5999 | 1.3578 | 12.962 | 17.5999 | 1.3578 | 12.962 | 19.5309 | 1.5068 | 12.962 | 2.955% | 0.56527 | 0.53729 | 1157.9013 | 92.6902 | 418.9958 | 646.2153 | 1182.2052 | 0 | 0 | 1182.2052 | 0.00406%
2027 | 445 | 445-39R | Tier-2 | Tier-2---5 | 5--4 | 216 | 100% | 1104.2716 | 59.42% | 40.16% | 0.4235% | 32.4803 | 0 | 0 | 32.4803 | 0 | 29.5566 | 1.6759 | 17.6361 | 29.5566 | 1.6759 | 17.6361 | 32.7995 | 1.8598 | 17.6361 | 2.941% | 0.48997 | 0.46571 | 2253.7709 | 194.1003 | 866.8973 | 1192.7734 | 2301.3993 | 0 | 0 | 2301.3993 | 0.006818%
2027 | 445 | 445-894R | Tier-2 | Tier-2---5 | 5--4 | 296 | 100% | 1498.1966 | 65.73% | 33.21% | 1.065% | 48.7442 | 0 | 0 | 48.7442 | 0 | 44.3565 | 2.2966 | 19.3138 | 44.3565 | 2.2966 | 19.3138 | 49.2232 | 2.5486 | 19.3138 | 3.254% | 0.63526 | 0.60381 | 2358.411 | 194.1011 | 729.7847 | 1434.5253 | 2400.5046 | 0 | 0 | 2400.5046 | 0.01023%
2027 | 445 | 445-897R | Tier-2 | Tier-2---10 | 5--3 | 28 | 100% | 278.2745 | 86.91% | 12.87% | 0.2201% | 11.9717 | 0 | 0 | 11.9717 | 0 | 10.8941 | 0.21725 | 50.1457 | 10.8941 | 0.21725 | 50.1457 | 12.0894 | 0.24108 | 50.1457 | 4.302% | 0.75637 | 0.71893 | 367.9091 | 46.7882 | 51.285 | 269.8359 | 370.4168 | 0 | 0 | 370.4168 | 0.002513%
2027 | 448 | 448-1234R | Tier-3 | Tier-3---15 | 5--3 | 20 | 100% | 246.005 | 87.44% | 11.91% | 0.6491% | 10.6477 | 0 | 0 | 10.6477 | 0 | 9.6892 | 0.15518 | 62.4396 | 9.6892 | 0.15518 | 62.4396 | 10.7523 | 0.1722 | 62.4396 | 4.328% | 0.62101 | 0.59027 | 396.1396 | 50.2628 | 45.6467 | 300.2301 | 398.731 | 0 | 0 | 398.731 | 0.002235%
2027 | 448 | 448-47R | Tier-3 | Tier-3---14 | 5--3 | 139 | 100% | 687.0853 | 69.92% | 29.31% | 0.7656% | 23.7813 | 0 | 0 | 23.7813 | 0 | 21.6406 | 1.0785 | 20.0658 | 21.6406 | 1.0785 | 20.0658 | 24.015 | 1.1968 | 20.0658 | 3.461% | 0.62882 | 0.59769 | 1092.6575 | 111.5426 | 295.153 | 685.9619 | 1109.7723 | 0 | 0 | 1109.7723 | 0.004992%
2027 | 448 | 448-714R | Tier-3 | Tier-3---14 | 5--3 | 245 | 100% | 1225.9869 | 25.1% | 74.31% | 0.5831% | 15.2336 | 0 | 0 | 15.2336 | 0 | 13.8624 | 1.9009 | 7.2924 | 13.8624 | 1.9009 | 7.2924 | 15.3833 | 2.1095 | 7.2924 | 1.243% | 0.46343 | 0.44049 | 2645.4709 | 92.606 | 1775.6477 | 777.2172 | 2748.6579 | 0 | 0 | 2748.6579 | 0.003198%
2027 | 448 | 448-724R | Tier-3 | Tier-3---18 | 5--2 | 225 | 100% | 255.0047 | 52.43% | 45.5% | 2.066% | 6.6185 | 0 | 0 | 6.6185 | 0 | 6.0227 | 1.7457 | 3.4499 | 6.0227 | 1.7457 | 3.4499 | 6.6835 | 1.9373 | 3.4499 | 2.595% | 0.55035 | 0.52311 | 463.3505 | 25.9997 | 195.8184 | 241.5324 | 474.8286 | 0 | 0 | 474.8286 | 0.001389%
2027 | 448 | 448-735R | Tier-3 | Tier-3---18 | 5--2 | 164 | 100% | 276.9497 | 53.49% | 44.76% | 1.748% | 7.3327 | 0 | 0 | 7.3327 | 0 | 6.6726 | 1.2725 | 5.2439 | 6.6726 | 1.2725 | 5.2439 | 7.4048 | 1.4121 | 5.2439 | 2.648% | 0.54202 | 0.51519 | 510.9626 | 35.205 | 210.0136 | 265.744 | 523.3393 | 0 | 0 | 523.3393 | 0.001539%
2027 | 448 | 448-744R | Tier-3 | Tier-3---7 | 5--5 | 713 | 100% | 2370.1609 | 68.76% | 30.51% | 0.7221% | 80.6754 | 0 | 0 | 80.6754 | 0 | 73.4135 | 5.5321 | 13.2705 | 73.4135 | 5.5321 | 13.2705 | 81.4683 | 6.139 | 13.2705 | 3.404% | 0.49442 | 0.46994 | 4793.8402 | 492.7082 | 1356.6651 | 2944.4669 | 4871.823 | 0 | 0 | 4871.823 | 0.01693%
2027 | 448 | 448-9R | Tier-3 | Tier-3---9 | 5--4 | 336 | 100% | 1381.6742 | 73.74% | 25.5% | 0.7592% | 50.4329 | 0 | 0 | 50.4329 | 0 | 45.8932 | 2.607 | 17.604 | 45.8932 | 2.607 | 17.604 | 50.9285 | 2.893 | 17.604 | 3.65% | 0.54394 | 0.51701 | 2540.1235 | 273.4783 | 621.4078 | 1645.2374 | 2574.8613 | 0 | 0 | 2574.8613 | 0.01059%
2027 | 449 | 449-13R | Tier-3 | Tier-3---7 | 5--5 | 1001 | 100% | 1663.2464 | 62.39% | 36.97% | 0.6428% | 51.3669 | 0 | 0 | 51.3669 | 0 | 46.7432 | 7.7666 | 6.0185 | 46.7432 | 7.7666 | 6.0185 | 51.8717 | 8.6188 | 6.0185 | 3.088% | 0.28234 | 0.26837 | 5890.9135 | 610.6402 | 2022.1047 | 3258.1686 | 6006.2928 | 0 | 0 | 6006.2928 | 0.01078%
2027 | 449 | 449-16R | Tier-3 | Tier-3---15 | 5--4 | 61 | 100% | 266.6482 | 83.41% | 16.04% | 0.5501% | 11.0087 | 0 | 0 | 11.0087 | 0 | 10.0178 | 0.47329 | 21.1663 | 10.0178 | 0.47329 | 21.1663 | 11.1169 | 0.52522 | 21.1663 | 4.129% | 0.23738 | 0.22563 | 1123.2928 | 151.839 | 170.3603 | 801.0935 | 1133.0005 | 0 | 0 | 1133.0005 | 0.002311%
2027 | 449 | 449-683 | Tier-3 | Tier-3---18 | 5--3 | 37 | 100% | 130.3299 | 84.46% | 14.85% | 0.6893% | 5.4491 | 0 | 0 | 5.4491 | 0 | 4.9586 | 0.28708 | 17.2726 | 4.9586 | 0.28708 | 17.2726 | 5.5026 | 0.31858 | 17.2726 | 4.181% | 0.34581 | 0.32869 | 376.8856 | 45.4714 | 46.4516 | 284.9627 | 379.9349 | 0 | 0 | 379.9349 | 0.001144%
2027 | 449 | 449-693R | Tier-3 | Tier-3---9 | 5--5 | 115 | 100% | 869.7515 | 92.74% | 6.815% | 0.4405% | 39.9289 | 0 | 0 | 39.9289 | 0 | 36.3348 | 0.89227 | 40.7217 | 36.3348 | 0.89227 | 40.7217 | 40.3213 | 0.99017 | 40.7217 | 4.591% | 0.26107 | 0.24815 | 3331.4725 | 480.9166 | 218.7859 | 2631.7699 | 3344.0608 | 0 | 0 | 3344.0608 | 0.008381%
2027 | 449 | 449-6R | Tier-3 | Tier-3---14 | 5--4 | 265 | 100% | 487.7509 | 79.3% | 20.07% | 0.6273% | 19.1465 | 0 | 0 | 19.1465 | 0 | 17.423 | 2.0561 | 8.4738 | 17.423 | 2.0561 | 8.4738 | 19.3346 | 2.2817 | 8.4738 | 3.925% | 0.24779 | 0.23552 | 1968.4202 | 236.5464 | 397.0448 | 1334.829 | 1989.6378 | 0 | 0 | 1989.6378 | 0.004019%
2027 | 450 | 450-1850 | Tier-2 | Tier-2---13 | 4--3 | 80 | 100% | 42.3233 | 80.24% | 18.63% | 1.138% | 1.681 | 0 | 0 | 1.681 | 0 | 1.5296 | 0.62071 | 2.4644 | 1.5296 | 0.62071 | 2.4644 | 1.6975 | 0.68881 | 2.4644 | 3.972% | 0.073712 | 0.070064 | 574.1677 | 75.9334 | 104.2813 | 393.953 | 580.0772 | 0 | 0 | 580.0772 | 0.0003528%
2027 | 450 | 450-1851F | Tier-2 | Tier-2---3 | 5--5 | 586 | 100% | 915.4961 | 93.2% | 6.334% | 0.4614% | 42.2374 | 0 | 0 | 42.2374 | 0 | 38.4355 | 4.5467 | 8.4535 | 38.4355 | 4.5467 | 8.4535 | 42.6526 | 5.0456 | 8.4535 | 4.614% | 0.099477 | 0.094553 | 9203.0933 | 2582.2914 | 565.9601 | 6054.8418 | 9235.6635 | 0 | 0 | 9235.6635 | 0.008866%
2027 | 450 | 450-1853F | Tier-2 | Tier-2---10 | 4--4 | 132 | 100% | 133.4424 | 58.04% | 41.41% | 0.5447% | 3.8339 | 0 | 0 | 3.8339 | 0 | 3.4888 | 1.0242 | 3.4065 | 3.4888 | 1.0242 | 3.4065 | 3.8716 | 1.1365 | 3.4065 | 2.873% | 0.075291 | 0.071564 | 1772.351 | 169.5911 | 681.6123 | 921.1476 | 1811.0782 | 0 | 0 | 1811.0782 | 0.0008047%
2027 | 450 | 450-1854 | Tier-2 | Tier-2---9 | 4--4 | 171 | 100% | 167.8113 | 68.69% | 30.5% | 0.8174% | 5.7056 | 0 | 0 | 5.7056 | 0 | 5.192 | 1.3268 | 3.9133 | 5.192 | 1.3268 | 3.9133 | 5.7617 | 1.4723 | 3.9133 | 3.4% | 0.079085 | 0.07517 | 2121.91 | 277.0369 | 611.709 | 1233.1641 | 2156.5118 | 0 | 0 | 2156.5118 | 0.001198%
2027 | 450 | 450-50R | Tier-2 | Tier-2---11 | 4--4 | 6 | 100% | 377.7999 | 6.265% | 93.65% | 0.08234% | 1.1716 | 0 | 0 | 1.1716 | 0 | 1.0661 | 0.046553 | 22.9006 | 1.0661 | 0.046553 | 22.9006 | 1.1831 | 0.051661 | 22.9006 | 0.3101% | 0.071801 | 0.068247 | 5261.778 | 61.1615 | 4507.3206 | 693.2959 | 5518.6336 | 0 | 0 | 5518.6336 | 0.0002459%
2027 | 452 | 452-1403 | Tier-2 | Tier-2---15 | 1--5 | 11 | 100% | 16.9711 | 99.17% | 0% | 0.8269% | 0.83313 | 0 | 0 | 0.83313 | 0 | 0.75813 | 0.085348 | 8.8829 | 0.75813 | 0.085348 | 8.8829 | 0.84131 | 0.094712 | 8.8829 | 4.909% | 0.0007938 | 0.00075451 | 21379.6258 | 3471.6579 | 162.5094 | 17745.4585 | 21388.8328 | 0 | 0 | 21388.8328 | 0.0001749%
2027 | 452 | 452-1404F | Tier-2 | Tier-2---12 | 1--5 | 5 | 100% | 78.1615 | 99.25% | 0% | 0.7504% | 3.84 | 0 | 0 | 3.84 | 0 | 3.4943 | 0.038794 | 90.0726 | 3.4943 | 0.038794 | 90.0726 | 3.8777 | 0.043051 | 90.0726 | 4.913% | 0.0036434 | 0.0034631 | 21452.8882 | 5121.8123 | 152.3056 | 16178.7703 | 21461.2717 | 0 | 0 | 21461.2717 | 0.000806%
2027 | 452 | 452-1405 | Tier-2 | Tier-2---15 | 1--5 | 15 | 100% | 24.9262 | 98.86% | 0% | 1.141% | 1.2198 | 0 | 0 | 1.2198 | 0 | 1.11 | 0.11638 | 9.5372 | 1.11 | 0.11638 | 9.5372 | 1.2318 | 0.12915 | 9.5372 | 4.894% | 0.001513 | 0.0014381 | 16474.6859 | 3100.6815 | 174.1987 | 13199.8057 | 16484.4765 | 0 | 0 | 16484.4765 | 0.000256%
2027 | 452 | 452-38AE | Tier-2 | Tier-2---4 | 2--5 | 373 | 100% | 306.0513 | 99.41% | 0% | 0.595% | 15.0594 | 0 | 0 | 15.0594 | 0 | 13.7039 | 2.8941 | 4.7352 | 13.7039 | 2.8941 | 4.7352 | 15.2074 | 3.2116 | 4.7352 | 4.921% | 0.011395 | 0.010831 | 26857.9154 | 5689.4503 | 153.4079 | 21015.0572 | 26866.2375 | 0 | 0 | 26866.2375 | 0.003161%
2027 | 454 | 454-1814 | Tier-2 | Tier-2---20 | 4--2 | 52 | 100% | 7.1232 | 85.18% | 13.84% | 0.9794% | 0.30033 | 0 | 0 | 0.30033 | 0 | 0.27329 | 0.40346 | 0.67737 | 0.27329 | 0.40346 | 0.67737 | 0.30328 | 0.44773 | 0.67737 | 4.216% | 0.072066 | 0.068499 | 98.8421 | 13.8906 | 13.4536 | 71.498 | 99.6051 | 0 | 0 | 99.6051 | 6.304e-05%
2027 | 454 | 454-48F | Tier-2 | Tier-2---4 | 4--5 | 277 | 100% | 395.265 | 97.43% | 2.166% | 0.3994% | 19.0636 | 0 | 0 | 19.0636 | 0 | 17.3476 | 2.1492 | 8.0716 | 17.3476 | 2.1492 | 8.0716 | 19.2509 | 2.385 | 8.0716 | 4.823% | 0.085487 | 0.081255 | 4623.6959 | 1485.502 | 103.1361 | 3035.0579 | 4629.8744 | 0 | 0 | 4629.8744 | 0.004001%
2027 | 463 | 463-1136F | Tier-2 | Tier-2---18 | 4--2 | 1 | 100% | 16.8212 | 86.42% | 11.45% | 2.121% | 0.71961 | 0 | 0 | 0.71961 | 0 | 0.65484 | 0.0077589 | 84.3985 | 0.65484 | 0.0077589 | 84.3985 | 0.72668 | 0.0086102 | 84.3985 | 4.278% | 0.060434 | 0.057442 | 278.3405 | 39.3529 | 30.6582 | 208.3293 | 280.3083 | 0 | 0 | 280.3083 | 0.000151%
2027 | 463 | 463-1229 | Tier-2 | Tier-2---9 | 5--4 | 49 | 100% | 220.9596 | 94% | 3.511% | 2.487% | 10.2815 | 0 | 0 | 10.2815 | 0 | 9.3561 | 0.38019 | 24.6092 | 9.3561 | 0.38019 | 24.6092 | 10.3826 | 0.4219 | 24.6092 | 4.653% | 0.096723 | 0.091935 | 2284.4628 | 504.7537 | 115.6932 | 1664.0158 | 2291.5979 | 0 | 0 | 2291.5979 | 0.002158%
2027 | 470 | 470-40AE | Tier-2 | Tier-2---4 | 4--5 | 443 | 100% | 675.3424 | 87.26% | 12.19% | 0.553% | 29.1697 | 0 | 0 | 29.1697 | 0 | 26.5441 | 3.4372 | 7.7226 | 26.5441 | 3.4372 | 7.7226 | 29.4564 | 3.8143 | 7.7226 | 4.319% | 0.091034 | 0.086528 | 7418.573 | 1155.6027 | 850.5498 | 5412.4205 | 7467.8024 | 0 | 0 | 7467.8024 | 0.006123%
2027 | 470 | 470-47R | Tier-3 | Tier-3---2 | 5--5 | 878 | 100% | 2012.6027 | 94.87% | 4.37% | 0.7559% | 94.5174 | 0 | 0 | 94.5174 | 0 | 86.0096 | 6.8123 | 12.6256 | 86.0096 | 6.8123 | 12.6256 | 95.4464 | 7.5597 | 12.6256 | 4.696% | 0.16225 | 0.15422 | 12404.0406 | 2097.9829 | 564.7309 | 9741.3268 | 12437.1512 | 0 | 0 | 12437.1512 | 0.01984%
2027 | 471 | 471-36F | Tier-2 | Tier-2---4 | 4--5 | 108 | 100% | 570.7201 | 63.27% | 36.3% | 0.4365% | 17.8733 | 0 | 0 | 17.8733 | 0 | 16.2645 | 0.83796 | 19.4097 | 16.2645 | 0.83796 | 19.4097 | 18.049 | 0.9299 | 19.4097 | 3.132% | 0.093079 | 0.088471 | 6131.5794 | 664.7661 | 2054.2802 | 3412.5332 | 6248.875 | 0 | 0 | 6248.875 | 0.003752%
2027 | 500 | 500-1531 | Tier-2 | Tier-2---10 | 4--4 | 14 | 100% | 642.8265 | 4.579% | 95.33% | 0.095% | 1.4571 | 0 | 0 | 1.4571 | 0 | 1.3259 | 0.10862 | 12.2063 | 1.3259 | 0.10862 | 12.2063 | 1.4714 | 0.12054 | 12.2063 | 0.2267% | 0.071178 | 0.067654 | 9031.2778 | 80.4341 | 7853.8811 | 1096.9626 | 9480.0707 | 0 | 0 | 9480.0707 | 0.0003058%
2027 | 501 | 501-786 | Tier-2 | Tier-2---14 | 2--5 | 192 | 100% | 41.2155 | 98.22% | 0% | 1.777% | 2.0039 | 0 | 0 | 2.0039 | 0 | 1.8235 | 1.4897 | 1.2241 | 1.8235 | 1.4897 | 1.2241 | 2.0236 | 1.6532 | 1.2241 | 4.862% | 0.0050324 | 0.0047833 | 8190.019 | 1322.239 | 139.0981 | 6728.6818 | 8197.5989 | 0 | 0 | 8197.5989 | 0.0004206%
2027 | 504 | 504-2501R | Tier-2 | Tier-2---9 | 3--5 | 82 | 100% | 152.2062 | 97.69% | 0% | 2.311% | 7.3601 | 0 | 0 | 7.3601 | 0 | 6.6976 | 0.63623 | 10.527 | 6.6976 | 0.63623 | 10.527 | 7.4324 | 0.70603 | 10.527 | 4.836% | 0.021593 | 0.020524 | 7048.9974 | 1058.3908 | 620.2842 | 5370.3225 | 7057.4821 | 0 | 0 | 7057.4821 | 0.001545%
2027 | 520 | 520-1045R | Tier-2 | Tier-2---5 | 5--4 | 1001 | 100% | 596.734 | 87.03% | 12.08% | 0.8955% | 25.7068 | 0 | 0 | 25.7068 | 0 | 23.3928 | 7.7666 | 3.012 | 23.3928 | 7.7666 | 3.012 | 25.9594 | 8.6188 | 3.012 | 4.308% | 0.26824 | 0.25496 | 2224.662 | 286.7109 | 250.5356 | 1687.4154 | 2239.6901 | 0 | 0 | 2239.6901 | 0.005396%
2027 | 520 | 520-10R | Tier-2 | Tier-2---7 | 4--5 | 437 | 100% | 296.4545 | 90.13% | 8.578% | 1.296% | 13.2256 | 0 | 0 | 13.2256 | 0 | 12.0351 | 3.3906 | 3.5495 | 12.0351 | 3.3906 | 3.5495 | 13.3556 | 3.7626 | 3.5495 | 4.461% | 0.046043 | 0.043764 | 6438.5886 | 1240.5174 | 702.7495 | 4495.3216 | 6471.6962 | 0 | 0 | 6471.6962 | 0.002776%
2027 | 520 | 520-1489R | Tier-2 | Tier-2---8 | 5--5 | 1143 | 100% | 662.1633 | 87.36% | 10.91% | 1.733% | 28.6339 | 0 | 0 | 28.6339 | 0 | 26.0565 | 8.8684 | 2.9381 | 26.0565 | 8.8684 | 2.9381 | 28.9153 | 9.8414 | 2.9381 | 4.324% | 0.13822 | 0.13138 | 4790.7448 | 574.961 | 546.3603 | 3669.4236 | 4822.2817 | 0 | 0 | 4822.2817 | 0.00601%
2027 | 520 | 520-1509R | Tier-2 | Tier-2---5 | 5--4 | 1286 | 100% | 868.9578 | 72.04% | 26.87% | 1.095% | 30.9848 | 0 | 0 | 30.9848 | 0 | 28.1957 | 9.9779 | 2.8258 | 28.1957 | 9.9779 | 2.8258 | 31.2893 | 11.0727 | 2.8258 | 3.566% | 0.28561 | 0.27147 | 3042.4946 | 331.9166 | 761.5633 | 1949.0147 | 3086.8039 | 0 | 0 | 3086.8039 | 0.006504%
2027 | 520 | 520-1525R | Tier-2 | Tier-2---8 | 5--5 | 482 | 100% | 360.0635 | 92.4% | 6.369% | 1.229% | 16.469 | 0 | 0 | 16.469 | 0 | 14.9866 | 3.7398 | 4.0073 | 14.9866 | 3.7398 | 4.0073 | 16.6309 | 4.1501 | 4.0073 | 4.574% | 0.099044 | 0.094141 | 3635.4035 | 686.7062 | 313.6705 | 2635.0268 | 3649.7874 | 0 | 0 | 3649.7874 | 0.003457%
2027 | 520 | 520-1527R | Tier-3 | Tier-3---7 | 5--5 | 848 | 100% | 1151.6571 | 81.16% | 18.23% | 0.6117% | 46.2645 | 0 | 0 | 46.2645 | 0 | 42.1001 | 6.5795 | 6.3986 | 42.1001 | 6.5795 | 6.3986 | 46.7192 | 7.3014 | 6.3986 | 4.017% | 0.27105 | 0.25763 | 4248.9299 | 642.1047 | 732.0594 | 2874.7658 | 4290.6273 | 0 | 0 | 4290.6273 | 0.009711%
2027 | 520 | 520-1902R | Tier-2 | Tier-2---9 | 4--4 | 593 | 100% | 295.4783 | 43.89% | 53.74% | 2.376% | 6.4191 | 0 | 0 | 6.4191 | 0 | 5.8413 | 4.601 | 1.2696 | 5.8413 | 4.601 | 1.2696 | 6.4822 | 5.1058 | 1.2696 | 2.172% | 0.058932 | 0.056015 | 5013.9026 | 463.7784 | 2584.0113 | 1966.1129 | 5160.4189 | 0 | 0 | 5160.4189 | 0.001347%
2027 | 520 | 520-1904 | Tier-3 | Tier-3---13 | 4--5 | 496 | 100% | 381.2363 | 81.21% | 17.45% | 1.344% | 15.3248 | 0 | 0 | 15.3248 | 0 | 13.9453 | 3.8484 | 3.6237 | 13.9453 | 3.8484 | 3.6237 | 15.4754 | 4.2706 | 3.6237 | 4.02% | 0.05278 | 0.050167 | 7223.1755 | 1024.2251 | 1263.1331 | 4935.8173 | 7293.8681 | 0 | 0 | 7293.8681 | 0.003217%
2027 | 520 | 520-1936 | Tier-3 | Tier-3---20 | 1--5 | 2 | 100% | 9.5502 | 98.52% | 0% | 1.483% | 0.46573 | 0 | 0 | 0.46573 | 0 | 0.42381 | 0.015518 | 27.311 | 0.42381 | 0.015518 | 27.311 | 0.4703 | 0.01722 | 27.311 | 4.877% | 0.0006668 | 0.00063379 | 14322.462 | 2227.417 | 192.8863 | 11902.1586 | 14333.5202 | 0 | 0 | 14333.5202 | 9.776e-05%
2027 | 520 | 520-22R | Tier-2 | Tier-2---14 | 4--4 | 188 | 100% | 116.9083 | 45.37% | 53.02% | 1.617% | 2.6254 | 0 | 0 | 2.6254 | 0 | 2.3891 | 1.4587 | 1.6379 | 2.3891 | 1.4587 | 1.6379 | 2.6512 | 1.6187 | 1.6379 | 2.246% | 0.036011 | 0.034228 | 3246.4956 | 310.4275 | 1853.8749 | 1082.1932 | 3338.8629 | 0 | 0 | 3338.8629 | 0.0005511%
2027 | 520 | 520-35R | Tier-3 | Tier-3---9 | 5--5 | 1385 | 100% | 985.3264 | 82.6% | 16.44% | 0.9544% | 40.2894 | 0 | 0 | 40.2894 | 0 | 36.6628 | 10.746 | 3.4117 | 36.6628 | 10.746 | 3.4117 | 40.6854 | 11.9251 | 3.4117 | 4.089% | 0.28544 | 0.27131 | 3451.9467 | 462.7417 | 537.5528 | 2451.6522 | 3483.2179 | 0 | 0 | 3483.2179 | 0.008457%
2027 | 520 | 520-45 | Tier-2 | Tier-2---8 | 5--5 | 640 | 100% | 455.0819 | 89.33% | 9.369% | 1.306% | 20.122 | 0 | 0 | 20.122 | 0 | 18.3108 | 4.9657 | 3.6875 | 18.3108 | 4.9657 | 3.6875 | 20.3198 | 5.5105 | 3.6875 | 4.422% | 0.10446 | 0.099291 | 4356.4514 | 530.4104 | 403.5927 | 3422.4483 | 4380.6683 | 0 | 0 | 4380.6683 | 0.004224%
2027 | 521 | 521-14R | Tier-3 | Tier-3---5 | 5--5 | 932 | 100% | 1719.0003 | 78.65% | 20.86% | 0.4907% | 66.9215 | 0 | 0 | 66.9215 | 0 | 60.8977 | 7.2313 | 8.4214 | 60.8977 | 7.2313 | 8.4214 | 67.5792 | 8.0247 | 8.4214 | 3.893% | 0.27097 | 0.25755 | 6343.9843 | 812.9811 | 1238.2176 | 4292.7856 | 6414.5291 | 0 | 0 | 6414.5291 | 0.01405%
2027 | 521 | 521-1819R | Tier-2 | Tier-2---9 | 4--5 | 448 | 100% | 223.8855 | 62.17% | 36.25% | 1.574% | 6.8901 | 0 | 0 | 6.8901 | 0 | 6.2699 | 3.476 | 1.8038 | 6.2699 | 3.476 | 1.8038 | 6.9578 | 3.8574 | 1.8038 | 3.078% | 0.043667 | 0.041505 | 5127.1322 | 737.124 | 1856.4943 | 2533.514 | 5228.1367 | 0 | 0 | 5228.1367 | 0.001446%
2027 | 521 | 521-1856R | Tier-3 | Tier-3---6 | 5--5 | 973 | 100% | 1212.5663 | 84.9% | 14.39% | 0.7143% | 50.9587 | 0 | 0 | 50.9587 | 0 | 46.3718 | 7.5494 | 6.1425 | 46.3718 | 7.5494 | 6.1425 | 51.4596 | 8.3777 | 6.1425 | 4.203% | 0.15411 | 0.14648 | 7868.3195 | 1087.4875 | 1070.4078 | 5710.4242 | 7930.1938 | 0 | 0 | 7930.1938 | 0.0107%
2027 | 521 | 521-18R | Tier-3 | Tier-3---6 | 4--5 | 734 | 100% | 1129.9866 | 95.19% | 4.09% | 0.7206% | 53.2437 | 0 | 0 | 53.2437 | 0 | 48.451 | 5.695 | 8.5076 | 48.451 | 5.695 | 8.5076 | 53.767 | 6.3199 | 8.5076 | 4.712% | 0.071321 | 0.067791 | 15843.6289 | 2470.7432 | 733.9331 | 12638.9526 | 15883.3193 | 0 | 0 | 15883.3193 | 0.01118%
2027 | 521 | 521-27R | Tier-2 | Tier-2---3 | 4--5 | 900 | 100% | 810.4848 | 91.73% | 7.398% | 0.8745% | 36.8002 | 0 | 0 | 36.8002 | 0 | 33.4877 | 6.983 | 4.7956 | 33.4877 | 6.983 | 4.7956 | 37.1619 | 7.7491 | 4.7956 | 4.541% | 0.063668 | 0.060516 | 12729.941 | 2154.4423 | 1058.961 | 9516.5377 | 12784.7821 | 0 | 0 | 12784.7821 | 0.007724%
2027 | 521 | 521-32R | Tier-3 | Tier-3---4 | 5--5 | 673 | 100% | 1448.9015 | 94.87% | 4.661% | 0.4687% | 68.0413 | 0 | 0 | 68.0413 | 0 | 61.9166 | 5.2217 | 11.8575 | 61.9166 | 5.2217 | 11.8575 | 68.71 | 5.7946 | 11.8575 | 4.696% | 0.14844 | 0.14109 | 9761.0273 | 1631.7912 | 451.6127 | 7677.6235 | 9787.1056 | 0 | 0 | 9787.1056 | 0.01428%
2027 | 521 | 521-700R | Tier-2 | Tier-2---3 | 4--5 | 1600 | 100% | 1225.9943 | 93.19% | 6.054% | 0.7541% | 56.5552 | 0 | 0 | 56.5552 | 0 | 51.4645 | 12.4142 | 4.1456 | 51.4645 | 12.4142 | 4.1456 | 57.111 | 13.7763 | 4.1456 | 4.613% | 0.074421 | 0.070737 | 16473.8564 | 2889.9121 | 1156.3836 | 12427.5607 | 16532.2631 | 0 | 0 | 16532.2631 | 0.01187%
2027 | 522 | 522-34 | Tier-2 | Tier-2---16 | 4--3 | 93 | 100% | 77.0016 | 18.51% | 79.83% | 1.663% | 0.70537 | 0 | 0 | 0.70537 | 0 | 0.64188 | 0.72158 | 0.88955 | 0.64188 | 0.72158 | 0.88955 | 0.7123 | 0.80075 | 0.88955 | 0.916% | 0.030009 | 0.028524 | 2565.9512 | 64.6552 | 2012.714 | 488.582 | 2674.851 | 0 | 0 | 2674.851 | 0.0001481%
2027 | 522 | 522-36 | Tier-2 | Tier-2---16 | 4--3 | 79 | 100% | 95.5847 | 7.342% | 91.11% | 1.546% | 0.34738 | 0 | 0 | 0.34738 | 0 | 0.31611 | 0.61295 | 0.51571 | 0.31611 | 0.61295 | 0.51571 | 0.35079 | 0.6802 | 0.51571 | 0.3634% | 0.031092 | 0.029553 | 3074.2923 | 36.1538 | 2591.8703 | 446.2683 | 3222.6404 | 0 | 0 | 3222.6404 | 7.291e-05%
2027 | 522 | 522-38R | Tier-2 | Tier-2---6 | 4--5 | 1898 | 100% | 1016.2869 | 80.7% | 18.11% | 1.19% | 40.5981 | 0 | 0 | 40.5981 | 0 | 36.9438 | 14.7264 | 2.5087 | 36.9438 | 14.7264 | 2.5087 | 40.9971 | 16.3421 | 2.5087 | 3.995% | 0.088602 | 0.084216 | 11470.2225 | 2251.3608 | 2088.2887 | 7130.573 | 11585.4977 | 0 | 0 | 11585.4977 | 0.008522%
2027 | 523 | 523-31AE | Tier-2 | Tier-2---14 | 4--4 | 230 | 100% | 275.1089 | 4.221% | 94.59% | 1.185% | 0.57475 | 0 | 0 | 0.57475 | 0 | 0.52301 | 1.7845 | 0.29308 | 0.52301 | 1.7845 | 0.29308 | 0.5804 | 1.9803 | 0.29308 | 0.2089% | 0.037419 | 0.035567 | 7352.039 | 68.2792 | 6334.1642 | 949.5956 | 7718.7579 | 0 | 0 | 7718.7579 | 0.0001206%
2027 | 524 | 524-1782F | Tier-3 | Tier-3---10 | 4--5 | 486 | 100% | 681.1238 | 98.24% | 0.8976% | 0.8607% | 33.1228 | 0 | 0 | 33.1228 | 0 | 30.1413 | 3.7708 | 7.9933 | 30.1413 | 3.7708 | 7.9933 | 33.4483 | 4.1845 | 7.9933 | 4.863% | 0.040404 | 0.038404 | 16857.9136 | 3235.0894 | 389.5202 | 13233.3041 | 16873.3501 | 0 | 0 | 16873.3501 | 0.006953%
2027 | 524 | 524-27R | Tier-3 | Tier-3---4 | 4--5 | 935 | 100% | 1282.5738 | 98.01% | 1.22% | 0.7702% | 62.2241 | 0 | 0 | 62.2241 | 0 | 56.6231 | 7.2546 | 7.8052 | 56.6231 | 7.2546 | 7.8052 | 62.8356 | 8.0505 | 7.8052 | 4.852% | 0.060207 | 0.057227 | 21302.6656 | 4149.5256 | 661.6102 | 16491.5299 | 21324.7409 | 0 | 0 | 21324.7409 | 0.01306%
2027 | 524 | 524-46R | Tier-3 | Tier-3---4 | 5--5 | 638 | 100% | 1602.1034 | 91.53% | 7.997% | 0.4775% | 72.5837 | 0 | 0 | 72.5837 | 0 | 66.0502 | 4.9502 | 13.343 | 66.0502 | 4.9502 | 13.343 | 73.297 | 5.4933 | 13.343 | 4.531% | 0.18916 | 0.17979 | 8469.7554 | 1511.9887 | 676.5843 | 6281.1824 | 8507.1343 | 0 | 0 | 8507.1343 | 0.01524%
2027 | 524 | 524-50R | Tier-3 | Tier-3---7 | 5--5 | 525 | 100% | 1190.6418 | 87% | 12.41% | 0.5904% | 51.273 | 0 | 0 | 51.273 | 0 | 46.6577 | 4.0734 | 11.4542 | 46.6577 | 4.0734 | 11.4542 | 51.7769 | 4.5203 | 11.4542 | 4.306% | 0.18313 | 0.17407 | 6501.4644 | 979.7439 | 766.6075 | 4755.113 | 6545.4915 | 0 | 0 | 6545.4915 | 0.01076%
2027 | 524 | 524-69R | Tier-3 | Tier-3---1 | 5--5 | 1862 | 100% | 4619.0742 | 91.74% | 7.782% | 0.477% | 209.7609 | 0 | 0 | 209.7609 | 0 | 190.8796 | 14.447 | 13.2124 | 190.8796 | 14.447 | 13.2124 | 211.8224 | 16.0321 | 13.2124 | 4.541% | 0.27264 | 0.25914 | 16942.2754 | 2594.1012 | 1293.4919 | 13054.6823 | 17015.1442 | 0 | 0 | 17015.1442 | 0.04403%
2027 | 540 | 540-241R | Tier-2 | Tier-2---9 | 4--5 | 61 | 100% | 346.6156 | 24.2% | 75.62% | 0.1791% | 4.1527 | 0 | 0 | 4.1527 | 0 | 3.7789 | 0.47329 | 7.9843 | 3.7789 | 0.47329 | 7.9843 | 4.1935 | 0.52522 | 7.9843 | 1.198% | 0.047942 | 0.045568 | 7229.9557 | 274.5689 | 5138.5463 | 1816.8405 | 7515.3456 | 0 | 0 | 7515.3456 | 0.0008717%
2027 | 583 | 583-318F | Tier-1 | Non-HFTD---4 | 2--5 | 3 | 100% | 30.8265 | 97.26% | 0% | 2.742% | 1.4841 | 0 | 0 | 1.4841 | 0 | 1.3505 | 0.023277 | 58.0187 | 1.3505 | 0.023277 | 58.0187 | 1.4987 | 0.02583 | 58.0187 | 4.814% | 0.0076984 | 0.0073173 | 4004.2782 | 928.2214 | 99.7499 | 2976.3069 | 4009.9969 | 0 | 0 | 4009.9969 | 0.0003115%
2027 | 591 | 591-1594R | Tier-2 | Tier-2---12 | 4--4 | 14 | 100% | 96.6888 | 80.68% | 17.2% | 2.123% | 3.8614 | 0 | 0 | 3.8614 | 0 | 3.5138 | 0.10862 | 32.3484 | 3.5138 | 0.10862 | 32.3484 | 3.8994 | 0.12054 | 32.3484 | 3.994% | 0.047196 | 0.04486 | 2048.6739 | 331.857 | 357.6365 | 1359.1804 | 2069.2869 | 0 | 0 | 2069.2869 | 0.0008105%
2027 | 594 | 594-1379F | Tier-2 | Tier-2---17 | 1--5 | 39 | 100% | 10.6264 | 97.33% | 0% | 2.675% | 0.51194 | 0 | 0 | 0.51194 | 0 | 0.46585 | 0.3026 | 1.5395 | 0.46585 | 0.3026 | 1.5395 | 0.51697 | 0.3358 | 1.5395 | 4.818% | 0.0021822 | 0.0020742 | 4869.5729 | 1396.0349 | 121.0441 | 3352.4938 | 4876.3565 | 0 | 0 | 4876.3565 | 0.0001075%
2027 | 597 | 597-595 | Tier-2 | Tier-2---1 | 5--5 | 1930 | 100% | 2598.8794 | 68.57% | 30.98% | 0.4453% | 88.2139 | 0 | 0 | 88.2139 | 0 | 80.2734 | 14.9746 | 5.3606 | 80.2734 | 14.9746 | 5.3606 | 89.0808 | 16.6176 | 5.3606 | 3.394% | 0.15307 | 0.14549 | 16978.8381 | 2723.3618 | 4869.9544 | 9385.5219 | 17256.733 | 0 | 0 | 17256.733 | 0.01852%
2027 | 599 | 599-19R | Tier-2 | Tier-2---1 | 5--5 | 2562 | 100% | 2814.0812 | 94.6% | 4.701% | 0.7012% | 131.7718 | 0 | 0 | 131.7718 | 0 | 119.9105 | 19.8782 | 6.0322 | 119.9105 | 19.8782 | 6.0322 | 133.0668 | 22.0592 | 6.0322 | 4.683% | 0.15161 | 0.14411 | 18560.9002 | 2880.2053 | 906.7756 | 14773.9194 | 18613.1195 | 0 | 0 | 18613.1195 | 0.02766%
2027 | 67 | 67-24R | Tier-3 | Tier-3---13 | 5--4 | 587 | 100% | 649.2908 | 74.83% | 23.84% | 1.334% | 24.0487 | 0 | 0 | 24.0487 | 0 | 21.884 | 4.5545 | 4.805 | 21.884 | 4.5545 | 4.805 | 24.2851 | 5.0542 | 4.805 | 3.704% | 0.2194 | 0.20854 | 2959.3576 | 336.0702 | 674.1995 | 1949.088 | 2998.1563 | 0 | 0 | 2998.1563 | 0.005048%
2027 | 67 | 67-34R | Tier-3 | Tier-3---11 | 5--5 | 1265 | 100% | 1084.2867 | 76.65% | 22.12% | 1.235% | 41.1379 | 0 | 0 | 41.1379 | 0 | 37.4349 | 9.815 | 3.8141 | 37.4349 | 9.815 | 3.8141 | 41.5422 | 10.8919 | 3.8141 | 3.794% | 0.24743 | 0.23519 | 4382.1248 | 535.8218 | 956.7681 | 2889.5349 | 4435.4199 | 0 | 0 | 4435.4199 | 0.008635%
2027 | 67 | 67-37R | Tier-3 | Tier-3---17 | 5--3 | 212 | 100% | 226.6286 | 65.58% | 32.17% | 2.242% | 7.3573 | 0 | 0 | 7.3573 | 0 | 6.6951 | 1.6449 | 4.0702 | 6.6951 | 1.6449 | 4.0702 | 7.4296 | 1.8254 | 4.0702 | 3.246% | 0.20095 | 0.191 | 1127.7881 | 99.8375 | 351.0117 | 676.9389 | 1148.0014 | 0 | 0 | 1148.0014 | 0.001544%
2027 | 67 | 67-45R | Tier-3 | Tier-3---15 | 5--4 | 319 | 100% | 468.8847 | 75.51% | 23.11% | 1.372% | 17.5265 | 0 | 0 | 17.5265 | 0 | 15.9488 | 2.4751 | 6.4438 | 15.9488 | 2.4751 | 6.4438 | 17.6987 | 2.7466 | 6.4438 | 3.738% | 0.20887 | 0.19854 | 2244.8167 | 264.9489 | 495.8782 | 1483.9896 | 2273.443 | 0 | 0 | 2273.443 | 0.003679%
2027 | 73 | 73-1130R | Tier-3 | Tier-3---9 | 5--5 | 273 | 100% | 971.12 | 83.08% | 16.23% | 0.6878% | 39.9363 | 0 | 0 | 39.9363 | 0 | 36.3415 | 2.1182 | 17.157 | 36.3415 | 2.1182 | 17.157 | 40.3288 | 2.3506 | 17.157 | 4.112% | 0.2182 | 0.2074 | 4450.6448 | 608.0965 | 688.9858 | 3153.5625 | 4489.8651 | 0 | 0 | 4489.8651 | 0.008383%
2027 | 73 | 73-1163 | Tier-3 | Tier-3---4 | 5--5 | 800 | 100% | 1861.7789 | 88.41% | 11.22% | 0.3692% | 81.4778 | 0 | 0 | 81.4778 | 0 | 74.1437 | 6.2071 | 11.945 | 74.1437 | 6.2071 | 11.945 | 82.2785 | 6.8881 | 11.945 | 4.376% | 0.22506 | 0.21392 | 8272.2274 | 1229.0974 | 921.3142 | 6121.8157 | 8322.1532 | 0 | 0 | 8322.1532 | 0.0171%
2027 | 73 | 73-1164 | Tier-3 | Tier-3---13 | 5--4 | 258 | 100% | 263.7681 | 87.65% | 11.96% | 0.3908% | 11.4441 | 0 | 0 | 11.4441 | 0 | 10.414 | 2.0018 | 5.2023 | 10.414 | 2.0018 | 5.2023 | 11.5566 | 2.2214 | 5.2023 | 4.339% | 0.18614 | 0.17693 | 1417.02 | 198.6601 | 156.5468 | 1061.8131 | 1426.1334 | 0 | 0 | 1426.1334 | 0.002402%
2027 | 73 | 73-23R | Tier-3 | Tier-3---9 | 5--5 | 243 | 100% | 841.8786 | 89.4% | 10.02% | 0.5825% | 37.2536 | 0 | 0 | 37.2536 | 0 | 33.9003 | 1.8854 | 17.9803 | 33.9003 | 1.8854 | 17.9803 | 37.6197 | 2.0923 | 17.9803 | 4.425% | 0.21349 | 0.20292 | 3943.3878 | 597.9657 | 380.5291 | 2964.893 | 3965.1665 | 0 | 0 | 3965.1665 | 0.00782%
2027 | 73 | 73-678R | Tier-3 | Tier-3---5 | 5--5 | 537 | 100% | 1587.7071 | 88.98% | 10.47% | 0.5476% | 69.9321 | 0 | 0 | 69.9321 | 0 | 63.6373 | 4.1665 | 15.2735 | 63.6373 | 4.1665 | 15.2735 | 70.6194 | 4.6237 | 15.2735 | 4.405% | 0.23776 | 0.22599 | 6677.7947 | 1003.2668 | 681.1886 | 4993.3394 | 6716.1123 | 0 | 0 | 6716.1123 | 0.01468%
2027 | 73 | 73-683R | Tier-3 | Tier-3---7 | 5--5 | 483 | 100% | 1378.6065 | 89.65% | 9.845% | 0.5099% | 61.1747 | 0 | 0 | 61.1747 | 0 | 55.6682 | 3.7475 | 14.8546 | 55.6682 | 3.7475 | 14.8546 | 61.7759 | 4.1587 | 14.8546 | 4.437% | 0.22716 | 0.21591 | 6068.9321 | 866.1538 | 585.2944 | 4617.4838 | 6101.6595 | 0 | 0 | 6101.6595 | 0.01284%
2027 | 75 | 75-2258F | Tier-3 | Tier-3---21 | 2--2 | 1 | 100% | 4.3243 | 0% | 100% | 0% | 0 | 0 | 0 | 0 | 0 | 0 | 0.0077589 | 0 | 0 | 0.0077589 | 0 | 0 | 0.0086102 | 0 | 0% | 0.0051944 | 0.0049373 | 832.4969 | 1.4417 | 747.1872 | 83.868 | 875.8515 | 0 | 0 | 875.8515 | 0%
2027 | 75 | 75-2259F | Tier-3 | Tier-3---12 | 3--5 | 410 | 100% | 362.3539 | 98.06% | 1.201% | 0.7355% | 17.5891 | 0 | 0 | 17.5891 | 0 | 16.0058 | 3.1811 | 5.0315 | 16.0058 | 3.1811 | 5.0315 | 17.762 | 3.5302 | 5.0315 | 4.854% | 0.020337 | 0.019331 | 17817.1226 | 3618.9618 | 323.8838 | 13874.277 | 17835.0947 | 0 | 0 | 17835.0947 | 0.003692%
2027 | 75 | 75-32R | Tier-3 | Tier-3---13 | 3--5 | 206 | 100% | 196.1202 | 96.38% | 2.668% | 0.9512% | 9.3566 | 0 | 0 | 9.3566 | 0 | 8.5144 | 1.5983 | 5.327 | 8.5144 | 1.5983 | 5.327 | 9.4485 | 1.7737 | 5.327 | 4.771% | 0.014781 | 0.01405 | 13268.2222 | 2437.4241 | 453.4454 | 10377.3526 | 13293.2324 | 0 | 0 | 13293.2324 | 0.001964%
2027 | 75 | 75-41 | Tier-3 | Tier-3---13 | 3--5 | 93 | 100% | 232.3508 | 98.84% | 0.3675% | 0.788% | 11.3685 | 0 | 0 | 11.3685 | 0 | 10.3452 | 0.72158 | 14.3369 | 10.3452 | 0.72158 | 14.3369 | 11.4802 | 0.80075 | 14.3369 | 4.893% | 0.0163 | 0.015493 | 14254.8272 | 3156.0323 | 229.2614 | 10869.5335 | 14263.4051 | 0 | 0 | 14263.4051 | 0.002386%
2027 | 75 | 75-996R | Tier-2 | Tier-2---7 | 4--5 | 730 | 100% | 357.2986 | 95.33% | 2.61% | 2.061% | 16.8601 | 0 | 0 | 16.8601 | 0 | 15.3425 | 5.664 | 2.7088 | 15.3425 | 5.664 | 2.7088 | 17.0258 | 6.2854 | 2.7088 | 4.719% | 0.043997 | 0.041819 | 8120.9384 | 1655.5756 | 489.8744 | 5975.4884 | 8140.6943 | 0 | 0 | 8140.6943 | 0.003539%
2027 | 78 | 78-26R | Tier-3 | Tier-3---5 | 5--5 | 486 | 100% | 1506.352 | 86.4% | 13.31% | 0.287% | 64.4231 | 0 | 0 | 64.4231 | 0 | 58.6242 | 3.7708 | 15.5468 | 58.6242 | 3.7708 | 15.5468 | 65.0563 | 4.1845 | 15.5468 | 4.277% | 0.34567 | 0.32856 | 4357.7168 | 613.0091 | 539.1725 | 3205.5352 | 4388.5824 | 0 | 0 | 4388.5824 | 0.01352%
2027 | 78 | 78-782R | Tier-3 | Tier-3---7 | 5--5 | 34 | 100% | 610.0389 | 94.37% | 5.437% | 0.1919% | 28.4972 | 0 | 0 | 28.4972 | 0 | 25.9321 | 0.2638 | 98.3013 | 25.9321 | 0.2638 | 98.3013 | 28.7773 | 0.29275 | 98.3013 | 4.671% | 0.33808 | 0.32134 | 1804.4347 | 294.1768 | 90.6725 | 1419.5855 | 1809.7241 | 0 | 0 | 1809.7241 | 0.005982%
2027 | 788 | 788-34R | Tier-2 | Tier-2---6 | 5--5 | 551 | 100% | 1602.6496 | 68.44% | 30.89% | 0.6716% | 54.2931 | 0 | 0 | 54.2931 | 0 | 49.406 | 4.2751 | 11.5566 | 49.406 | 4.2751 | 11.5566 | 54.8267 | 4.7442 | 11.5566 | 3.388% | 0.12404 | 0.1179 | 12920.0508 | 2335.3392 | 3828.2096 | 6756.5021 | 13132.4116 | 0 | 0 | 13132.4116 | 0.0114%
2027 | 79 | 79-1215F | Tier-3 | Tier-3---18 | 5--3 | 17 | 100% | 33.4718 | 96.07% | 3.425% | 0.5103% | 1.5917 | 0 | 0 | 1.5917 | 0 | 1.4484 | 0.1319 | 10.9809 | 1.4484 | 0.1319 | 10.9809 | 1.6073 | 0.14637 | 10.9809 | 4.755% | 0.1831 | 0.17404 | 182.8036 | 27.7714 | 8.4859 | 146.5463 | 183.1782 | 0 | 0 | 183.1782 | 0.0003341%
2027 | 791 | 791-419F | Tier-2 | Tier-2---5 | 5--5 | 153 | 100% | 638.6863 | 61.95% | 37.46% | 0.5934% | 19.5851 | 0 | 0 | 19.5851 | 0 | 17.8222 | 1.1871 | 15.0131 | 17.8222 | 1.1871 | 15.0131 | 19.7776 | 1.3174 | 15.0131 | 3.066% | 0.11325 | 0.10765 | 5639.4744 | 649.4436 | 1934.52 | 3055.5108 | 5751.2271 | 0 | 0 | 5751.2271 | 0.004111%
2027 | 79 | 79-658R | Tier-3 | Tier-3---5 | 5--5 | 558 | 100% | 1583.1515 | 94.39% | 5.201% | 0.4074% | 73.9712 | 0 | 0 | 73.9712 | 0 | 67.3127 | 4.3295 | 15.5476 | 67.3127 | 4.3295 | 15.5476 | 74.6981 | 4.8045 | 15.5476 | 4.672% | 0.46655 | 0.44346 | 3393.3013 | 536.1336 | 179.2959 | 2677.8718 | 3403.2117 | 0 | 0 | 3403.2117 | 0.01553%
2027 | 79 | 79-660R | Tier-3 | Tier-3---14 | 5--3 | 846 | 100% | 410.2866 | 87.38% | 11.28% | 1.342% | 17.7464 | 0 | 0 | 17.7464 | 0 | 16.149 | 6.564 | 2.4602 | 16.149 | 6.564 | 2.4602 | 17.9208 | 7.2842 | 2.4602 | 4.325% | 0.45747 | 0.43483 | 896.8574 | 100.1714 | 108.3483 | 688.3376 | 902.7512 | 0 | 0 | 902.7512 | 0.003725%
2027 | 79 | 79-668R | Tier-3 | Tier-3---15 | 5--3 | 565 | 100% | 744.6976 | 38.65% | 60.41% | 0.9336% | 14.2487 | 0 | 0 | 14.2487 | 0 | 12.9661 | 4.3838 | 2.9578 | 12.9661 | 4.3838 | 2.9578 | 14.3888 | 4.8647 | 2.9578 | 1.913% | 0.43999 | 0.41821 | 1692.5377 | 90.5162 | 925.3729 | 676.6485 | 1746.6107 | 0 | 0 | 1746.6107 | 0.002991%
2027 | 79 | 79-676R | Tier-3 | Tier-3---5 | 5--5 | 373 | 100% | 1054.6802 | 84.57% | 15.17% | 0.2582% | 44.1504 | 0 | 0 | 44.1504 | 0 | 40.1763 | 2.8941 | 13.8823 | 40.1763 | 2.8941 | 13.8823 | 44.5843 | 3.2116 | 13.8823 | 4.186% | 0.38409 | 0.36508 | 2745.9122 | 408.062 | 399.7376 | 1938.1127 | 2767.9795 | 0 | 0 | 2767.9795 | 0.009267%
2027 | 79 | 79-679R | Tier-3 | Tier-3---3 | 5--5 | 412 | 100% | 1892.052 | 89.49% | 10.28% | 0.2308% | 83.8134 | 0 | 0 | 83.8134 | 0 | 76.2691 | 3.1967 | 23.859 | 76.2691 | 3.1967 | 23.859 | 84.6372 | 3.5474 | 23.859 | 4.43% | 0.3939 | 0.3744 | 4803.3522 | 735.2081 | 460.7879 | 3607.3562 | 4829.6424 | 0 | 0 | 4829.6424 | 0.01759%
2027 | 79 | 79-685R | Tier-3 | Tier-3---14 | 5--4 | 66 | 100% | 400.4276 | 96.08% | 3.359% | 0.5615% | 19.044 | 0 | 0 | 19.044 | 0 | 17.3298 | 0.51209 | 33.8416 | 17.3298 | 0.51209 | 33.8416 | 19.2312 | 0.56827 | 33.8416 | 4.756% | 0.43155 | 0.41019 | 927.8849 | 128.9201 | 31.6542 | 767.3106 | 929.7795 | 0 | 0 | 929.7795 | 0.003997%
2027 | 79 | 79-714R | Tier-3 | Tier-3---9 | 5--4 | 433 | 100% | 903.7514 | 77.92% | 21.67% | 0.4055% | 34.8589 | 0 | 0 | 34.8589 | 0 | 31.7212 | 3.3596 | 9.442 | 31.7212 | 3.3596 | 9.442 | 35.2015 | 3.7282 | 9.442 | 3.857% | 0.37772 | 0.35902 | 2392.6757 | 300.8376 | 478.1412 | 1613.6969 | 2420.1861 | 0 | 0 | 2420.1861 | 0.007317%
2027 | 79 | 79-785 | Tier-3 | Tier-3---3 | 5--5 | 933 | 100% | 2480.4804 | 78.86% | 20.81% | 0.3308% | 96.8251 | 0 | 0 | 96.8251 | 0 | 88.1095 | 7.239 | 12.1714 | 88.1095 | 7.239 | 12.1714 | 97.7767 | 8.0333 | 12.1714 | 3.903% | 0.38023 | 0.36141 | 6523.6349 | 955.6486 | 1258.2917 | 4309.6946 | 6595.4614 | 0 | 0 | 6595.4614 | 0.02032%
2027 | 79 | 79-799R | Tier-3 | Tier-3---14 | 5--3 | 34 | 100% | 551.8926 | 84.52% | 14.8% | 0.6835% | 23.0887 | 0 | 0 | 23.0887 | 0 | 21.0104 | 0.2638 | 79.6446 | 21.0104 | 0.2638 | 79.6446 | 23.3156 | 0.29275 | 79.6446 | 4.184% | 0.77068 | 0.73253 | 716.1099 | 80.6305 | 98.909 | 536.5704 | 721.8843 | 0 | 0 | 721.8843 | 0.004846%
2027 | 79 | 79-808R | Tier-3 | Tier-3---3 | 5--5 | 415 | 100% | 2167.6529 | 93.07% | 6.627% | 0.3038% | 99.8623 | 0 | 0 | 99.8623 | 0 | 90.8733 | 3.2199 | 28.2221 | 90.8733 | 3.2199 | 28.2221 | 100.8437 | 3.5732 | 28.2221 | 4.607% | 0.44563 | 0.42357 | 4864.2458 | 733.0646 | 303.7151 | 3827.4661 | 4881.8025 | 0 | 0 | 4881.8025 | 0.02096%
2027 | 799 | 799-504R | Tier-2 | Tier-2---15 | 1--5 | 24 | 100% | 27.7948 | 96.8% | 0% | 3.201% | 1.3318 | 0 | 0 | 1.3318 | 0 | 1.2119 | 0.18621 | 6.5083 | 1.2119 | 0.18621 | 6.5083 | 1.3449 | 0.20664 | 6.5083 | 4.792% | 0.0046964 | 0.0044639 | 5918.3199 | 1511.7003 | 676.4165 | 3730.2032 | 5928.185 | 0 | 0 | 5928.185 | 0.0002795%
2027 | 835 | 835-10F | Tier-2 | Tier-2---19 | 1--4 | 62 | 100% | 3.5155 | 95.99% | 0% | 4.014% | 0.16703 | 0 | 0 | 0.16703 | 0 | 0.152 | 0.48105 | 0.31597 | 0.152 | 0.48105 | 0.31597 | 0.16868 | 0.53383 | 0.31597 | 4.751% | 0.0010446 | 0.00099289 | 3365.4208 | 527.6091 | 131.7666 | 2706.0451 | 3372.4555 | 0 | 0 | 3372.4555 | 3.506e-05%
2027 | 835 | 835-11F | Tier-2 | Tier-2---15 | 1--5 | 36 | 100% | 29.5331 | 98.28% | 0% | 1.716% | 1.4368 | 0 | 0 | 1.4368 | 0 | 1.3075 | 0.27932 | 4.6809 | 1.3075 | 0.27932 | 4.6809 | 1.4509 | 0.30997 | 4.6809 | 4.865% | 0.0041866 | 0.0039794 | 7054.2016 | 1691.248 | 112.5867 | 5250.3669 | 7060.5075 | 0 | 0 | 7060.5075 | 0.0003016%
2027 | 835 | 835-35F | Tier-2 | Tier-2---19 | 1--5 | 9 | 100% | 1.702 | 96.24% | 0% | 3.761% | 0.081081 | 0 | 0 | 0.081081 | 0 | 0.073782 | 0.06983 | 1.0566 | 0.073782 | 0.06983 | 1.0566 | 0.081878 | 0.077491 | 1.0566 | 4.764% | 0.0003154 | 0.00029979 | 5396.3575 | 853.3516 | 185.8923 | 4357.1135 | 5406.9276 | 0 | 0 | 5406.9276 | 1.702e-05%
2027 | 840 | 840-308F | Tier-2 | Tier-2---13 | 4--4 | 13 | 100% | 43.5719 | 95.47% | 3.384% | 1.143% | 2.0592 | 0 | 0 | 2.0592 | 0 | 1.8738 | 0.10087 | 18.5775 | 1.8738 | 0.10087 | 18.5775 | 2.0794 | 0.11193 | 18.5775 | 4.726% | 0.063249 | 0.060118 | 688.8919 | 152.3879 | 26.757 | 509.7471 | 690.5159 | 0 | 0 | 690.5159 | 0.0004322%
2027 | 840 | 840-374 | Tier-2 | Tier-2---13 | 4--3 | 241 | 100% | 37.0531 | 79.48% | 17.21% | 3.315% | 1.4577 | 0 | 0 | 1.4577 | 0 | 1.3265 | 1.8699 | 0.70941 | 1.3265 | 1.8699 | 0.70941 | 1.4721 | 2.075 | 0.70941 | 3.934% | 0.064007 | 0.060838 | 578.893 | 75.1815 | 95.4784 | 408.233 | 585.0798 | 0 | 0 | 585.0798 | 0.000306%
2027 | 855 | 855-46AE | Tier-2 | Tier-2---15 | 1--5 | 1 | 100% | 22.7812 | 99.05% | 0% | 0.9453% | 1.117 | 0 | 0 | 1.117 | 0 | 1.0165 | 0.0077589 | 131.0067 | 1.0165 | 0.0077589 | 131.0067 | 1.128 | 0.0086102 | 131.0067 | 4.903% | 0.0010888 | 0.0010349 | 20923.2579 | 6163.1266 | 183.5454 | 14576.586 | 20933.5585 | 0 | 0 | 20933.5585 | 0.0002345%
2027 | 859 | 859-42R | Tier-2 | Tier-2---3 | 4--5 | 793 | 100% | 1138.7404 | 98.96% | 0% | 1.04% | 55.7813 | 0 | 0 | 55.7813 | 0 | 50.7603 | 6.1528 | 8.25 | 50.7603 | 6.1528 | 8.25 | 56.3296 | 6.8279 | 8.25 | 4.899% | 0.067132 | 0.063809 | 16962.7575 | 2757.3465 | 237.2903 | 13968.1207 | 16971.9461 | 0 | 0 | 16971.9461 | 0.01171%
2027 | 907 | 907-1562AE | Tier-3 | Tier-3---6 | 4--5 | 503 | 100% | 858.7853 | 77.1% | 22.57% | 0.3293% | 32.7744 | 0 | 0 | 32.7744 | 0 | 29.8243 | 3.9027 | 7.6419 | 29.8243 | 3.9027 | 7.6419 | 33.0965 | 4.3309 | 7.6419 | 3.816% | 0.054867 | 0.052151 | 15652.2427 | 2298.9356 | 3240.4011 | 10112.906 | 15838.9218 | 0 | 0 | 15838.9218 | 0.006879%
2027 | 907 | 907-1602 | Tier-3 | Tier-3---17 | 3--4 | 8 | 100% | 23.6904 | 85.8% | 13.77% | 0.4286% | 1.0061 | 0 | 0 | 1.0061 | 0 | 0.91555 | 0.062071 | 14.7501 | 0.91555 | 0.062071 | 14.7501 | 1.016 | 0.068881 | 14.7501 | 4.247% | 0.018131 | 0.017233 | 1306.6407 | 183.5641 | 147.0644 | 976.0122 | 1316.3056 | 0 | 0 | 1316.3056 | 0.0002112%
2027 | 907 | 907-1702R | Tier-3 | Tier-3---6 | 4--5 | 781 | 100% | 840.6328 | 97.1% | 2.481% | 0.4145% | 40.4066 | 0 | 0 | 40.4066 | 0 | 36.7695 | 6.0597 | 6.0679 | 36.7695 | 6.0597 | 6.0679 | 40.8038 | 6.7245 | 6.0679 | 4.807% | 0.061079 | 0.058055 | 13763.1312 | 2505.9528 | 366.7943 | 10890.3841 | 13783.8819 | 0 | 0 | 13783.8819 | 0.008481%
2027 | 907 | 907-1716R | Tier-3 | Tier-3---2 | 4--5 | 1809 | 100% | 2427.1827 | 91.21% | 8.47% | 0.3199% | 109.585 | 0 | 0 | 109.585 | 0 | 99.7208 | 14.0358 | 7.1047 | 99.7208 | 14.0358 | 7.1047 | 110.662 | 15.5758 | 7.1047 | 4.515% | 0.088049 | 0.083691 | 27566.2098 | 5467.7784 | 2289.9071 | 19808.5244 | 27692.3953 | 0 | 0 | 27692.3953 | 0.023%
2027 | 907 | 907-2820R | Tier-3 | Tier-3---10 | 4--5 | 130 | 100% | 535.894 | 99.72% | 0.09292% | 0.1857% | 26.4528 | 0 | 0 | 26.4528 | 0 | 24.0717 | 1.0087 | 23.8652 | 24.0717 | 1.0087 | 23.8652 | 26.7128 | 1.1193 | 23.8652 | 4.936% | 0.082479 | 0.078396 | 6497.3542 | 1341.6962 | 16.6169 | 5139.0411 | 6498.2969 | 0 | 0 | 6498.2969 | 0.005552%
2027 | 908 | 908-1172R | Tier-2 | Tier-2---2 | 5--5 | 1320 | 100% | 1737.7755 | 85.15% | 14.43% | 0.419% | 73.2487 | 0 | 0 | 73.2487 | 0 | 66.6554 | 10.2417 | 6.5082 | 66.6554 | 10.2417 | 6.5082 | 73.9686 | 11.3654 | 6.5082 | 4.215% | 0.20692 | 0.19668 | 8398.1993 | 1379.7509 | 1146.2529 | 5872.1954 | 8463.133 | 0 | 0 | 8463.133 | 0.01537%
2027 | 908 | 908-1236 | Tier-2 | Tier-2---2 | 5--5 | 741 | 100% | 1117.3056 | 87.67% | 11.99% | 0.3416% | 48.4882 | 0 | 0 | 48.4882 | 0 | 44.1236 | 5.7493 | 7.6746 | 44.1236 | 5.7493 | 7.6746 | 48.9647 | 6.3801 | 7.6746 | 4.34% | 0.1877 | 0.17841 | 5952.6009 | 1091.9072 | 667.6574 | 4193.0363 | 5990.8188 | 0 | 0 | 5990.8188 | 0.01018%
2027 | 908 | 908-1368R | Tier-2 | Tier-2---5 | 5--5 | 1020 | 100% | 991.2216 | 79.39% | 19.4% | 1.209% | 38.9519 | 0 | 0 | 38.9519 | 0 | 35.4457 | 7.9141 | 4.4788 | 35.4457 | 7.9141 | 4.4788 | 39.3347 | 8.7824 | 4.4788 | 3.93% | 0.23644 | 0.22474 | 4192.2079 | 563.5001 | 776.6437 | 2852.0641 | 4237.2091 | 0 | 0 | 4237.2091 | 0.008176%
2027 | 908 | 908-1370R | Tier-2 | Tier-2---8 | 5--4 | 585 | 100% | 321.5186 | 63.48% | 35.24% | 1.285% | 10.1025 | 0 | 0 | 10.1025 | 0 | 9.1931 | 4.5389 | 2.0254 | 9.1931 | 4.5389 | 2.0254 | 10.2018 | 5.0369 | 2.0254 | 3.142% | 0.1878 | 0.17851 | 1711.9863 | 197.0075 | 569.379 | 945.5998 | 1744.5489 | 0 | 0 | 1744.5489 | 0.002121%
2027 | 908 | 908-1372R | Tier-2 | Tier-2---2 | 5--5 | 352 | 100% | 804.0275 | 84.01% | 15.68% | 0.3083% | 33.4346 | 0 | 0 | 33.4346 | 0 | 30.4251 | 2.7311 | 11.1401 | 30.4251 | 2.7311 | 11.1401 | 33.7632 | 3.0308 | 11.1401 | 4.158% | 0.17701 | 0.16825 | 4542.3486 | 816.5914 | 664.0711 | 3061.6861 | 4580.1787 | 0 | 0 | 4580.1787 | 0.007018%
2027 | 908 | 908-2038R | Tier-2 | Tier-2---1 | 5--5 | 1150 | 100% | 3761.7346 | 88.11% | 11.56% | 0.3295% | 164.0652 | 0 | 0 | 164.0652 | 0 | 149.2971 | 8.9227 | 16.7323 | 149.2971 | 8.9227 | 16.7323 | 165.6776 | 9.9017 | 16.7323 | 4.361% | 0.23053 | 0.21912 | 16317.5676 | 2905.2613 | 1774.9087 | 11637.3976 | 16418.6104 | 0 | 0 | 16418.6104 | 0.03444%
2027 | 908 | 908-2040 | Tier-2 | Tier-2---5 | 5--5 | 577 | 100% | 697.2725 | 58.64% | 40.83% | 0.5327% | 20.2401 | 0 | 0 | 20.2401 | 0 | 18.4183 | 4.4769 | 4.1141 | 18.4183 | 4.4769 | 4.1141 | 20.4391 | 4.9681 | 4.1141 | 2.903% | 0.17929 | 0.17042 | 3888.9985 | 484.676 | 1468.7466 | 1935.576 | 3972.762 | 0 | 0 | 3972.762 | 0.004248%
2027 | 908 | 908-2055F | Tier-3 | Tier-3---2 | 5--5 | 762 | 100% | 2141.2623 | 90.56% | 9.061% | 0.3753% | 95.9903 | 0 | 0 | 95.9903 | 0 | 87.3499 | 5.9123 | 14.7743 | 87.3499 | 5.9123 | 14.7743 | 96.9337 | 6.5609 | 14.7743 | 4.483% | 0.20355 | 0.19347 | 10519.7129 | 1841.0843 | 947.7804 | 7730.8482 | 10571.4113 | 0 | 0 | 10571.4113 | 0.02015%
2027 | 908 | 908-2062F | Tier-2 | Tier-2---16 | 5--2 | 9 | 100% | 16.6415 | 87.19% | 12.22% | 0.5909% | 0.7182 | 0 | 0 | 0.7182 | 0 | 0.65355 | 0.06983 | 9.3592 | 0.65355 | 0.06983 | 9.3592 | 0.72526 | 0.077491 | 9.3592 | 4.316% | 0.16054 | 0.1526 | 103.6572 | 14.5987 | 13.5444 | 75.5142 | 104.3489 | 0 | 0 | 104.3489 | 0.0001508%
2027 | 908 | 908-30 | Tier-2 | Tier-2---10 | 5--4 | 211 | 100% | 139.6838 | 79.37% | 19.74% | 0.8803% | 5.4882 | 0 | 0 | 5.4882 | 0 | 4.9942 | 1.6371 | 3.0506 | 4.9942 | 1.6371 | 3.0506 | 5.5422 | 1.8167 | 3.0506 | 3.929% | 0.16572 | 0.15752 | 842.8699 | 108.2915 | 162.9752 | 571.6032 | 851.9233 | 0 | 0 | 851.9233 | 0.001152%
2027 | 909 | 909-451 | Tier-3 | Tier-3---1 | 5--5 | 1555 | 100% | 4745.7108 | 91.73% | 8.003% | 0.272% | 215.4739 | 0 | 0 | 215.4739 | 0 | 196.0783 | 12.0651 | 16.2517 | 196.0783 | 12.0651 | 16.2517 | 217.5915 | 13.3888 | 16.2517 | 4.54% | 0.31112 | 0.29572 | 15253.5364 | 2448.7202 | 1130.6792 | 11674.137 | 15319.2699 | 0 | 0 | 15319.2699 | 0.04523%
2027 | 909 | 909-453R | Tier-2 | Tier-2---3 | 2--5 | 16 | 100% | 476.0233 | 99.61% | 0% | 0.3866% | 23.4721 | 0 | 0 | 23.4721 | 0 | 21.3593 | 0.12414 | 172.0549 | 21.3593 | 0.12414 | 172.0549 | 23.7027 | 0.13776 | 172.0549 | 4.931% | 0.0097928 | 0.0093081 | 48609.517 | 7840.4908 | 672.9123 | 40096.1139 | 48619.3034 | 0 | 0 | 48619.3034 | 0.004927%
2027 | 909 | 909-805R | Tier-2 | Tier-2---1 | 5--5 | 1096 | 100% | 2804.3911 | 91.7% | 7.979% | 0.3181% | 127.2991 | 0 | 0 | 127.2991 | 0 | 115.8404 | 8.5037 | 13.6223 | 115.8404 | 8.5037 | 13.6223 | 128.5502 | 9.4367 | 13.6223 | 4.539% | 0.28921 | 0.27489 | 9696.7159 | 1951.0291 | 709.8564 | 7035.8304 | 9738.6166 | 0 | 0 | 9738.6166 | 0.02672%
2027 | 91 | 91-7F | Tier-2 | Tier-2---9 | 4--5 | 309 | 100% | 251.2122 | 79.73% | 18.17% | 2.101% | 9.9145 | 0 | 0 | 9.9145 | 0 | 9.0221 | 2.3975 | 3.7631 | 9.0221 | 2.3975 | 3.7631 | 10.0119 | 2.6605 | 3.7631 | 3.947% | 0.034038 | 0.032353 | 7380.3891 | 1285.4298 | 1444.1692 | 4650.7901 | 7458.2959 | 0 | 0 | 7458.2959 | 0.002081%
2027 | 920 | 920-1342R | Tier-3 | Tier-3---12 | 4--5 | 318 | 100% | 408.8204 | 94.62% | 4.403% | 0.9773% | 19.1478 | 0 | 0 | 19.1478 | 0 | 17.4242 | 2.4673 | 7.062 | 17.4242 | 2.4673 | 7.062 | 19.3359 | 2.738 | 7.062 | 4.684% | 0.068604 | 0.065208 | 5959.0983 | 1229.6301 | 289.5515 | 4439.9167 | 5975.7964 | 0 | 0 | 5975.7964 | 0.004019%
2027 | 920 | 920-735AE | Tier-2 | Tier-2---7 | 4--5 | 84 | 100% | 627.5827 | 25.02% | 74.11% | 0.8722% | 7.7723 | 0 | 0 | 7.7723 | 0 | 7.0727 | 0.65175 | 10.852 | 7.0727 | 0.65175 | 10.852 | 7.8487 | 0.72325 | 10.852 | 1.238% | 0.068691 | 0.065291 | 9136.3433 | 511.7297 | 6274.1673 | 2350.4463 | 9493.1022 | 0 | 0 | 9493.1022 | 0.001631%
2027 | 921 | 921-800F | Tier-2 | Tier-2---7 | 4--5 | 116 | 100% | 650.3067 | 29.95% | 69.36% | 0.6872% | 9.6425 | 0 | 0 | 9.6425 | 0 | 8.7745 | 0.90003 | 9.7492 | 8.7745 | 0.90003 | 9.7492 | 9.7373 | 0.99878 | 9.7492 | 1.483% | 0.065336 | 0.062102 | 9953.2373 | 702.3415 | 6282.5542 | 2968.3417 | 10316.3119 | 0 | 0 | 10316.3119 | 0.002024%
2027 | 928 | 928-19 | Tier-2 | Tier-2---11 | 4--4 | 3 | 100% | 73.2406 | 96.92% | 1.567% | 1.51% | 3.5139 | 0 | 0 | 3.5139 | 0 | 3.1976 | 0.023277 | 137.3719 | 3.1976 | 0.023277 | 137.3719 | 3.5484 | 0.02583 | 137.3719 | 4.798% | 0.051756 | 0.049194 | 1415.107 | 294.5529 | 37.2101 | 1083.344 | 1417.3747 | 0 | 0 | 1417.3747 | 0.0007376%
2027 | 968 | 968-476F | Tier-2 | Tier-2---17 | 3--3 | 13 | 100% | 17.6086 | 89.28% | 2.69% | 8.028% | 0.77821 | 0 | 0 | 0.77821 | 0 | 0.70816 | 0.10087 | 7.0208 | 0.70816 | 0.10087 | 7.0208 | 0.78585 | 0.11193 | 7.0208 | 4.419% | 0.015315 | 0.014557 | 1149.748 | 271.1398 | 111.0595 | 767.5487 | 1156.1655 | 0 | 0 | 1156.1655 | 0.0001633%
2027 | 970 | 970-1341R | Tier-3 | Tier-3---4 | 5--5 | 75 | 100% | 1130.055 | 96.17% | 3.586% | 0.2481% | 53.7928 | 0 | 0 | 53.7928 | 0 | 48.9507 | 0.58192 | 84.1199 | 48.9507 | 0.58192 | 84.1199 | 54.3214 | 0.64576 | 84.1199 | 4.76% | 0.12497 | 0.11878 | 9042.8131 | 2000.05 | 446.8525 | 6595.9106 | 9060.8711 | 0 | 0 | 9060.8711 | 0.01129%
2027 | 971 | 971-1973R | Tier-3 | Tier-3---4 | 5--5 | 913 | 100% | 1698.739 | 91.74% | 7.818% | 0.44% | 77.1439 | 0 | 0 | 77.1439 | 0 | 70.1999 | 7.0839 | 9.9098 | 70.1999 | 7.0839 | 9.9098 | 77.902 | 7.8611 | 9.9098 | 4.541% | 0.14704 | 0.13976 | 11552.8886 | 2071.9815 | 875.2489 | 8605.6581 | 11602.5712 | 0 | 0 | 11602.5712 | 0.01619%
2027 | 971 | 971-2050R | Tier-3 | Tier-3---2 | 5--5 | 1693 | 100% | 3108.8974 | 90.26% | 9.266% | 0.4743% | 138.901 | 0 | 0 | 138.901 | 0 | 126.398 | 13.1358 | 9.6224 | 126.398 | 13.1358 | 9.6224 | 140.2661 | 14.577 | 9.6224 | 4.468% | 0.18464 | 0.1755 | 16837.3789 | 2911.4979 | 1523.0662 | 12402.8149 | 16922.7873 | 0 | 0 | 16922.7873 | 0.02916%
2027 | 971 | 971-29R | Tier-3 | Tier-3---6 | 5--5 | 169 | 100% | 752.2042 | 94.43% | 5.253% | 0.3211% | 35.1587 | 0 | 0 | 35.1587 | 0 | 31.9939 | 1.3113 | 24.3995 | 31.9939 | 1.3113 | 24.3995 | 35.5042 | 1.4551 | 24.3995 | 4.674% | 0.12171 | 0.11568 | 6180.3198 | 998.028 | 309.4222 | 4872.8696 | 6198.2603 | 0 | 0 | 6198.2603 | 0.00738%
2027 | 971 | 971-371R | Tier-3 | Tier-3---12 | 5--5 | 109 | 100% | 419.6492 | 95.09% | 4.537% | 0.3709% | 19.7532 | 0 | 0 | 19.7532 | 0 | 17.9751 | 0.84572 | 21.2543 | 17.9751 | 0.84572 | 21.2543 | 19.9473 | 0.93851 | 21.2543 | 4.707% | 0.11668 | 0.1109 | 3596.6988 | 576.739 | 156.4778 | 2863.4821 | 3605.8911 | 0 | 0 | 3605.8911 | 0.004146%
2027 | 971 | 971-383R | Tier-3 | Tier-3---4 | 5--5 | 442 | 100% | 1568.3841 | 85.57% | 14.07% | 0.3633% | 66.4295 | 0 | 0 | 66.4295 | 0 | 60.45 | 3.4294 | 17.6268 | 60.45 | 3.4294 | 17.6268 | 67.0824 | 3.8057 | 17.6268 | 4.236% | 0.13837 | 0.13152 | 11334.794 | 1698.1384 | 1536.4876 | 8100.1681 | 11419.9942 | 0 | 0 | 11419.9942 | 0.01394%
2027 | 971 | 971-388R | Tier-3 | Tier-3---4 | 5--5 | 1149 | 100% | 1370.1526 | 91.78% | 7.427% | 0.7941% | 62.2469 | 0 | 0 | 62.2469 | 0 | 56.6438 | 8.915 | 6.3538 | 56.6438 | 8.915 | 6.3538 | 62.8586 | 9.8931 | 6.3538 | 4.543% | 0.17642 | 0.16769 | 7766.4244 | 1241.1352 | 582.4552 | 5942.8339 | 7799.675 | 0 | 0 | 7799.675 | 0.01307%
2027 | 972 | 972-1582R | Tier-3 | Tier-3---6 | 5--5 | 320 | 100% | 1102.3739 | 89.57% | 9.851% | 0.5741% | 48.8787 | 0 | 0 | 48.8787 | 0 | 44.479 | 2.4828 | 17.9145 | 44.479 | 2.4828 | 17.9145 | 49.3591 | 2.7553 | 17.9145 | 4.434% | 0.15062 | 0.14317 | 7318.7038 | 1095.1808 | 689.6681 | 5533.8548 | 7358.4386 | 0 | 0 | 7358.4386 | 0.01026%
2027 | 972 | 972-1590F | Tier-3 | Tier-3---2 | 5--5 | 1391 | 100% | 2662.477 | 86.18% | 13.31% | 0.5115% | 113.5799 | 0 | 0 | 113.5799 | 0 | 103.3562 | 10.7926 | 9.5766 | 103.3562 | 10.7926 | 9.5766 | 114.6962 | 11.9767 | 9.5766 | 4.266% | 0.17603 | 0.16732 | 15124.9944 | 2683.3405 | 1935.3853 | 10506.2686 | 15233.8451 | 0 | 0 | 15233.8451 | 0.02384%
2027 | 972 | 972-32R | Tier-2 | Tier-2---1 | 5--5 | 943 | 100% | 2627.0976 | 78.5% | 21.13% | 0.3758% | 102.0774 | 0 | 0 | 102.0774 | 0 | 92.889 | 7.3166 | 12.6956 | 92.889 | 7.3166 | 12.6956 | 103.0806 | 8.1194 | 12.6956 | 3.886% | 0.16607 | 0.15785 | 15819.0849 | 2182.9188 | 3069.8118 | 10566.3543 | 15996.2393 | 0 | 0 | 15996.2393 | 0.02143%
2027 | 972 | 972-942R | Tier-3 | Tier-3---6 | 5--5 | 373 | 100% | 1052.2316 | 92.49% | 7.06% | 0.4532% | 48.1724 | 0 | 0 | 48.1724 | 0 | 43.8362 | 2.8941 | 15.1469 | 43.8362 | 2.8941 | 15.1469 | 48.6458 | 3.2116 | 15.1469 | 4.578% | 0.14194 | 0.13492 | 7412.953 | 1277.1801 | 501.709 | 5634.0638 | 7441.9562 | 0 | 0 | 7441.9562 | 0.01011%
2027 | 973 | 973-1226R | Tier-3 | Tier-3---10 | 5--5 | 264 | 100% | 738.9301 | 81.66% | 17.71% | 0.6284% | 29.8702 | 0 | 0 | 29.8702 | 0 | 27.1815 | 2.0483 | 13.27 | 27.1815 | 2.0483 | 13.27 | 30.1638 | 2.2731 | 13.27 | 4.042% | 0.13989 | 0.13297 | 5282.0414 | 696.4842 | 883.7073 | 3701.85 | 5332.48 | 0 | 0 | 5332.48 | 0.00627%
2027 | 973 | 973-1245R | Tier-3 | Tier-3---6 | 5--5 | 149 | 100% | 792.6367 | 95.03% | 4.73% | 0.2408% | 37.2851 | 0 | 0 | 37.2851 | 0 | 33.929 | 1.1561 | 29.3485 | 33.929 | 1.1561 | 29.3485 | 37.6516 | 1.2829 | 29.3485 | 4.704% | 0.12039 | 0.11443 | 6584.1053 | 1077.527 | 369.5828 | 5136.9955 | 6601.1501 | 0 | 0 | 6601.1501 | 0.007826%
2027 | 973 | 973-626R | Tier-3 | Tier-3---7 | 5--5 | 246 | 100% | 933.998 | 86.55% | 12.73% | 0.7172% | 40.0157 | 0 | 0 | 40.0157 | 0 | 36.4137 | 1.9087 | 19.0779 | 36.4137 | 1.9087 | 19.0779 | 40.4089 | 2.1181 | 19.0779 | 4.284% | 0.1523 | 0.14476 | 6132.6277 | 944.3399 | 738.3045 | 4449.9833 | 6175.576 | 0 | 0 | 6175.576 | 0.008399%
2027 | 974 | 974-23R | Tier-3 | Tier-3---11 | 5--5 | 603 | 100% | 770.0113 | 72.03% | 26.78% | 1.193% | 27.4528 | 0 | 0 | 27.4528 | 0 | 24.9817 | 4.6786 | 5.3396 | 24.9817 | 4.6786 | 5.3396 | 27.7226 | 5.1919 | 5.3396 | 3.565% | 0.16472 | 0.15657 | 4674.6625 | 542.8961 | 1175.2982 | 2956.4682 | 4742.7663 | 0 | 0 | 4742.7663 | 0.005762%
2027 | 974 | 974-715R | Tier-3 | Tier-3---6 | 5--5 | 73 | 100% | 765.8632 | 95.89% | 3.616% | 0.4898% | 36.3537 | 0 | 0 | 36.3537 | 0 | 33.0814 | 0.5664 | 58.4066 | 33.0814 | 0.5664 | 58.4066 | 36.711 | 0.62854 | 58.4066 | 4.747% | 0.14069 | 0.13372 | 5443.6999 | 833.249 | 274.7582 | 4335.6927 | 5455.3397 | 0 | 0 | 5455.3397 | 0.007631%
2027 | 975 | 975-22R | Tier-3 | Tier-3---7 | 5--5 | 24 | 100% | 1670.0817 | 26.02% | 73.92% | 0.06338% | 21.5086 | 0 | 0 | 21.5086 | 0 | 19.5725 | 0.18621 | 105.1082 | 19.5725 | 0.18621 | 105.1082 | 21.72 | 0.20664 | 105.1082 | 1.288% | 0.19669 | 0.18696 | 8490.7264 | 507.2869 | 5821.7498 | 2161.6897 | 8817.8604 | 0 | 0 | 8817.8604 | 0.004515%
2027 | 991 | 991-1 | Tier-2 | Tier-2---12 | 4--5 | 41 | 100% | 269.0349 | 22.26% | 77.39% | 0.3477% | 2.965 | 0 | 0 | 2.965 | 0 | 2.6982 | 0.31811 | 8.4817 | 2.6982 | 0.31811 | 8.4817 | 2.9942 | 0.35302 | 8.4817 | 1.102% | 0.034773 | 0.033051 | 7736.9795 | 537.9923 | 5445.2245 | 1753.7627 | 8050.1946 | 0 | 0 | 8050.1946 | 0.0006224%
2027 | 991 | 991-1206R | Tier-2 | Tier-2---4 | 4--5 | 303 | 100% | 580.6091 | 98.3% | 0.7633% | 0.9388% | 28.251 | 0 | 0 | 28.251 | 0 | 25.708 | 2.3509 | 10.9352 | 25.708 | 2.3509 | 10.9352 | 28.5286 | 2.6089 | 10.9352 | 4.866% | 0.063785 | 0.060628 | 9102.5384 | 2181.358 | 136.565 | 6784.6154 | 9110.6067 | 0 | 0 | 9110.6067 | 0.00593%
2027 | 1023 | CB 1023 | Tier-2 | Tier-2---4 | 4--5 | 150 | 100% | 374.8399 | 98.36% | 0.9442% | 0.6917% | 18.251 | 0 | 0 | 18.251 | 0 | 16.6082 | 1.1638 | 14.2703 | 16.6082 | 1.1638 | 14.2703 | 18.4304 | 1.2915 | 14.2703 | 4.869% | 0.082267 | 0.078195 | 4556.3931 | 688.3386 | 326.2097 | 3541.8448 | 4560.275 | 0 | 0 | 4560.275 | 0.003831%
2027 | 1090 | CB 1090 | Tier-2 | Tier-2---7 | 3--5 | 159 | 100% | 193.2665 | 97.29% | 1.202% | 1.508% | 9.3074 | 0 | 0 | 9.3074 | 0 | 8.4696 | 1.2337 | 6.8654 | 8.4696 | 1.2337 | 6.8654 | 9.3989 | 1.369 | 6.8654 | 4.816% | 0.025114 | 0.023871 | 7695.6285 | 1211.5196 | 206.2478 | 6277.8611 | 7706.4898 | 0 | 0 | 7706.4898 | 0.001954%
2027 | 1101 | CB 1101 | Tier-2 | Tier-2---9 | 4--4 | 18 | 100% | 199.93 | 98.45% | 0.8502% | 0.703% | 9.7428 | 0 | 0 | 9.7428 | 0 | 8.8658 | 0.13966 | 63.4817 | 8.8658 | 0.13966 | 63.4817 | 9.8386 | 0.15498 | 63.4817 | 4.873% | 0.091579 | 0.087045 | 2183.1518 | 318.4441 | 233.987 | 1630.7207 | 2184.9176 | 0 | 0 | 2184.9176 | 0.002045%
2027 | 1106 | CB 1106 | Tier-2 | Tier-2---7 | 4--5 | 46 | 100% | 1067.6226 | 5.884% | 94.04% | 0.07265% | 3.1093 | 0 | 0 | 3.1093 | 0 | 2.8294 | 0.35691 | 7.9276 | 2.8294 | 0.35691 | 7.9276 | 3.1399 | 0.39607 | 7.9276 | 0.2912% | 0.070774 | 0.067271 | 15084.9121 | 163.1311 | 12883.8022 | 2037.9789 | 15824.2814 | 0 | 0 | 15824.2814 | 0.0006526%
2027 | 1138 | CB 1138 | Tier-2 | Tier-2---10 | 5--4 | 192 | 100% | 305.5776 | 38.78% | 59.44% | 1.777% | 5.8657 | 0 | 0 | 5.8657 | 0 | 5.3377 | 1.4897 | 3.5831 | 5.3377 | 1.4897 | 3.5831 | 5.9234 | 1.6532 | 3.5831 | 1.92% | 0.11418 | 0.10853 | 2676.3311 | 209.1802 | 1537.4835 | 929.6674 | 2761.6594 | 0 | 0 | 2761.6594 | 0.001231%
2027 | 1162 | CB 1162 | Tier-2 | Tier-2---18 | 4--2 | 12 | 100% | 17.3545 | 85.79% | 8.389% | 5.825% | 0.73695 | 0 | 0 | 0.73695 | 0 | 0.67061 | 0.093107 | 7.2026 | 0.67061 | 0.093107 | 7.2026 | 0.74419 | 0.10332 | 7.2026 | 4.246% | 0.064214 | 0.061035 | 270.2621 | 35.4982 | 38.2909 | 196.4729 | 272.2626 | 0 | 0 | 272.2626 | 0.0001547%
2027 | 1234 | CB 1234 | Tier-3 | Tier-3---10 | 5--5 | 1218 | 100% | 1703.5911 | 47.26% | 52.1% | 0.6391% | 39.8535 | 0 | 0 | 39.8535 | 0 | 36.2661 | 9.4503 | 3.8376 | 36.2661 | 9.4503 | 3.8376 | 40.2452 | 10.4872 | 3.8376 | 2.339% | 0.11961 | 0.11369 | 14242.4054 | 1075.4767 | 7121.7223 | 6045.2064 | 14633.5836 | 0 | 0 | 14633.5836 | 0.008365%
2027 | 1235 | CB 1235 | Tier-2 | Tier-2---6 | 4--5 | 2353 | 100% | 1038.4291 | 94.32% | 4.296% | 1.381% | 48.4843 | 0 | 0 | 48.4843 | 0 | 44.1201 | 18.2566 | 2.4167 | 44.1201 | 18.2566 | 2.4167 | 48.9608 | 20.2597 | 2.4167 | 4.669% | 0.082825 | 0.078725 | 12537.6589 | 2179.7945 | 762.6013 | 9595.263 | 12574.7238 | 0 | 0 | 12574.7238 | 0.01018%
2027 | 1243 | CB 1243 | Tier-2 | Tier-2---7 | 3--5 | 259 | 100% | 199.4877 | 98.24% | 0% | 1.764% | 9.7004 | 0 | 0 | 9.7004 | 0 | 8.8273 | 2.0095 | 4.3927 | 8.8273 | 2.0095 | 4.3927 | 9.7958 | 2.23 | 4.3927 | 4.863% | 0.019586 | 0.018616 | 10185.2188 | 1675.1434 | 207.9289 | 8302.1466 | 10194.5771 | 0 | 0 | 10194.5771 | 0.002036%
2027 | 1245 | CB 1245 | Tier-2 | Tier-2---15 | 1--5 | 4 | 100% | 16.7924 | 98.43% | 0% | 1.568% | 0.81819 | 0 | 0 | 0.81819 | 0 | 0.74454 | 0.031036 | 23.9901 | 0.74454 | 0.031036 | 23.9901 | 0.82623 | 0.034441 | 23.9901 | 4.872% | 0.001637 | 0.001556 | 10258.0329 | 2664.8486 | 151.8636 | 7441.3207 | 10266.4078 | 0 | 0 | 10266.4078 | 0.0001717%
2027 | 1250 | CB 1250 | Tier-2 | Tier-2---4 | 4--5 | 85 | 100% | 388.8417 | 99.33% | 0.414% | 0.257% | 19.1185 | 0 | 0 | 19.1185 | 0 | 17.3976 | 0.6595 | 26.3798 | 17.3976 | 0.6595 | 26.3798 | 19.3064 | 0.73186 | 26.3798 | 4.917% | 0.088703 | 0.084312 | 4383.6458 | 676.5543 | 273.8326 | 3433.2589 | 4385.1777 | 0 | 0 | 4385.1777 | 0.004013%
2027 | 1299 | CB 1299 | Tier-2 | Tier-2---19 | 3--3 | 17 | 100% | 20.1766 | 88.04% | 0% | 11.96% | 0.87929 | 0 | 0 | 0.87929 | 0 | 0.80014 | 0.1319 | 6.0662 | 0.80014 | 0.1319 | 6.0662 | 0.88793 | 0.14637 | 6.0662 | 4.358% | 0.014997 | 0.014255 | 1345.3401 | 209.983 | 174.7231 | 960.634 | 1353.7198 | 0 | 0 | 1353.7198 | 0.0001846%
2027 | 1525 | CB 1525 | Tier-2 | Tier-2---13 | 4--4 | 3 | 100% | 193.8892 | 15.57% | 82.62% | 1.812% | 1.4939 | 0 | 0 | 1.4939 | 0 | 1.3594 | 0.023277 | 58.4032 | 1.3594 | 0.023277 | 58.4032 | 1.5086 | 0.02583 | 58.4032 | 0.7705% | 0.050512 | 0.048011 | 3838.4933 | 115.2522 | 3031.2128 | 692.0283 | 4007.2783 | 0 | 0 | 4007.2783 | 0.0003136%
2027 | 185 | CB 185 | Tier-2 | Tier-2---12 | 3--4 | 5 | 100% | 138.4091 | 43.72% | 54.12% | 2.153% | 2.9955 | 0 | 0 | 2.9955 | 0 | 2.7259 | 0.038794 | 70.2644 | 2.7259 | 0.038794 | 70.2644 | 3.0249 | 0.043051 | 70.2644 | 2.164% | 0.027797 | 0.026421 | 4979.3165 | 370.0673 | 2508.501 | 2100.7482 | 5125.2523 | 0 | 0 | 5125.2523 | 0.0006288%
2027 | 200 | CB 200 | Tier-2 | Tier-2---9 | 4--5 | 137 | 100% | 748.3334 | 16.62% | 82.09% | 1.289% | 6.1567 | 0 | 0 | 6.1567 | 0 | 5.6026 | 1.063 | 5.2707 | 5.6026 | 1.063 | 5.2707 | 6.2173 | 1.1796 | 5.2707 | 0.8227% | 0.060261 | 0.057278 | 12418.2035 | 230.4691 | 10130.0521 | 2057.6824 | 12957.4282 | 0 | 0 | 12957.4282 | 0.001292%
2027 | 202 | CB 202 | Tier-2 | Tier-2---16 | 4--3 | 312 | 100% | 63.0384 | 89.89% | 0% | 10.11% | 2.805 | 0 | 0 | 2.805 | 0 | 2.5525 | 2.4208 | 1.0544 | 2.5525 | 2.4208 | 1.0544 | 2.8325 | 2.6864 | 1.0544 | 4.45% | 0.040966 | 0.038939 | 1538.7821 | 188.6374 | 158.7642 | 1191.3805 | 1546.8829 | 0 | 0 | 1546.8829 | 0.0005888%
2027 | 203 | CB 203 | Tier-2 | Tier-2---13 | 4--4 | 504 | 100% | 187.9021 | 7.943% | 89.84% | 2.222% | 0.73876 | 0 | 0 | 0.73876 | 0 | 0.67226 | 3.9105 | 0.17191 | 0.67226 | 3.9105 | 0.17191 | 0.74602 | 4.3395 | 0.17191 | 0.3932% | 0.03541 | 0.033657 | 5306.4388 | 19.0742 | 4782.3725 | 504.9921 | 5560.8373 | 0 | 0 | 5560.8373 | 0.0001551%
2027 | 204 | CB 204 | Tier-2 | Tier-2---9 | 4--4 | 358 | 100% | 421.5291 | 52.89% | 45.23% | 1.878% | 11.0363 | 0 | 0 | 11.0363 | 0 | 10.0429 | 2.7777 | 3.6156 | 10.0429 | 2.7777 | 3.6156 | 11.1448 | 3.0824 | 3.6156 | 2.618% | 0.068524 | 0.065132 | 6151.5544 | 481.5982 | 2922.6769 | 2747.2793 | 6302.4694 | 0 | 0 | 6302.4694 | 0.002317%
2027 | 215 | CB 215 | Tier-3 | Tier-3---20 | 1--5 | 7 | 100% | 14.3567 | 99.04% | 0% | 0.9603% | 0.70383 | 0 | 0 | 0.70383 | 0 | 0.64048 | 0.054312 | 11.7925 | 0.64048 | 0.054312 | 11.7925 | 0.71075 | 0.060271 | 11.7925 | 4.902% | 0.0005546 | 0.00052715 | 25886.5156 | 4082.8416 | 802.2051 | 21001.4689 | 25899.4616 | 0 | 0 | 25899.4616 | 0.0001477%
2027 | 230 | CB 230 | Tier-2 | Tier-2---14 | 1--5 | 68 | 100% | 37.0692 | 98.96% | 0% | 1.045% | 1.8158 | 0 | 0 | 1.8158 | 0 | 1.6523 | 0.5276 | 3.1317 | 1.6523 | 0.5276 | 3.1317 | 1.8336 | 0.58549 | 3.1317 | 4.898% | 0.0025822 | 0.0024544 | 14355.6795 | 1973.4751 | 2354.5204 | 10027.684 | 14363.4884 | 0 | 0 | 14363.4884 | 0.0003811%
2027 | 231 | CB 231 | Tier-2 | Tier-2---7 | 4--5 | 696 | 100% | 416.5176 | 95.81% | 2.821% | 1.365% | 19.7547 | 0 | 0 | 19.7547 | 0 | 17.9765 | 5.4002 | 3.3289 | 17.9765 | 5.4002 | 3.3289 | 19.9488 | 5.9927 | 3.3289 | 4.743% | 0.037573 | 0.035713 | 11085.6737 | 1859.8233 | 754.4202 | 8471.4303 | 11109.8371 | 0 | 0 | 11109.8371 | 0.004147%
2027 | 232 | CB 232 | Tier-2 | Tier-2---7 | 4--5 | 645 | 100% | 300.2122 | 85.96% | 12.43% | 1.615% | 12.7738 | 0 | 0 | 12.7738 | 0 | 11.624 | 5.0045 | 2.3227 | 11.624 | 5.0045 | 2.3227 | 12.8994 | 5.5536 | 2.3227 | 4.255% | 0.029023 | 0.027587 | 10343.7991 | 1418.351 | 1554.0747 | 7371.3734 | 10419.4395 | 0 | 0 | 10419.4395 | 0.002681%
2027 | 233 | CB 233 | Tier-2 | Tier-2---4 | 4--5 | 1826 | 100% | 763.9567 | 93.34% | 4.903% | 1.762% | 35.2955 | 0 | 0 | 35.2955 | 0 | 32.1184 | 14.1677 | 2.267 | 32.1184 | 14.1677 | 2.267 | 35.6423 | 15.7222 | 2.267 | 4.62% | 0.075451 | 0.071716 | 10125.1756 | 1595.7447 | 1194.5405 | 7334.8905 | 10160.3196 | 0 | 0 | 10160.3196 | 0.007409%
2027 | 234 | CB 234 | Tier-2 | Tier-2---4 | 4--5 | 1032 | 100% | 535.5214 | 93.25% | 5.438% | 1.313% | 24.7187 | 0 | 0 | 24.7187 | 0 | 22.4936 | 8.0072 | 2.8092 | 22.4936 | 8.0072 | 2.8092 | 24.9616 | 8.8857 | 2.8092 | 4.616% | 0.044658 | 0.042447 | 11991.611 | 2064.9333 | 958.1122 | 8968.5654 | 12033.7724 | 0 | 0 | 12033.7724 | 0.005188%
2027 | 236 | CB 236 | Tier-2 | Tier-2---1 | 5--5 | 504 | 100% | 1431.5889 | 79.32% | 20.27% | 0.409% | 56.2122 | 0 | 0 | 56.2122 | 0 | 51.1523 | 3.9105 | 13.0808 | 51.1523 | 3.9105 | 13.0808 | 56.7646 | 4.3395 | 13.0808 | 3.927% | 0.1419 | 0.13487 | 10088.9585 | 1415.4843 | 1966.6729 | 6706.8012 | 10197.5904 | 0 | 0 | 10197.5904 | 0.0118%
2027 | 237 | CB 237 | Tier-2 | Tier-2---8 | 5--5 | 35 | 100% | 185.7066 | 94.91% | 4.738% | 0.3556% | 8.7243 | 0 | 0 | 8.7243 | 0 | 7.939 | 0.27156 | 29.2346 | 7.939 | 0.27156 | 29.2346 | 8.81 | 0.30136 | 29.2346 | 4.698% | 0.10923 | 0.10382 | 1700.183 | 298.8503 | 101.9614 | 1299.3713 | 1704.6928 | 0 | 0 | 1704.6928 | 0.001831%
2027 | 240 | CB 240 | Tier-2 | Tier-2---9 | 4--5 | 222 | 100% | 222.9994 | 87.14% | 10.79% | 2.065% | 9.6189 | 0 | 0 | 9.6189 | 0 | 8.7531 | 1.7225 | 5.0817 | 8.7531 | 1.7225 | 5.0817 | 9.7135 | 1.9115 | 5.0817 | 4.313% | 0.048511 | 0.046109 | 4596.922 | 825.8016 | 739.2506 | 3031.8699 | 4627.7085 | 0 | 0 | 4627.7085 | 0.002019%
2027 | 242 | CB 242 | Tier-2 | Tier-2---11 | 5--3 | 44 | 100% | 207.8863 | 31.82% | 66.99% | 1.182% | 3.2748 | 0 | 0 | 3.2748 | 0 | 2.98 | 0.34139 | 8.729 | 2.98 | 0.34139 | 8.729 | 3.3069 | 0.37885 | 8.729 | 1.575% | 0.1014 | 0.096385 | 2050.064 | 80.1099 | 1437.2921 | 532.662 | 2122.8512 | 0 | 0 | 2122.8512 | 0.0006874%
2027 | 244 | CB 244 | Tier-2 | Tier-2---14 | 4--4 | 20 | 100% | 218.1664 | 17.26% | 81.28% | 1.461% | 1.8642 | 0 | 0 | 1.8642 | 0 | 1.6964 | 0.15518 | 10.9318 | 1.6964 | 0.15518 | 10.9318 | 1.8825 | 0.1722 | 10.9318 | 0.8545% | 0.040668 | 0.038655 | 5364.5179 | 74.3952 | 4565.48 | 724.6427 | 5595.6651 | 0 | 0 | 5595.6651 | 0.0003913%
2027 | 246 | CB 246 | Tier-2 | Tier-2---7 | 4--5 | 519 | 100% | 397.8494 | 64.68% | 33.47% | 1.858% | 12.7368 | 0 | 0 | 12.7368 | 0 | 11.5904 | 4.0269 | 2.8783 | 11.5904 | 4.0269 | 2.8783 | 12.862 | 4.4687 | 2.8783 | 3.201% | 0.066431 | 0.063143 | 5988.8765 | 880.2356 | 2229.0372 | 2879.6037 | 6099.0502 | 0 | 0 | 6099.0502 | 0.002673%
2027 | 247 | CB 247 | Tier-2 | Tier-2---12 | 4--4 | 109 | 100% | 172.2064 | 35.95% | 62.53% | 1.527% | 3.0642 | 0 | 0 | 3.0642 | 0 | 2.7884 | 0.84572 | 3.2971 | 2.7884 | 0.84572 | 3.2971 | 3.0943 | 0.93851 | 3.2971 | 1.779% | 0.038566 | 0.036657 | 4465.2144 | 298.159 | 2868.7773 | 1298.2781 | 4614.1618 | 0 | 0 | 4614.1618 | 0.0006432%
2027 | 248 | CB 248 | Tier-2 | Tier-2---9 | 3--5 | 263 | 100% | 152.3893 | 96.93% | 0% | 3.073% | 7.3115 | 0 | 0 | 7.3115 | 0 | 6.6533 | 2.0406 | 3.2605 | 6.6533 | 2.0406 | 3.2605 | 7.3833 | 2.2645 | 3.2605 | 4.798% | 0.01881 | 0.017879 | 8101.4189 | 1342.8535 | 227.2912 | 6531.2742 | 8114.384 | 0 | 0 | 8114.384 | 0.001535%
2027 | 249 | CB 249 | Tier-3 | Tier-3---16 | 4--4 | 195 | 100% | 160.495 | 85.08% | 13.47% | 1.449% | 6.7591 | 0 | 0 | 6.7591 | 0 | 6.1507 | 1.513 | 4.0653 | 6.1507 | 1.513 | 4.0653 | 6.8255 | 1.679 | 4.0653 | 4.211% | 0.05906 | 0.056137 | 2717.4811 | 349.6551 | 457.423 | 1910.4031 | 2738.598 | 0 | 0 | 2738.598 | 0.001419%
2027 | 280 | CB 280 | Tier-2 | Tier-2---14 | 4--4 | 17 | 100% | 274.2011 | 7.05% | 92.04% | 0.912% | 0.95683 | 0 | 0 | 0.95683 | 0 | 0.8707 | 0.1319 | 6.6012 | 0.8707 | 0.1319 | 6.6012 | 0.96623 | 0.14637 | 6.6012 | 0.349% | 0.042409 | 0.04031 | 6465.5727 | 45.4317 | 5724.1115 | 696.0295 | 6778.5492 | 0 | 0 | 6778.5492 | 0.0002008%
2027 | 292 | CB 292 | Tier-2 | Tier-2---18 | 4--3 | 160 | 100% | 47.5044 | 34.5% | 64.33% | 1.17% | 0.81136 | 0 | 0 | 0.81136 | 0 | 0.73832 | 1.2414 | 0.59474 | 0.73832 | 1.2414 | 0.59474 | 0.81933 | 1.3776 | 0.59474 | 1.708% | 0.048129 | 0.045747 | 987.0231 | 50.0827 | 552.1658 | 384.7746 | 1020.6893 | 0 | 0 | 1020.6893 | 0.0001703%
2027 | 315 | CB 315 | Tier-2 | Tier-2---19 | 1--4 | 23 | 100% | 5.1424 | 94.4% | 0% | 5.599% | 0.2403 | 0 | 0 | 0.2403 | 0 | 0.21867 | 0.17845 | 1.2253 | 0.21867 | 0.17845 | 1.2253 | 0.24266 | 0.19803 | 1.2253 | 4.673% | 0.0017586 | 0.0016715 | 2924.1607 | 267.0973 | 1290.9222 | 1366.1411 | 2932.6876 | 0 | 0 | 2932.6876 | 5.044e-05%
2027 | 327 | CB 327 | Tier-3 | Tier-3---16 | 4--5 | 18 | 100% | 193.645 | 98.47% | 1.165% | 0.3624% | 9.439 | 0 | 0 | 9.439 | 0 | 8.5894 | 0.13966 | 61.5021 | 8.5894 | 0.13966 | 61.5021 | 9.5318 | 0.15498 | 61.5021 | 4.874% | 0.076966 | 0.073157 | 2515.9681 | 429.9476 | 31.582 | 2054.4384 | 2517.9694 | 0 | 0 | 2517.9694 | 0.001981%
2027 | 329 | CB 329 | Tier-2 | Tier-2---14 | 3--4 | 29 | 100% | 65.8898 | 89.85% | 8.372% | 1.777% | 2.9305 | 0 | 0 | 2.9305 | 0 | 2.6667 | 0.22501 | 11.8518 | 2.6667 | 0.22501 | 11.8518 | 2.9593 | 0.24969 | 11.8518 | 4.448% | 0.026212 | 0.024915 | 2513.6892 | 282.0394 | 739.5173 | 1492.1325 | 2526.9755 | 0 | 0 | 2526.9755 | 0.0006151%
2027 | 330 | CB 330 | Tier-2 | Tier-2---16 | 4--3 | 233 | 100% | 120.677 | 32.91% | 64.46% | 2.626% | 1.966 | 0 | 0 | 1.966 | 0 | 1.789 | 1.8078 | 0.9896 | 1.789 | 1.8078 | 0.9896 | 1.9853 | 2.0062 | 0.9896 | 1.629% | 0.029702 | 0.028232 | 4062.9261 | 7.6233 | 3748.7743 | 306.5286 | 4204.8777 | 0 | 0 | 4204.8777 | 0.0004127%
2027 | 331 | CB 331 | Tier-2 | Tier-2---14 | 2--5 | 2 | 100% | 85.8116 | 98.16% | 0% | 1.839% | 4.1696 | 0 | 0 | 4.1696 | 0 | 3.7942 | 0.015518 | 244.5093 | 3.7942 | 0.015518 | 244.5093 | 4.2105 | 0.01722 | 244.5093 | 4.859% | 0.010352 | 0.0098396 | 8289.3738 | 853.0321 | 3055.5825 | 4380.7593 | 8297.3133 | 0 | 0 | 8297.3133 | 0.0008752%
2027 | 351 | CB 351 | Tier-2 | Tier-2---3 | 5--5 | 641 | 100% | 1226.0332 | 96.06% | 3.555% | 0.3808% | 58.2998 | 0 | 0 | 58.2998 | 0 | 53.052 | 4.9734 | 10.6671 | 53.052 | 4.9734 | 10.6671 | 58.8728 | 5.5191 | 10.6671 | 4.755% | 0.12463 | 0.11847 | 9837.0052 | 2175.7089 | 389.2547 | 7272.0416 | 9857.1702 | 0 | 0 | 9857.1702 | 0.01224%
2027 | 352 | CB 352 | Tier-2 | Tier-2---18 | 4--2 | 26 | 100% | 9.3178 | 92.82% | 5.766% | 1.417% | 0.4281 | 0 | 0 | 0.4281 | 0 | 0.38956 | 0.20173 | 1.9311 | 0.38956 | 0.20173 | 1.9311 | 0.4323 | 0.22386 | 1.9311 | 4.594% | 0.066856 | 0.063546 | 139.3709 | 20.9143 | 9.4564 | 109.0003 | 139.8923 | 0 | 0 | 139.8923 | 8.986e-05%
2027 | 353 | CB 353 | Tier-2 | Tier-2---19 | 1--5 | 1 | 100% | 1.2114 | 91.46% | 0% | 8.541% | 0.054842 | 0 | 0 | 0.054842 | 0 | 0.049906 | 0.0077589 | 6.4321 | 0.049906 | 0.0077589 | 6.4321 | 0.055381 | 0.0086102 | 6.4321 | 4.527% | 0.0001926 | 0.00018307 | 6289.6304 | 841.6188 | 1074.3724 | 4373.6392 | 6317.6054 | 0 | 0 | 6317.6054 | 1.151e-05%
2027 | 355 | CB 355 | Tier-2 | Tier-2---3 | 5--5 | 875 | 100% | 1277.9843 | 89.96% | 9.576% | 0.4654% | 56.9079 | 0 | 0 | 56.9079 | 0 | 51.7854 | 6.789 | 7.6278 | 51.7854 | 6.789 | 7.6278 | 57.4672 | 7.5339 | 7.6278 | 4.453% | 0.1048 | 0.099616 | 12194.1112 | 2321.0506 | 1198.9562 | 8674.1044 | 12257.8799 | 0 | 0 | 12257.8799 | 0.01195%
2027 | 356 | CB 356 | Tier-2 | Tier-2---19 | 1--5 | 5 | 100% | 1.0316 | 94.21% | 0% | 5.788% | 0.048109 | 0 | 0 | 0.048109 | 0 | 0.043779 | 0.038794 | 1.1285 | 0.043779 | 0.038794 | 1.1285 | 0.048582 | 0.043051 | 1.1285 | 4.663% | 0.0001262 | 0.00011995 | 8174.5031 | 1142.3903 | 1177.2898 | 5854.823 | 8199.1451 | 0 | 0 | 8199.1451 | 1.01e-05%
2027 | 357 | CB 357 | Tier-3 | Tier-3---10 | 5--5 | 495 | 100% | 902.4975 | 73.58% | 26.03% | 0.3952% | 32.8696 | 0 | 0 | 32.8696 | 0 | 29.9109 | 3.8406 | 7.788 | 29.9109 | 3.8406 | 7.788 | 33.1926 | 4.262 | 7.788 | 3.642% | 0.12773 | 0.12141 | 7065.5334 | 866.3454 | 1820.4674 | 4378.7206 | 7162.7585 | 0 | 0 | 7162.7585 | 0.006899%
2027 | 358 | CB 358 | Tier-3 | Tier-3---15 | 5--4 | 9 | 100% | 699.283 | 2.295% | 97.69% | 0.01935% | 0.79454 | 0 | 0 | 0.79454 | 0 | 0.72302 | 0.06983 | 10.354 | 0.72302 | 0.06983 | 10.354 | 0.80235 | 0.077491 | 10.354 | 0.1136% | 0.1387 | 0.13184 | 5041.5636 | 26.6978 | 4414.3494 | 600.5164 | 5298.0908 | 0 | 0 | 5298.0908 | 0.0001668%
2027 | 396 | CB 396 | Tier-2 | Tier-2---11 | 5--4 | 1 | 100% | 591.9026 | 5.239% | 94.32% | 0.4451% | 1.5351 | 0 | 0 | 1.5351 | 0 | 1.3969 | 0.0077589 | 180.0362 | 1.3969 | 0.0077589 | 180.0362 | 1.5501 | 0.0086102 | 180.0362 | 0.2593% | 0.10036 | 0.095392 | 5897.7936 | 58.5391 | 5103.2719 | 735.9827 | 6188.846 | 0 | 0 | 6188.846 | 0.0003222%
2027 | 441 | CB 441 | Tier-3 | Tier-3---15 | 5--3 | 134 | 100% | 331.3843 | 80.16% | 18.98% | 0.8593% | 13.1488 | 0 | 0 | 13.1488 | 0 | 11.9652 | 1.0397 | 11.5085 | 11.9652 | 1.0397 | 11.5085 | 13.278 | 1.1538 | 11.5085 | 3.968% | 0.54555 | 0.51854 | 607.4359 | 49.8353 | 106.5497 | 451.0509 | 613.7126 | 0 | 0 | 613.7126 | 0.00276%
2027 | 444 | CB 444 | Tier-2 | Tier-2---16 | 4--2 | 5 | 100% | 29.6249 | 91.02% | 7.551% | 1.432% | 1.3347 | 0 | 0 | 1.3347 | 0 | 1.2146 | 0.038794 | 31.3076 | 1.2146 | 0.038794 | 31.3076 | 1.3478 | 0.043051 | 31.3076 | 4.505% | 0.081621 | 0.07758 | 362.9586 | 45.1173 | 37.8839 | 279.9573 | 364.6566 | 0 | 0 | 364.6566 | 0.0002802%
2027 | 470 | CB 470 | Tier-2 | Tier-2---6 | 5--5 | 174 | 100% | 1121.5891 | 72.77% | 26.47% | 0.763% | 40.4013 | 0 | 0 | 40.4013 | 0 | 36.7646 | 1.35 | 27.2321 | 36.7646 | 1.35 | 27.2321 | 40.7983 | 1.4982 | 27.2321 | 3.602% | 0.114 | 0.10835 | 9838.8116 | 1666.77 | 2557.3386 | 5614.703 | 9978.3305 | 0 | 0 | 9978.3305 | 0.00848%
2027 | 499 | CB 499 | Tier-2 | Tier-2---19 | 2--3 | 3 | 100% | 12.7092 | 92.01% | 0% | 7.988% | 0.57885 | 0 | 0 | 0.57885 | 0 | 0.52675 | 0.023277 | 22.6299 | 0.52675 | 0.023277 | 22.6299 | 0.58454 | 0.02583 | 22.6299 | 4.555% | 0.00687 | 0.0065299 | 1849.953 | 152.4302 | 848.7409 | 848.782 | 1857.6484 | 0 | 0 | 1857.6484 | 0.0001215%
2027 | 520 | CB 520 | Tier-2 | Tier-2---21 | 1--5 | 7 | 100% | 0.50118 | 92.64% | 0% | 7.355% | 0.022984 | 0 | 0 | 0.022984 | 0 | 0.020915 | 0.054312 | 0.38508 | 0.020915 | 0.054312 | 0.38508 | 0.023209 | 0.060271 | 0.38508 | 4.586% | 7.36e-05 | 6.9957e-05 | 6809.4677 | 1224.7725 | 1893.3117 | 3691.3835 | 6835.5511 | 0 | 0 | 6835.5511 | 4.824e-06%
2027 | 521 | CB 521 | Tier-2 | Tier-2---20 | 3--1 | 16 | 100% | 11.4145 | 12.51% | 85.49% | 2% | 0.070669 | 0 | 0 | 0.070669 | 0 | 0.064307 | 0.12414 | 0.51801 | 0.064307 | 0.12414 | 0.51801 | 0.071363 | 0.13776 | 0.51801 | 0.6191% | 0.025917 | 0.024634 | 440.4321 | 3.6709 | 389.1723 | 47.5888 | 460.5001 | 0 | 0 | 460.5001 | 1.483e-05%
2027 | 522 | CB 522 | Tier-2 | Tier-2---9 | 4--5 | 531 | 100% | 287.6477 | 61.65% | 36.8% | 1.551% | 8.7785 | 0 | 0 | 8.7785 | 0 | 7.9884 | 4.12 | 1.9389 | 7.9884 | 4.12 | 1.9389 | 8.8648 | 4.572 | 1.9389 | 3.052% | 0.049006 | 0.04658 | 5869.6662 | 552.6079 | 2337.7067 | 2979.3516 | 5986.8842 | 0 | 0 | 5986.8842 | 0.001843%
2027 | 523 | CB 523 | Tier-2 | Tier-2---13 | 4--4 | 318 | 100% | 222.6972 | 15.76% | 82.25% | 1.985% | 1.7375 | 0 | 0 | 1.7375 | 0 | 1.5811 | 2.4673 | 0.64082 | 1.5811 | 2.4673 | 0.64082 | 1.7546 | 2.738 | 0.64082 | 0.7802% | 0.044603 | 0.042395 | 4992.8754 | 164.6768 | 3992.464 | 835.7347 | 5211.9099 | 0 | 0 | 5211.9099 | 0.0003647%
2027 | 524 | CB 524 | Tier-3 | Tier-3---17 | 3--5 | 31 | 100% | 116.6365 | 76.81% | 21.38% | 1.816% | 4.4344 | 0 | 0 | 4.4344 | 0 | 4.0353 | 0.24053 | 16.7769 | 4.0353 | 0.24053 | 16.7769 | 4.478 | 0.26692 | 16.7769 | 3.802% | 0.018139 | 0.017241 | 6430.2901 | 828.1118 | 2267.5068 | 3334.6715 | 6507.9597 | 0 | 0 | 6507.9597 | 0.0009308%
2027 | 536 | CB 536 | Tier-2 | Tier-2---18 | 4--2 | 10 | 100% | 21.8677 | 42.26% | 53.34% | 4.392% | 0.4575 | 0 | 0 | 0.4575 | 0 | 0.41632 | 0.077589 | 5.3657 | 0.41632 | 0.077589 | 5.3657 | 0.46199 | 0.086102 | 5.3657 | 2.092% | 0.063476 | 0.060334 | 344.504 | 23.2544 | 160.0251 | 161.2245 | 354.8623 | 0 | 0 | 354.8623 | 9.603e-05%
2027 | 540 | CB 540 | Tier-2 | Tier-2---17 | 1--5 | 186 | 100% | 18.5654 | 97.32% | 0% | 2.676% | 0.8944 | 0 | 0 | 0.8944 | 0 | 0.81389 | 1.4432 | 0.56397 | 0.81389 | 1.4432 | 0.56397 | 0.90319 | 1.6015 | 0.56397 | 4.818% | 0.0036022 | 0.0034239 | 5153.9037 | 633.0265 | 1280.5124 | 3240.3647 | 5161.0857 | 0 | 0 | 5161.0857 | 0.0001877%
2027 | 542 | CB 542 | Tier-2 | Tier-2---9 | 4--5 | 47 | 100% | 175.7332 | 76% | 23.31% | 0.6907% | 6.6111 | 0 | 0 | 6.6111 | 0 | 6.016 | 0.36467 | 16.4973 | 6.016 | 0.36467 | 16.4973 | 6.6761 | 0.40468 | 16.4973 | 3.762% | 0.053515 | 0.050866 | 3283.8373 | 324.6387 | 1232.8957 | 1726.3029 | 3324.8806 | 0 | 0 | 3324.8806 | 0.001388%
2027 | 576 | CB 576 | Tier-2 | Tier-2---12 | 4--4 | 21 | 100% | 131.3157 | 32.74% | 66.81% | 0.4539% | 2.1281 | 0 | 0 | 2.1281 | 0 | 1.9366 | 0.16294 | 11.8854 | 1.9366 | 0.16294 | 11.8854 | 2.149 | 0.18081 | 11.8854 | 1.621% | 0.047237 | 0.044899 | 2779.9099 | 133.7981 | 1808.4788 | 837.633 | 2877.2837 | 0 | 0 | 2877.2837 | 0.0004467%
2027 | 599 | CB 599 | Tier-2 | Tier-2---4 | 4--5 | 892 | 100% | 599.9379 | 98.66% | 0% | 1.337% | 29.2998 | 0 | 0 | 29.2998 | 0 | 26.6624 | 6.9209 | 3.8524 | 26.6624 | 6.9209 | 3.8524 | 29.5877 | 7.6803 | 3.8524 | 4.884% | 0.043095 | 0.040961 | 13921.4169 | 2931.9396 | 582.1864 | 10407.2909 | 13931.1128 | 0 | 0 | 13931.1128 | 0.00615%
2027 | 776 | CB 776 | Tier-2 | Tier-2---18 | 3--3 | 70 | 100% | 19.7396 | 79.97% | 11.02% | 9.01% | 0.78143 | 0 | 0 | 0.78143 | 0 | 0.71109 | 0.54312 | 1.3093 | 0.71109 | 0.54312 | 1.3093 | 0.78911 | 0.60271 | 1.3093 | 3.959% | 0.014982 | 0.01424 | 1317.5724 | 201.6613 | 223.1115 | 892.7996 | 1331.3137 | 0 | 0 | 1331.3137 | 0.000164%
2027 | 788 | CB 788 | Tier-2 | Tier-2---2 | 5--5 | 102 | 100% | 1509.6378 | 72.67% | 26.38% | 0.9544% | 54.3006 | 0 | 0 | 54.3006 | 0 | 49.4128 | 0.79141 | 62.4368 | 49.4128 | 0.79141 | 62.4368 | 54.8343 | 0.87824 | 62.4368 | 3.597% | 0.14181 | 0.13479 | 10645.451 | 1766.7834 | 2805.5671 | 6073.1005 | 10796.9927 | 0 | 0 | 10796.9927 | 0.0114%
2027 | 835 | CB 835 | Tier-2 | Tier-2---17 | 1--5 | 169 | 100% | 10.4449 | 97.71% | 0% | 2.289% | 0.50519 | 0 | 0 | 0.50519 | 0 | 0.45971 | 1.3113 | 0.35059 | 0.45971 | 1.3113 | 0.35059 | 0.51015 | 1.4551 | 0.35059 | 4.837% | 0.0017112 | 0.0016265 | 6103.8249 | 1270.1971 | 131.1199 | 4702.5079 | 6111.0995 | 0 | 0 | 6111.0995 | 0.000106%
2027 | 907 | CB 907 | Tier-3 | Tier-3---13 | 3--5 | 58 | 100% | 230.3059 | 98.07% | 1.485% | 0.4463% | 11.18 | 0 | 0 | 11.18 | 0 | 10.1737 | 0.45002 | 22.6074 | 10.1737 | 0.45002 | 22.6074 | 11.2899 | 0.49939 | 22.6074 | 4.854% | 0.023668 | 0.022497 | 9730.5209 | 1957.65 | 164.6441 | 7608.2269 | 9740.3056 | 0 | 0 | 9740.3056 | 0.002347%
2027 | 91 | CB 91 | Tier-2 | Tier-2---12 | 3--5 | 108 | 100% | 89.8564 | 75.83% | 22.36% | 1.818% | 3.3727 | 0 | 0 | 3.3727 | 0 | 3.0691 | 0.83796 | 3.6626 | 3.0691 | 0.83796 | 3.6626 | 3.4058 | 0.9299 | 3.6626 | 3.753% | 0.015476 | 0.01471 | 5806.255 | 775.6182 | 1813.9846 | 3216.6522 | 5879.3513 | 0 | 0 | 5879.3513 | 0.0007079%
2027 | 928 | CB 928 | Tier-2 | Tier-2---7 | 4--5 | 3 | 100% | 505.3794 | 35.21% | 64.4% | 0.3975% | 8.8072 | 0 | 0 | 8.8072 | 0 | 8.0144 | 0.023277 | 344.311 | 8.0144 | 0.023277 | 344.311 | 8.8937 | 0.02583 | 344.311 | 1.743% | 0.057199 | 0.054367 | 8835.5199 | 595.4493 | 5398.0775 | 2841.9931 | 9133.6609 | 0 | 0 | 9133.6609 | 0.001849%
2027 | 970 | CB 970 | Tier-2 | Tier-2---14 | 1--5 | 7 | 100% | 22.122 | 99.63% | 0% | 0.3731% | 1.091 | 0 | 0 | 1.091 | 0 | 0.99275 | 0.054312 | 18.2786 | 0.99275 | 0.054312 | 18.2786 | 1.1017 | 0.060271 | 18.2786 | 4.932% | 0.00034 | 0.00032317 | 65064.7285 | 10349.1227 | 1856.0637 | 52859.5421 | 65077.3719 | 0 | 0 | 65077.3719 | 0.000229%
2027 | 971 | CB 971 | Tier-2 | Tier-2---3 | 5--5 | 161 | 100% | 1052.4948 | 94.77% | 4.863% | 0.3691% | 49.3729 | 0 | 0 | 49.3729 | 0 | 44.9286 | 1.2492 | 35.9665 | 44.9286 | 1.2492 | 35.9665 | 49.8581 | 1.3862 | 35.9665 | 4.691% | 0.12528 | 0.11908 | 8401.3813 | 1359.4082 | 538.7088 | 6503.2643 | 8424.2712 | 0 | 0 | 8424.2712 | 0.01036%
2027 | 975 | CB 975 | Tier-3 | Tier-3---16 | 5--4 | 50 | 100% | 120.9969 | 94.86% | 4.853% | 0.2849% | 5.6816 | 0 | 0 | 5.6816 | 0 | 5.1702 | 0.38794 | 13.3272 | 5.1702 | 0.38794 | 13.3272 | 5.7375 | 0.43051 | 13.3272 | 4.696% | 0.10726 | 0.10195 | 1128.0883 | 171.5054 | 73.8837 | 882.6993 | 1131.1066 | 0 | 0 | 1131.1066 | 0.001193%
2027 | 980 | CB 980 | Tier-2 | Tier-2---12 | 2--5 | 423 | 100% | 71.0483 | 98.38% | 0% | 1.619% | 3.46 | 0 | 0 | 3.46 | 0 | 3.1485 | 3.282 | 0.95933 | 3.1485 | 3.282 | 0.95933 | 3.494 | 3.6421 | 0.95933 | 4.87% | 0.0069124 | 0.0065702 | 10278.3875 | 4306.656 | 761.4547 | 5210.2768 | 10287.0528 | 0 | 0 | 10287.0528 | 0.0007262%
2027 | 981 | CB 981 | Tier-2 | Tier-2---15 | 1--5 | 106 | 100% | 31.4522 | 98.54% | 0% | 1.457% | 1.5342 | 0 | 0 | 1.5342 | 0 | 1.3961 | 0.82244 | 1.6975 | 1.3961 | 0.82244 | 1.6975 | 1.5493 | 0.91268 | 1.6975 | 4.878% | 0.0030076 | 0.0028587 | 10457.5682 | 1238.1114 | 2911.2172 | 6308.2397 | 10465.5035 | 0 | 0 | 10465.5035 | 0.000322%
2027 | CTL1 | CB CTL1 | Tier-3 | Tier-3---19 | 5--1 | 4 | 100% | 6.7195 | 60.86% | 38.02% | 1.116% | 0.20243 | 0 | 0 | 0.20243 | 0 | 0.18421 | 0.031036 | 5.9355 | 0.18421 | 0.031036 | 5.9355 | 0.20442 | 0.034441 | 5.9355 | 3.013% | 0.42111 | 0.40027 | 15.9564 | 1.4967 | 5.9559 | 8.5038 | 16.2817 | 0 | 0 | 16.2817 | 4.249e-05%
2027 | FB1 | CB FB1 | Tier-2 | Tier-2---11 | 4--4 | 463 | 100% | 245.022 | 12.75% | 85.01% | 2.236% | 1.5467 | 0 | 0 | 1.5467 | 0 | 1.4074 | 3.5924 | 0.39179 | 1.4074 | 3.5924 | 0.39179 | 1.5619 | 3.9865 | 0.39179 | 0.6312% | 0.04664 | 0.044331 | 5253.4738 | 206.1005 | 4090.6925 | 956.6808 | 5492.1747 | 0 | 0 | 5492.1747 | 0.0003246%
2027 | FB2 | CB FB2 | Tier-2 | Tier-2---9 | 4--5 | 343 | 100% | 225.8323 | 74.73% | 23.69% | 1.581% | 8.3536 | 0 | 0 | 8.3536 | 0 | 7.6016 | 2.6613 | 2.8564 | 7.6016 | 2.6613 | 2.8564 | 8.4357 | 2.9533 | 2.8564 | 3.699% | 0.045688 | 0.043427 | 4942.9022 | 871.2523 | 1151.504 | 2920.1458 | 5007.9571 | 0 | 0 | 5007.9571 | 0.001753%
2027 | JU1 | CB JU1 | Tier-3 | Tier-3---15 | 5--4 | 417 | 100% | 282.3719 | 88.57% | 10.71% | 0.7177% | 12.3804 | 0 | 0 | 12.3804 | 0 | 11.266 | 3.2355 | 3.4821 | 11.266 | 3.2355 | 3.4821 | 12.5021 | 3.5904 | 3.4821 | 4.384% | 0.1808 | 0.17185 | 1561.7518 | 212.6103 | 161.3522 | 1187.7892 | 1571.0444 | 0 | 0 | 1571.0444 | 0.002599%
2027 | MOR1 | CB MOR1 | Tier-2 | Tier-2---4 | 5--5 | 286 | 100% | 584.1991 | 87.63% | 11.93% | 0.4377% | 25.3416 | 0 | 0 | 25.3416 | 0 | 23.0605 | 2.219 | 10.3921 | 23.0605 | 2.219 | 10.3921 | 25.5906 | 2.4625 | 10.3921 | 4.338% | 0.12647 | 0.12021 | 4619.2848 | 721.3686 | 522.5493 | 3375.3669 | 4649.0352 | 0 | 0 | 4649.0352 | 0.005319%
2027 | NVS1 | CB NVS1 | Tier-2 | Tier-2---12 | 4--5 | 19 | 100% | 109.1989 | 94.39% | 0% | 5.606% | 5.1023 | 0 | 0 | 5.1023 | 0 | 4.643 | 0.14742 | 31.4957 | 4.643 | 0.14742 | 31.4957 | 5.1525 | 0.16359 | 31.4957 | 4.673% | 0.029239 | 0.027792 | 3734.676 | 571.7006 | 249.4939 | 2913.4815 | 3745.5791 | 0 | 0 | 3745.5791 | 0.001071%
2027 | OK1 | CB OK1 | Tier-3 | Tier-3---7 | 5--5 | 786 | 100% | 1048.1259 | 93.55% | 5.94% | 0.509% | 48.5366 | 0 | 0 | 48.5366 | 0 | 44.1676 | 6.0985 | 7.2424 | 44.1676 | 6.0985 | 7.2424 | 49.0136 | 6.7676 | 7.2424 | 4.631% | 0.20255 | 0.19252 | 5174.6627 | 847.3251 | 299.3088 | 4028.0288 | 5192.0406 | 0 | 0 | 5192.0406 | 0.01019%
2027 | PE1 | CB PE1 | Tier-3 | Tier-3---13 | 5--4 | 1534 | 100% | 620.7512 | 74.86% | 24.36% | 0.7799% | 23.002 | 0 | 0 | 23.002 | 0 | 20.9315 | 11.9021 | 1.7586 | 20.9315 | 11.9021 | 1.7586 | 23.2281 | 13.208 | 1.7586 | 3.706% | 0.24168 | 0.22972 | 2568.4774 | 292.3041 | 583.6879 | 1692.4855 | 2602.1063 | 0 | 0 | 2602.1063 | 0.004828%
2027 | RA1 | CB RA1 | Tier-2 | Tier-2---2 | 5--5 | 454 | 100% | 1222.3715 | 85.76% | 13.62% | 0.6194% | 51.8894 | 0 | 0 | 51.8894 | 0 | 47.2187 | 3.5225 | 13.4048 | 47.2187 | 3.5225 | 13.4048 | 52.3994 | 3.909 | 13.4048 | 4.245% | 0.14726 | 0.13997 | 8300.6807 | 1160.1787 | 1072.7493 | 6067.7527 | 8362.2497 | 0 | 0 | 8362.2497 | 0.01089%
2027 | RA2 | CB RA2 | Tier-2 | Tier-2---4 | 5--5 | 283 | 100% | 579.2495 | 83.34% | 16.16% | 0.4909% | 23.8972 | 0 | 0 | 23.8972 | 0 | 21.7461 | 2.1958 | 9.9037 | 21.7461 | 2.1958 | 9.9037 | 24.132 | 2.4367 | 9.9037 | 4.126% | 0.12706 | 0.12077 | 4558.9302 | 908.2518 | 686.0992 | 2964.5792 | 4598.474 | 0 | 0 | 4598.474 | 0.005016%
2027 | RA3 | CB RA3 | Tier-2 | Tier-2---10 | 5--4 | 200 | 100% | 353.8636 | 22.75% | 76.17% | 1.082% | 3.9851 | 0 | 0 | 3.9851 | 0 | 3.6263 | 1.5518 | 2.3369 | 3.6263 | 1.5518 | 2.3369 | 4.0242 | 1.722 | 2.3369 | 1.126% | 0.12911 | 0.12272 | 2740.8339 | 103.3538 | 1864.7752 | 772.7049 | 2851.0971 | 0 | 0 | 2851.0971 | 0.0008365%
2027 | RB1 | CB RB1 | Tier-3 | Tier-3---20 | 1--5 | 4 | 100% | 3.2964 | 98.93% | 0% | 1.066% | 0.16143 | 0 | 0 | 0.16143 | 0 | 0.1469 | 0.031036 | 4.7333 | 0.1469 | 0.031036 | 4.7333 | 0.16302 | 0.034441 | 4.7333 | 4.897% | 0.0001458 | 0.00013858 | 22608.9431 | 3603.4994 | 517.2364 | 18488.2073 | 22621.4997 | 0 | 0 | 22621.4997 | 3.388e-05%
2027 | RC1 | CB RC1 | Tier-2 | Tier-2---4 | 4--5 | 330 | 100% | 397.5199 | 92.07% | 7.427% | 0.5025% | 18.117 | 0 | 0 | 18.117 | 0 | 16.4862 | 2.5604 | 6.4388 | 16.4862 | 2.5604 | 6.4388 | 18.295 | 2.8414 | 6.4388 | 4.558% | 0.084253 | 0.080083 | 4718.147 | 893.9653 | 343.0371 | 3481.1447 | 4737.6299 | 0 | 0 | 4737.6299 | 0.003803%
2027 | SL1 | CB SL1 | Tier-3 | Tier-3---11 | 5--5 | 793 | 100% | 677.9763 | 69.55% | 29.7% | 0.758% | 23.3394 | 0 | 0 | 23.3394 | 0 | 21.2385 | 6.1528 | 3.4519 | 21.2385 | 6.1528 | 3.4519 | 23.5688 | 6.8279 | 3.4519 | 3.443% | 0.19527 | 0.18561 | 3471.9301 | 456.3042 | 974.4203 | 2041.2056 | 3526.9947 | 0 | 0 | 3526.9947 | 0.004899%
2027 | SSC1 | CB SSC1 | Tier-2 | Tier-2---18 | 4--3 | 52 | 100% | 91.8404 | 1.784% | 94.85% | 3.363% | 0.081116 | 0 | 0 | 0.081116 | 0 | 0.073814 | 0.40346 | 0.18295 | 0.073814 | 0.40346 | 0.18295 | 0.081913 | 0.44773 | 0.18295 | 0.08832% | 0.031528 | 0.029967 | 2912.9967 | 6.2531 | 2639.8755 | 266.8681 | 3061.9925 | 0 | 0 | 3061.9925 | 1.703e-05%
2027 | CTL1 | CTL1-3R | Tier-3 | Tier-3---14 | 5--4 | 1644 | 100% | 691.1308 | 38.4% | 60.91% | 0.6868% | 13.1376 | 0 | 0 | 13.1376 | 0 | 11.955 | 12.7556 | 0.93724 | 11.955 | 12.7556 | 0.93724 | 13.2667 | 14.1551 | 0.93724 | 1.901% | 0.42513 | 0.40409 | 1625.6897 | 99.6026 | 905.5939 | 620.4932 | 1677.8405 | 0 | 0 | 1677.8405 | 0.002758%
2027 | DV1 | DV1-3R | Tier-3 | Tier-3---11 | 5--5 | 433 | 100% | 634.2705 | 72.29% | 26.89% | 0.8162% | 22.6974 | 0 | 0 | 22.6974 | 0 | 20.6543 | 3.3596 | 6.1479 | 20.6543 | 3.3596 | 6.1479 | 22.9204 | 3.7282 | 6.1479 | 3.578% | 0.19421 | 0.1846 | 3265.8667 | 390.6526 | 820.8791 | 2054.3349 | 3312.9907 | 0 | 0 | 3312.9907 | 0.004764%
2027 | RA1 | RA1-402R | Tier-3 | Tier-3---4 | 5--5 | 341 | 100% | 861.3982 | 92.86% | 6.845% | 0.2988% | 39.5931 | 0 | 0 | 39.5931 | 0 | 36.0292 | 2.6458 | 13.6176 | 36.0292 | 2.6458 | 13.6176 | 39.9823 | 2.9361 | 13.6176 | 4.596% | 0.12948 | 0.12307 | 6652.8745 | 1118.7394 | 431.7484 | 5102.3868 | 6677.6256 | 0 | 0 | 6677.6256 | 0.008311%
2027 | RB1 | RB1-427R | Tier-3 | Tier-3---7 | 5--5 | 1098 | 100% | 996.0696 | 83.51% | 15.68% | 0.8099% | 41.1767 | 0 | 0 | 41.1767 | 0 | 37.4703 | 8.5192 | 4.3983 | 37.4703 | 8.5192 | 4.3983 | 41.5814 | 9.454 | 4.3983 | 4.134% | 0.15381 | 0.14619 | 6476.1764 | 929.4617 | 937.2221 | 4609.4925 | 6531.7795 | 0 | 0 | 6531.7795 | 0.008643%
2027 | RB1 | RB1-433R | Tier-3 | Tier-3---10 | 5--5 | 329 | 100% | 717.075 | 94.45% | 5% | 0.5477% | 33.526 | 0 | 0 | 33.526 | 0 | 30.5082 | 2.5527 | 11.9515 | 30.5082 | 2.5527 | 11.9515 | 33.8555 | 2.8327 | 11.9515 | 4.675% | 0.15284 | 0.14528 | 4691.5909 | 760.1035 | 231.5295 | 3699.958 | 4705.1455 | 0 | 0 | 4705.1455 | 0.007037%
2027 | TM1 | TM1-10R | Tier-3 | Tier-3---12 | 5--5 | 505 | 100% | 437.3004 | 95.61% | 3.838% | 0.5568% | 20.695 | 0 | 0 | 20.695 | 0 | 18.8322 | 3.9182 | 4.8063 | 18.8322 | 3.9182 | 4.8063 | 20.8984 | 4.3481 | 4.8063 | 4.732% | 0.093421 | 0.088796 | 4680.975 | 712.9363 | 184.5612 | 3783.4774 | 4691.6885 | 0 | 0 | 4691.6885 | 0.004344%
2028 | 1001 | 1001-1231F | Tier-2 | Tier-2---15 | 3--3 | 6 | 100% | 14.0535 | 92.14% | 7.108% | 0.7568% | 0.64094 | 0 | 0 | 0.64094 | 0 | 0.55637 | 0.044409 | 12.5285 | 0.55637 | 0.044409 | 12.5285 | 0.65041 | 0.051914 | 12.5285 | 4.561% | 0.025088 | 0.023847 | 560.1576 | 85.0993 | 40.4936 | 434.5648 | 562.4519 | 0 | 0 | 562.4519 | 0.0001345%
2028 | 1001 | 1001-1814AE | Tier-2 | Tier-2---11 | 5--3 | 86 | 100% | 47.9998 | 92.92% | 6.426% | 0.6525% | 2.2078 | 0 | 0 | 2.2078 | 0 | 1.9165 | 0.63652 | 3.0109 | 1.9165 | 0.63652 | 3.0109 | 2.2404 | 0.7441 | 3.0109 | 4.6% | 0.094213 | 0.089549 | 509.4829 | 78.1654 | 33.1388 | 398.1787 | 511.361 | 0 | 0 | 511.361 | 0.0004634%
2028 | 1001 | 1001-1820F | Tier-2 | Tier-2---5 | 5--5 | 1144 | 100% | 829.5199 | 57.26% | 42.23% | 0.5113% | 23.5124 | 0 | 0 | 23.5124 | 0 | 20.4103 | 8.4673 | 2.4105 | 20.4103 | 8.4673 | 2.4105 | 23.8598 | 9.8983 | 2.4105 | 2.834% | 0.12846 | 0.1221 | 6457.4377 | 610.0184 | 2517.829 | 3329.5903 | 6601.1622 | 0 | 0 | 6601.1622 | 0.004935%
2028 | 1006 | 1006-829F | Tier-2 | Tier-2---15 | 1--5 | 4 | 100% | 17.7536 | 98.49% | 0% | 1.506% | 0.86556 | 0 | 0 | 0.86556 | 0 | 0.75137 | 0.029606 | 25.379 | 0.75137 | 0.029606 | 25.379 | 0.87836 | 0.034609 | 25.379 | 4.875% | 0.0022112 | 0.0021017 | 8028.9403 | 1624.4298 | 111.3505 | 6293.1601 | 8035.239 | 0 | 0 | 8035.239 | 0.0001817%
2028 | 1021 | 1021-1748F | Tier-3 | Tier-3---2 | 5--5 | 1369 | 100% | 3232.7645 | 89.58% | 10.03% | 0.3884% | 143.3482 | 0 | 0 | 143.3482 | 0 | 124.4356 | 10.1326 | 12.2807 | 124.4356 | 10.1326 | 12.2807 | 145.4666 | 11.8451 | 12.2807 | 4.434% | 0.16564 | 0.15744 | 19517.3055 | 3280.9667 | 1890.5731 | 14345.7657 | 19623.2124 | 0 | 0 | 19623.2124 | 0.03009%
2028 | 1021 | 1021-1760R | Tier-3 | Tier-3---6 | 5--5 | 234 | 100% | 678.7974 | 81.46% | 18.22% | 0.3148% | 27.3725 | 0 | 0 | 27.3725 | 0 | 23.7611 | 1.7319 | 13.7194 | 23.7611 | 1.7319 | 13.7194 | 27.777 | 2.0247 | 13.7194 | 4.032% | 0.10829 | 0.10293 | 6268.2599 | 949.9835 | 1058.3856 | 4259.8908 | 6328.7664 | 0 | 0 | 6328.7664 | 0.005746%
2028 | 1021 | 1021-25R | Tier-3 | Tier-3---2 | 5--5 | 633 | 100% | 1498.4695 | 96.3% | 3.418% | 0.2826% | 71.4297 | 0 | 0 | 71.4297 | 0 | 62.0056 | 4.6851 | 13.2346 | 62.0056 | 4.6851 | 13.2346 | 72.4853 | 5.477 | 13.2346 | 4.767% | 0.12361 | 0.11749 | 12122.637 | 2220.1266 | 404.4712 | 9498.0392 | 12145.9969 | 0 | 0 | 12145.9969 | 0.01499%
2028 | 1021 | 1021-855 | Tier-3 | Tier-3---10 | 5--5 | 269 | 100% | 466.7529 | 94.79% | 4.788% | 0.426% | 21.8995 | 0 | 0 | 21.8995 | 0 | 19.0102 | 1.991 | 9.5481 | 19.0102 | 1.991 | 9.5481 | 22.2231 | 2.3275 | 9.5481 | 4.692% | 0.10909 | 0.10369 | 4278.6432 | 663.1014 | 202.1105 | 3413.4312 | 4290.2623 | 0 | 0 | 4290.2623 | 0.004597%
2028 | 1021 | 1021-883R | Tier-3 | Tier-3---16 | 5--4 | 53 | 100% | 128.5827 | 95.57% | 4.014% | 0.4192% | 6.0827 | 0 | 0 | 6.0827 | 0 | 5.2801 | 0.39228 | 13.4603 | 5.2801 | 0.39228 | 13.4603 | 6.1726 | 0.45858 | 13.4603 | 4.731% | 0.10042 | 0.095448 | 1280.464 | 200.1169 | 52.1937 | 1028.1534 | 1283.4204 | 0 | 0 | 1283.4204 | 0.001277%
2028 | 1021 | 1021-92 | Tier-3 | Tier-3---15 | 5--4 | 30 | 100% | 73.801 | 95.78% | 3.784% | 0.4383% | 3.4989 | 0 | 0 | 3.4989 | 0 | 3.0373 | 0.22204 | 13.6787 | 3.0373 | 0.22204 | 13.6787 | 3.5506 | 0.25957 | 13.6787 | 4.741% | 0.099013 | 0.094112 | 745.3636 | 116.7498 | 26.9385 | 601.6753 | 747.0028 | 0 | 0 | 747.0028 | 0.0007344%
2028 | 1022 | 1022-17F | Tier-3 | Tier-3---4 | 5--5 | 392 | 100% | 887.1334 | 95.91% | 3.733% | 0.3607% | 42.1153 | 0 | 0 | 42.1153 | 0 | 36.5588 | 2.9014 | 12.6006 | 36.5588 | 2.9014 | 12.6006 | 42.7377 | 3.3917 | 12.6006 | 4.747% | 0.10945 | 0.10403 | 8105.3609 | 1393.5381 | 301.1063 | 6410.7165 | 8122.6419 | 0 | 0 | 8122.6419 | 0.00884%
2028 | 1022 | 1022-26R | Tier-3 | Tier-3---15 | 4--4 | 14 | 100% | 67.2303 | 92.09% | 7.549% | 0.3574% | 3.0648 | 0 | 0 | 3.0648 | 0 | 2.6604 | 0.10362 | 25.6748 | 2.6604 | 0.10362 | 25.6748 | 3.1101 | 0.12113 | 25.6748 | 4.559% | 0.092662 | 0.088075 | 725.545 | 109.1423 | 50.7298 | 565.6729 | 728.5325 | 0 | 0 | 728.5325 | 0.0006433%
2028 | 1022 | 1022-322R | Tier-3 | Tier-3---10 | 5--5 | 221 | 100% | 526.8683 | 92.1% | 7.447% | 0.4577% | 24.0185 | 0 | 0 | 24.0185 | 0 | 20.8496 | 1.6357 | 12.7464 | 20.8496 | 1.6357 | 12.7464 | 24.3734 | 1.9122 | 12.7464 | 4.559% | 0.10587 | 0.10063 | 4976.7569 | 830.1937 | 356.0985 | 3790.4647 | 4997.2437 | 0 | 0 | 4997.2437 | 0.005041%
2028 | 1023 | 1023-200R | Tier-2 | Tier-2---5 | 4--5 | 209 | 100% | 340.3967 | 93.71% | 5.554% | 0.7407% | 15.7891 | 0 | 0 | 15.7891 | 0 | 13.7059 | 1.5469 | 8.8602 | 13.7059 | 1.5469 | 8.8602 | 16.0224 | 1.8083 | 8.8602 | 4.638% | 0.083115 | 0.079 | 4095.5104 | 628.6418 | 234.4876 | 3232.381 | 4108.9353 | 0 | 0 | 4108.9353 | 0.003314%
2028 | 1023 | 1023-46AE | Tier-2 | Tier-2---2 | 5--5 | 1740 | 100% | 1480.046 | 74.84% | 24.29% | 0.8655% | 54.8311 | 0 | 0 | 54.8311 | 0 | 47.597 | 12.8785 | 3.6958 | 47.597 | 12.8785 | 3.6958 | 55.6414 | 15.0551 | 3.6958 | 3.705% | 0.13914 | 0.13225 | 10637.4667 | 1301.0798 | 2440.2216 | 6896.1652 | 10776.8346 | 0 | 0 | 10776.8346 | 0.01151%
2028 | 1023 | 1023-48R | Tier-2 | Tier-2---5 | 5--5 | 1132 | 100% | 664.4014 | 85.5% | 12.99% | 1.509% | 28.1206 | 0 | 0 | 28.1206 | 0 | 24.4106 | 8.3784 | 2.9135 | 24.4106 | 8.3784 | 2.9135 | 28.5362 | 9.7945 | 2.9135 | 4.232% | 0.12816 | 0.12182 | 5184.0424 | 718.5028 | 688.8951 | 3776.6445 | 5223.1761 | 0 | 0 | 5223.1761 | 0.005903%
2028 | 1023 | 1023-89R | Tier-2 | Tier-2---11 | 4--4 | 220 | 100% | 171.3673 | 58.84% | 39.57% | 1.585% | 4.9915 | 0 | 0 | 4.9915 | 0 | 4.3329 | 1.6283 | 2.661 | 4.3329 | 1.6283 | 2.661 | 5.0652 | 1.9035 | 2.661 | 2.913% | 0.083403 | 0.079275 | 2054.6806 | 198.0279 | 761.6338 | 1095.0189 | 2098.7199 | 0 | 0 | 2098.7199 | 0.001048%
2028 | 1030 | 1030-1728R | Tier-3 | Tier-3---9 | 5--5 | 105 | 100% | 527.0422 | 83.47% | 16.25% | 0.2733% | 21.7771 | 0 | 0 | 21.7771 | 0 | 18.9039 | 0.77715 | 24.3246 | 18.9039 | 0.77715 | 24.3246 | 22.0989 | 0.9085 | 24.3246 | 4.132% | 0.23544 | 0.22379 | 2238.5434 | 326.4296 | 340.3101 | 1571.8036 | 2257.8096 | 0 | 0 | 2257.8096 | 0.004571%
2028 | 1030 | 1030-1777 | Tier-3 | Tier-3---5 | 5--5 | 269 | 100% | 1156.6044 | 85.87% | 13.79% | 0.3401% | 49.1606 | 0 | 0 | 49.1606 | 0 | 42.6746 | 1.991 | 21.4339 | 42.6746 | 1.991 | 21.4339 | 49.8871 | 2.3275 | 21.4339 | 4.25% | 0.24629 | 0.2341 | 4696.0317 | 680.3464 | 620.6467 | 3395.0386 | 4730.5949 | 0 | 0 | 4730.5949 | 0.01032%
2028 | 1030 | 1030-1823F | Tier-3 | Tier-3---13 | 5--5 | 107 | 100% | 202.5757 | 94.25% | 5.49% | 0.2586% | 9.4511 | 0 | 0 | 9.4511 | 0 | 8.2042 | 0.79195 | 10.3594 | 8.2042 | 0.79195 | 10.3594 | 9.5908 | 0.9258 | 10.3594 | 4.665% | 0.10605 | 0.1008 | 1910.1293 | 293.8795 | 98.2865 | 1517.9633 | 1915.8474 | 0 | 0 | 1915.8474 | 0.001984%
2028 | 1030 | 1030-18R | Tier-3 | Tier-3---7 | 5--5 | 209 | 100% | 693.6608 | 87.49% | 12.21% | 0.2965% | 30.0406 | 0 | 0 | 30.0406 | 0 | 26.0772 | 1.5469 | 16.8577 | 26.0772 | 1.5469 | 16.8577 | 30.4845 | 1.8083 | 16.8577 | 4.331% | 0.23843 | 0.22663 | 2909.3141 | 434.9069 | 331.8024 | 2142.6047 | 2928.2688 | 0 | 0 | 2928.2688 | 0.006306%
2028 | 1030 | 1030-20R | Tier-3 | Tier-3---3 | 5--5 | 1458 | 100% | 2610.2797 | 91.86% | 7.744% | 0.3915% | 118.6968 | 0 | 0 | 118.6968 | 0 | 103.0365 | 10.7913 | 9.5481 | 103.0365 | 10.7913 | 9.5481 | 120.4509 | 12.6152 | 9.5481 | 4.547% | 0.28668 | 0.27249 | 9105.2413 | 1516.1831 | 664.7389 | 6924.3193 | 9143.8195 | 0 | 0 | 9143.8195 | 0.02491%
2028 | 1030 | 1030-42R | Tier-3 | Tier-3---3 | 5--5 | 1503 | 100% | 2942.2545 | 85.79% | 13.83% | 0.3713% | 124.9524 | 0 | 0 | 124.9524 | 0 | 108.4668 | 11.1244 | 9.7504 | 108.4668 | 11.1244 | 9.7504 | 126.7989 | 13.0045 | 9.7504 | 4.247% | 0.28228 | 0.2683 | 10423.3029 | 1628.0334 | 1345.6404 | 7449.6291 | 10500.4141 | 0 | 0 | 10500.4141 | 0.02623%
2028 | 1030 | 1030-989R | Tier-3 | Tier-3---3 | 5--5 | 1232 | 100% | 3020.5785 | 92.73% | 6.883% | 0.3901% | 138.6439 | 0 | 0 | 138.6439 | 0 | 120.3519 | 9.1186 | 13.1985 | 120.3519 | 9.1186 | 13.1985 | 140.6928 | 10.6597 | 13.1985 | 4.59% | 0.30703 | 0.29183 | 9838.1975 | 1537.3198 | 631.4887 | 7669.389 | 9875.4617 | 0 | 0 | 9875.4617 | 0.0291%
2028 | 1039 | 1039-13 | Tier-2 | Tier-2---3 | 5--5 | 1991 | 100% | 2056.5259 | 80.69% | 18.74% | 0.569% | 82.1418 | 0 | 0 | 82.1418 | 0 | 71.3045 | 14.7363 | 4.8387 | 71.3045 | 14.7363 | 4.8387 | 83.3557 | 17.2269 | 4.8387 | 3.994% | 0.1351 | 0.12841 | 15222.1821 | 2652.795 | 2719.3692 | 9850.0179 | 15375.2522 | 0 | 0 | 15375.2522 | 0.01724%
2028 | 1073 | 1073-872F | Tier-2 | Tier-2---20 | 3--2 | 43 | 100% | 7.9014 | 70.78% | 23.83% | 5.396% | 0.27682 | 0 | 0 | 0.27682 | 0 | 0.2403 | 0.31826 | 0.75503 | 0.2403 | 0.31826 | 0.75503 | 0.28091 | 0.37205 | 0.75503 | 3.503% | 0.018584 | 0.017664 | 425.1621 | 49.479 | 114.8811 | 260.802 | 431.6327 | 0 | 0 | 431.6327 | 5.81e-05%
2028 | 1073 | 1073-886F | Tier-2 | Tier-2---20 | 3--2 | 25 | 100% | 24.1814 | 4.506% | 95.04% | 0.4562% | 0.053933 | 0 | 0 | 0.053933 | 0 | 0.046817 | 0.18504 | 0.25302 | 0.046817 | 0.18504 | 0.25302 | 0.05473 | 0.21631 | 0.25302 | 0.223% | 0.016776 | 0.015946 | 1441.409 | 12.0618 | 1249.7892 | 179.558 | 1513.0923 | 0 | 0 | 1513.0923 | 1.132e-05%
2028 | 1073 | 1073-887F | Tier-2 | Tier-2---21 | 3--1 | 4 | 100% | 4.8278 | 14.92% | 83.66% | 1.424% | 0.035654 | 0 | 0 | 0.035654 | 0 | 0.03095 | 0.029606 | 1.0454 | 0.03095 | 0.029606 | 1.0454 | 0.036181 | 0.034609 | 1.0454 | 0.7385% | 0.016639 | 0.015815 | 290.1481 | 7.5827 | 212.0226 | 70.5428 | 303.004 | 0 | 0 | 303.004 | 7.484e-06%
2028 | 1090 | 1090-1734 | Tier-3 | Tier-3---16 | 2--5 | 19 | 100% | 102.6812 | 94.73% | 4.077% | 1.193% | 4.8148 | 0 | 0 | 4.8148 | 0 | 4.1796 | 0.14063 | 29.721 | 4.1796 | 0.14063 | 29.721 | 4.886 | 0.1644 | 29.721 | 4.689% | 0.01345 | 0.012784 | 7634.5181 | 1203.6871 | 422.3196 | 6008.5114 | 7655.4733 | 0 | 0 | 7655.4733 | 0.001011%
2028 | 1090 | 1090-636R | Tier-3 | Tier-3---15 | 5--3 | 140 | 100% | 202.402 | 73% | 25.01% | 1.988% | 7.3141 | 0 | 0 | 7.3141 | 0 | 6.3491 | 1.0362 | 6.1273 | 6.3491 | 1.0362 | 6.1273 | 7.4222 | 1.2113 | 6.1273 | 3.614% | 0.38465 | 0.36561 | 526.2047 | 57.0359 | 118.3494 | 350.8194 | 533.603 | 0 | 0 | 533.603 | 0.001535%
2028 | 1090 | 1090-70F | Tier-2 | Tier-2---15 | 2--5 | 37 | 100% | 35.1863 | 53.14% | 45.71% | 1.154% | 0.92556 | 0 | 0 | 0.92556 | 0 | 0.80344 | 0.27385 | 2.9338 | 0.80344 | 0.27385 | 2.9338 | 0.93923 | 0.32014 | 2.9338 | 2.63% | 0.0083 | 0.0078891 | 4239.3083 | 364.6844 | 1853.0615 | 2021.5624 | 4342.7622 | 0 | 0 | 4342.7622 | 0.0001943%
2028 | 1090 | 1090-73F | Tier-3 | Tier-3---10 | 4--5 | 600 | 100% | 724.1417 | 96.98% | 2.008% | 1.013% | 34.7621 | 0 | 0 | 34.7621 | 0 | 30.1758 | 4.4409 | 6.795 | 30.1758 | 4.4409 | 6.795 | 35.2758 | 5.1914 | 6.795 | 4.8% | 0.046754 | 0.044439 | 15488.4699 | 2874.558 | 442.3847 | 12171.5272 | 15512.8378 | 0 | 0 | 15512.8378 | 0.007297%
2028 | 1090 | 1090-74F | Tier-3 | Tier-3---10 | 4--5 | 661 | 100% | 595.9278 | 96.92% | 1.794% | 1.287% | 28.5897 | 0 | 0 | 28.5897 | 0 | 24.8177 | 4.8924 | 5.0728 | 24.8177 | 4.8924 | 5.0728 | 29.0122 | 5.7192 | 5.0728 | 4.798% | 0.045737 | 0.043473 | 13029.5603 | 2451.0895 | 420.5295 | 10157.9412 | 13050.4642 | 0 | 0 | 13050.4642 | 0.006001%
2028 | 1094 | 1094-35F | Tier-2 | Tier-2---7 | 3--5 | 315 | 100% | 314.0502 | 98.71% | 0% | 1.287% | 15.3455 | 0 | 0 | 15.3455 | 0 | 13.3209 | 2.3315 | 5.7135 | 13.3209 | 2.3315 | 5.7135 | 15.5722 | 2.7255 | 5.7135 | 4.886% | 0.020398 | 0.019388 | 15396.4279 | 2493.2081 | 249.741 | 12653.4788 | 15406.7451 | 0 | 0 | 15406.7451 | 0.003221%
2028 | 1094 | 1094-7 | Tier-2 | Tier-2---17 | 2--4 | 124 | 100% | 23.6343 | 95.14% | 0% | 4.857% | 1.1131 | 0 | 0 | 1.1131 | 0 | 0.96622 | 0.91778 | 1.0528 | 0.96622 | 0.91778 | 1.0528 | 1.1295 | 1.0729 | 1.0528 | 4.71% | 0.0065074 | 0.0061853 | 3631.9148 | 548.3695 | 294.63 | 2788.9153 | 3641.1014 | 0 | 0 | 3641.1014 | 0.0002336%
2028 | 1100 | 1100-1168F | Tier-2 | Tier-2---18 | 4--2 | 1 | 100% | 7.378 | 90.91% | 7.749% | 1.342% | 0.33201 | 0 | 0 | 0.33201 | 0 | 0.28821 | 0.0074014 | 38.9396 | 0.28821 | 0.0074014 | 38.9396 | 0.33692 | 0.0086524 | 38.9396 | 4.5% | 0.070904 | 0.067394 | 104.0564 | 15.6381 | 7.6766 | 80.7416 | 104.549 | 0 | 0 | 104.549 | 6.969e-05%
2028 | 1100 | 1100-1172R | Tier-2 | Tier-2---7 | 4--5 | 22 | 100% | 224.6699 | 96.97% | 2.526% | 0.5062% | 10.7839 | 0 | 0 | 10.7839 | 0 | 9.3611 | 0.16283 | 57.4896 | 9.3611 | 0.16283 | 57.4896 | 10.9433 | 0.19035 | 57.4896 | 4.8% | 0.080798 | 0.076798 | 2780.644 | 645.5698 | 68.3515 | 2066.7227 | 2785.0355 | 0 | 0 | 2785.0355 | 0.002264%
2028 | 1105 | 1105-1479 | Tier-2 | Tier-2---4 | 5--5 | 102 | 100% | 388.9465 | 99.2% | 0.3457% | 0.4512% | 19.0994 | 0 | 0 | 19.0994 | 0 | 16.5795 | 0.75495 | 21.9612 | 16.5795 | 0.75495 | 21.9612 | 19.3817 | 0.88254 | 21.9612 | 4.911% | 0.10556 | 0.10034 | 3684.559 | 828.8019 | 25.956 | 2829.8012 | 3686.0881 | 0 | 0 | 3686.0881 | 0.004009%
2028 | 1105 | 1105-1483 | Tier-2 | Tier-2---11 | 4--4 | 57 | 100% | 59.1581 | 61.98% | 37.43% | 0.5957% | 1.8149 | 0 | 0 | 1.8149 | 0 | 1.5755 | 0.42188 | 3.7343 | 1.5755 | 0.42188 | 3.7343 | 1.8417 | 0.49319 | 3.7343 | 3.068% | 0.063819 | 0.06066 | 926.9702 | 95.1212 | 282.7416 | 549.1075 | 945.3255 | 0 | 0 | 945.3255 | 0.0003809%
2028 | 1118 | 1118-1718F | Tier-2 | Tier-2---10 | 5--4 | 53 | 100% | 86.4712 | 94.68% | 4.653% | 0.67% | 4.0525 | 0 | 0 | 4.0525 | 0 | 3.5178 | 0.39228 | 8.9677 | 3.5178 | 0.39228 | 8.9677 | 4.1123 | 0.45858 | 8.9677 | 4.686% | 0.10781 | 0.10247 | 802.0788 | 148.072 | 34.1971 | 619.8097 | 804.3024 | 0 | 0 | 804.3024 | 0.0008506%
2028 | 1138 | 1138-6R | Tier-2 | Tier-2---5 | 5--5 | 1839 | 100% | 1117.3657 | 63.79% | 34.95% | 1.264% | 35.2809 | 0 | 0 | 35.2809 | 0 | 30.6261 | 13.6113 | 2.2501 | 30.6261 | 13.6113 | 2.2501 | 35.8023 | 15.9117 | 2.2501 | 3.158% | 0.17153 | 0.16304 | 6514.2797 | 790.3405 | 2180.8634 | 3543.0757 | 6637.1286 | 0 | 0 | 6637.1286 | 0.007405%
2028 | 1162 | 1162-324R | Tier-2 | Tier-2---13 | 4--3 | 21 | 100% | 67.3479 | 58.69% | 38.45% | 2.854% | 1.9567 | 0 | 0 | 1.9567 | 0 | 1.6985 | 0.15543 | 10.9279 | 1.6985 | 0.15543 | 10.9279 | 1.9856 | 0.1817 | 10.9279 | 2.905% | 0.068658 | 0.065259 | 980.9191 | 90.4084 | 338.5141 | 551.9967 | 1002.0201 | 0 | 0 | 1002.0201 | 0.0004107%
2028 | 1162 | 1162-329R | Tier-2 | Tier-2---13 | 4--3 | 23 | 100% | 43.5602 | 84.31% | 12.05% | 3.642% | 1.8179 | 0 | 0 | 1.8179 | 0 | 1.578 | 0.17023 | 9.2698 | 1.578 | 0.17023 | 9.2698 | 1.8447 | 0.199 | 9.2698 | 4.173% | 0.070019 | 0.066553 | 622.1156 | 81.8972 | 81.6762 | 458.5422 | 627.1997 | 0 | 0 | 627.1997 | 0.0003816%
2028 | 1162 | 1162-363 | Tier-2 | Tier-2---13 | 4--3 | 9 | 100% | 41.7736 | 86.9% | 10.44% | 2.668% | 1.7968 | 0 | 0 | 1.7968 | 0 | 1.5598 | 0.066613 | 23.4155 | 1.5598 | 0.066613 | 23.4155 | 1.8234 | 0.077871 | 23.4155 | 4.301% | 0.064829 | 0.06162 | 644.3653 | 89.5043 | 68.646 | 486.215 | 648.7625 | 0 | 0 | 648.7625 | 0.0003772%
2028 | 1166 | 1166-15R | Tier-3 | Tier-3---11 | 5--5 | 149 | 100% | 528.031 | 87.26% | 12.17% | 0.5736% | 22.8075 | 0 | 0 | 22.8075 | 0 | 19.7984 | 1.1028 | 17.9526 | 19.7984 | 1.1028 | 17.9526 | 23.1446 | 1.2892 | 17.9526 | 4.319% | 0.19397 | 0.18436 | 2722.2863 | 390.5327 | 317.9476 | 2013.8061 | 2740.3485 | 0 | 0 | 2740.3485 | 0.004787%
2028 | 1166 | 1166-18R | Tier-3 | Tier-3---5 | 5--5 | 224 | 100% | 1129.6851 | 97.99% | 1.718% | 0.2919% | 54.7956 | 0 | 0 | 54.7956 | 0 | 47.5662 | 1.6579 | 28.6902 | 47.5662 | 1.6579 | 28.6902 | 55.6054 | 1.9381 | 28.6902 | 4.851% | 0.21365 | 0.20307 | 5287.5602 | 933.108 | 102.1782 | 4252.2741 | 5293.094 | 0 | 0 | 5293.094 | 0.0115%
2028 | 1166 | 1166-342R | Tier-3 | Tier-3---5 | 5--5 | 469 | 100% | 1306.4494 | 92.9% | 6.658% | 0.4418% | 60.0776 | 0 | 0 | 60.0776 | 0 | 52.1513 | 3.4713 | 15.0236 | 52.1513 | 3.4713 | 15.0236 | 60.9654 | 4.058 | 15.0236 | 4.599% | 0.21878 | 0.20795 | 5971.6251 | 888.1999 | 386.1133 | 4697.3119 | 5993.7061 | 0 | 0 | 5993.7061 | 0.01261%
2028 | 1215 | 1215-12R | Tier-3 | Tier-3---9 | 5--4 | 78 | 100% | 1149.8777 | 88.93% | 10.69% | 0.3802% | 50.6191 | 0 | 0 | 50.6191 | 0 | 43.9406 | 0.57731 | 76.1124 | 43.9406 | 0.57731 | 76.1124 | 51.3671 | 0.67489 | 76.1124 | 4.402% | 0.69907 | 0.66447 | 1644.8687 | 214.1134 | 166.723 | 1264.0324 | 1654.3499 | 0 | 0 | 1654.3499 | 0.01062%
2028 | 1215 | 1215-28R | Tier-3 | Tier-3---14 | 5--3 | 54 | 100% | 466.2657 | 75.31% | 24.3% | 0.3892% | 17.3819 | 0 | 0 | 17.3819 | 0 | 15.0886 | 0.39968 | 37.7519 | 15.0886 | 0.39968 | 37.7519 | 17.6387 | 0.46723 | 37.7519 | 3.728% | 0.66756 | 0.63451 | 698.4647 | 77.4157 | 150.4059 | 470.6431 | 707.4453 | 0 | 0 | 707.4453 | 0.003648%
2028 | 1215 | 1215-32R | Tier-3 | Tier-3---7 | 5--4 | 327 | 100% | 1677.0531 | 82.12% | 17.49% | 0.3917% | 68.1738 | 0 | 0 | 68.1738 | 0 | 59.1793 | 2.4203 | 24.4515 | 59.1793 | 2.4203 | 24.4515 | 69.1813 | 2.8293 | 24.4515 | 4.065% | 0.68132 | 0.6476 | 2461.4685 | 295.8109 | 389.7657 | 1775.8918 | 2484.3845 | 0 | 0 | 2484.3845 | 0.01431%
2028 | 1233 | 1233-259R | Tier-3 | Tier-3---16 | 5--4 | 133 | 100% | 252.1704 | 91.31% | 7.348% | 1.341% | 11.3978 | 0 | 0 | 11.3978 | 0 | 9.894 | 0.98439 | 10.0509 | 9.894 | 0.98439 | 10.0509 | 11.5662 | 1.1508 | 10.0509 | 4.52% | 0.12749 | 0.12118 | 1978.0181 | 293.7888 | 180.7034 | 1503.5259 | 1986.9694 | 0 | 0 | 1986.9694 | 0.002392%
2028 | 1233 | 1233-585R | Tier-3 | Tier-3---12 | 5--5 | 440 | 100% | 496.1989 | 88.91% | 10.23% | 0.8642% | 21.8376 | 0 | 0 | 21.8376 | 0 | 18.9564 | 3.2566 | 5.8209 | 18.9564 | 3.2566 | 5.8209 | 22.1603 | 3.807 | 5.8209 | 4.401% | 0.12988 | 0.12345 | 3820.3589 | 569.6038 | 386.1666 | 2864.5885 | 3842.4262 | 0 | 0 | 3842.4262 | 0.004584%
2028 | 1233 | 1233-587R | Tier-3 | Tier-3---13 | 5--5 | 759 | 100% | 468.3326 | 86.93% | 12.01% | 1.054% | 20.1536 | 0 | 0 | 20.1536 | 0 | 17.4947 | 5.6177 | 3.1142 | 17.4947 | 5.6177 | 3.1142 | 20.4515 | 6.5672 | 3.1142 | 4.303% | 0.13489 | 0.12821 | 3472.0209 | 495.7254 | 420.8281 | 2555.4674 | 3495.6448 | 0 | 0 | 3495.6448 | 0.00423%
2028 | 1233 | 1233-589R | Tier-3 | Tier-3---16 | 5--4 | 92 | 100% | 204.2414 | 92.81% | 6.245% | 0.9483% | 9.3828 | 0 | 0 | 9.3828 | 0 | 8.1448 | 0.68093 | 11.9613 | 8.1448 | 0.68093 | 11.9613 | 9.5214 | 0.79602 | 11.9613 | 4.594% | 0.11751 | 0.11169 | 1738.0856 | 257.6679 | 107.3811 | 1373.0366 | 1744.5963 | 0 | 0 | 1744.5963 | 0.001969%
2028 | 1233 | 1233-591R | Tier-3 | Tier-3---12 | 5--5 | 550 | 100% | 575.4654 | 90.21% | 8.957% | 0.8354% | 25.6963 | 0 | 0 | 25.6963 | 0 | 22.306 | 4.0708 | 5.4795 | 22.306 | 4.0708 | 5.4795 | 26.076 | 4.7588 | 5.4795 | 4.465% | 0.13142 | 0.12491 | 4378.9662 | 686.8056 | 385.5684 | 3306.5923 | 4401.2964 | 0 | 0 | 4401.2964 | 0.005394%
2028 | 1242 | 1242-1079R | Tier-2 | Tier-2---12 | 2--5 | 6 | 100% | 62.7006 | 97.78% | 0% | 2.22% | 3.0348 | 0 | 0 | 3.0348 | 0 | 2.6344 | 0.044409 | 59.3217 | 2.6344 | 0.044409 | 59.3217 | 3.0796 | 0.051914 | 59.3217 | 4.84% | 0.0067316 | 0.0063984 | 9314.3707 | 3724.1415 | 317.0899 | 5273.1393 | 9325.1374 | 0 | 0 | 9325.1374 | 0.000637%
2028 | 1242 | 1242-1084 | Tier-2 | Tier-2---12 | 2--5 | 63 | 100% | 67.671 | 98.5% | 0% | 1.502% | 3.2994 | 0 | 0 | 3.2994 | 0 | 2.8641 | 0.46629 | 6.1423 | 2.8641 | 0.46629 | 6.1423 | 3.3482 | 0.5451 | 6.1423 | 4.876% | 0.005996 | 0.0056992 | 11286.0292 | 3154.1305 | 158.2746 | 7973.6241 | 11294.8588 | 0 | 0 | 11294.8588 | 0.0006925%
2028 | 1243 | 1243-319R | Tier-2 | Tier-2---9 | 4--4 | 115 | 100% | 157.976 | 95.24% | 3.794% | 0.9624% | 7.4479 | 0 | 0 | 7.4479 | 0 | 6.4652 | 0.85117 | 7.5957 | 6.4652 | 0.85117 | 7.5957 | 7.5579 | 0.99502 | 7.5957 | 4.715% | 0.081051 | 0.077039 | 1949.0936 | 286.756 | 79.621 | 1582.7166 | 1953.9216 | 0 | 0 | 1953.9216 | 0.001563%
2028 | 1243 | 1243-38R | Tier-2 | Tier-2---16 | 4--3 | 18 | 100% | 20.6467 | 96.08% | 2.766% | 1.159% | 0.9819 | 0 | 0 | 0.9819 | 0 | 0.85235 | 0.13323 | 6.3978 | 0.85235 | 0.13323 | 6.3978 | 0.99641 | 0.15574 | 6.3978 | 4.756% | 0.072591 | 0.068997 | 284.4264 | 43.4839 | 9.2234 | 231.7191 | 285.0078 | 0 | 0 | 285.0078 | 0.0002061%
2028 | 1243 | 1243-45R | Tier-2 | Tier-2---7 | 4--5 | 150 | 100% | 254.5086 | 93.11% | 5.994% | 0.8952% | 11.7303 | 0 | 0 | 11.7303 | 0 | 10.1827 | 1.1102 | 9.1718 | 10.1827 | 1.1102 | 9.1718 | 11.9036 | 1.2979 | 9.1718 | 4.609% | 0.087615 | 0.083278 | 2904.8382 | 427.4889 | 168.1582 | 2309.191 | 2915.2597 | 0 | 0 | 2915.2597 | 0.002462%
2028 | 1250 | 1250-27R | Tier-2 | Tier-2---6 | 5--5 | 104 | 100% | 986.6118 | 55.72% | 43.98% | 0.301% | 27.2133 | 0 | 0 | 27.2133 | 0 | 23.6229 | 0.76975 | 30.6891 | 23.6229 | 0.76975 | 30.6891 | 27.6154 | 0.89985 | 30.6891 | 2.758% | 0.097369 | 0.09255 | 10132.6684 | 1217.1368 | 4251.8401 | 4663.6915 | 10366.316 | 0 | 0 | 10366.316 | 0.005712%
2028 | 1250 | 1250-671R | Tier-2 | Tier-2---6 | 4--5 | 164 | 100% | 929.0776 | 60.83% | 39% | 0.1645% | 27.9762 | 0 | 0 | 27.9762 | 0 | 24.2852 | 1.2138 | 20.007 | 24.2852 | 1.2138 | 20.007 | 28.3897 | 1.419 | 20.007 | 3.011% | 0.09205 | 0.087494 | 10093.1841 | 1136.9369 | 3676.6867 | 5279.5604 | 10299.0635 | 0 | 0 | 10299.0635 | 0.005872%
2028 | 1250 | 1250-677R | Tier-2 | Tier-2---3 | 5--5 | 908 | 100% | 1140.8126 | 92.57% | 6.885% | 0.545% | 52.2747 | 0 | 0 | 52.2747 | 0 | 45.3779 | 6.7205 | 6.7521 | 45.3779 | 6.7205 | 6.7521 | 53.0473 | 7.8564 | 6.7521 | 4.582% | 0.11659 | 0.11081 | 9785.2264 | 1563.6458 | 667.8739 | 7553.7067 | 9823.0868 | 0 | 0 | 9823.0868 | 0.01097%
2028 | 1250 | 1250-8R | Tier-2 | Tier-2---4 | 4--5 | 355 | 100% | 384.7428 | 82.72% | 16.59% | 0.6903% | 15.7538 | 0 | 0 | 15.7538 | 0 | 13.6753 | 2.6275 | 5.2047 | 13.6753 | 2.6275 | 5.2047 | 15.9866 | 3.0716 | 5.2047 | 4.095% | 0.092289 | 0.08772 | 4168.9089 | 570.5627 | 668.7462 | 2929.6001 | 4206.4253 | 0 | 0 | 4206.4253 | 0.003307%
2028 | 1458 | 1458-1056 | Tier-2 | Tier-2---11 | 5--3 | 50 | 100% | 79.604 | 49.93% | 49.51% | 0.5563% | 1.9674 | 0 | 0 | 1.9674 | 0 | 1.7079 | 0.37007 | 4.615 | 1.7079 | 0.37007 | 4.615 | 1.9965 | 0.43262 | 4.615 | 2.472% | 0.13508 | 0.12839 | 589.3284 | 48.7394 | 264.1575 | 276.4315 | 604.6953 | 0 | 0 | 604.6953 | 0.000413%
2028 | 1458 | 1458-1058F | Tier-3 | Tier-3---13 | 5--5 | 14 | 100% | 533.9366 | 37.36% | 62.45% | 0.1834% | 9.8751 | 0 | 0 | 9.8751 | 0 | 8.5722 | 0.10362 | 82.727 | 8.5722 | 0.10362 | 82.727 | 10.021 | 0.12113 | 82.727 | 1.849% | 0.13833 | 0.13149 | 3859.7922 | 265.8584 | 2184.7015 | 1409.2323 | 3985.6981 | 0 | 0 | 3985.6981 | 0.002073%
2028 | 1458 | 1458-1061 | Tier-2 | Tier-2---5 | 5--5 | 217 | 100% | 412.6338 | 86.27% | 13.38% | 0.3514% | 17.621 | 0 | 0 | 17.621 | 0 | 15.2962 | 1.6061 | 9.5237 | 15.2962 | 1.6061 | 9.5237 | 17.8814 | 1.8776 | 9.5237 | 4.27% | 0.14228 | 0.13523 | 2900.2061 | 586.2064 | 364.6762 | 1949.3235 | 2920.9434 | 0 | 0 | 2920.9434 | 0.003699%
2028 | 1458 | 1458-1075F | Tier-3 | Tier-3---20 | 1--5 | 4 | 100% | 5.049 | 99.29% | 0% | 0.71% | 0.24815 | 0 | 0 | 0.24815 | 0 | 0.21541 | 0.029606 | 7.276 | 0.21541 | 0.029606 | 7.276 | 0.25182 | 0.034609 | 7.276 | 4.915% | 0.00013 | 0.00012356 | 38838.3667 | 6319.0217 | 320.6643 | 32198.6807 | 38852.7263 | 0 | 0 | 38852.7263 | 5.209e-05%
2028 | 1458 | 1458-1117F | Tier-2 | Tier-2---16 | 4--2 | 2 | 100% | 136.3317 | 0% | 100% | 0% | 0 | 0 | 0 | 0 | 0 | 0 | 0.014803 | 0 | 0 | 0.014803 | 0 | 0 | 0.017305 | 0 | 0% | 0.091116 | 0.086606 | 1496.247 | 1.9882 | 1350.0391 | 144.2196 | 1574.1683 | 0 | 0 | 1574.1683 | 0%
2028 | 1458 | 1458-1131R | Tier-3 | Tier-3---4 | 5--5 | 153 | 100% | 1406.6624 | 89.91% | 9.875% | 0.2137% | 62.6052 | 0 | 0 | 62.6052 | 0 | 54.3454 | 1.1324 | 47.9905 | 54.3454 | 1.1324 | 47.9905 | 63.5304 | 1.3238 | 47.9905 | 4.451% | 0.15941 | 0.15152 | 8824.2343 | 1339.2018 | 802.9411 | 6682.0914 | 8870.5956 | 0 | 0 | 8870.5956 | 0.01314%
2028 | 1458 | 1458-565R | Tier-3 | Tier-3---6 | 5--5 | 315 | 100% | 865.4889 | 93.04% | 6.555% | 0.3997% | 39.862 | 0 | 0 | 39.862 | 0 | 34.6029 | 2.3315 | 14.8417 | 34.6029 | 2.3315 | 14.8417 | 40.4511 | 2.7255 | 14.8417 | 4.606% | 0.15819 | 0.15036 | 5471.15 | 831.2842 | 343.7471 | 4296.1187 | 5490.9667 | 0 | 0 | 5490.9667 | 0.008367%
2028 | 1458 | 1458-601R | Tier-3 | Tier-3---2 | 5--5 | 756 | 100% | 3446.9071 | 93.23% | 6.468% | 0.3015% | 159.0724 | 0 | 0 | 159.0724 | 0 | 138.0852 | 5.5955 | 24.6779 | 138.0852 | 5.5955 | 24.6779 | 161.4232 | 6.5412 | 24.6779 | 4.615% | 0.20421 | 0.1941 | 16878.9798 | 3452.9233 | 1062.0214 | 12364.0351 | 16938.4814 | 0 | 0 | 16938.4814 | 0.03339%
2028 | 1525 | 1525-23R | Tier-2 | Tier-2---20 | 4--1 | 10 | 100% | 2.2492 | 62.24% | 25.04% | 12.72% | 0.069291 | 0 | 0 | 0.069291 | 0 | 0.060149 | 0.074014 | 0.81267 | 0.060149 | 0.074014 | 0.81267 | 0.070315 | 0.086524 | 0.81267 | 3.081% | 0.032823 | 0.031198 | 68.526 | 7.5628 | 21.4776 | 39.4855 | 69.8736 | 0 | 0 | 69.8736 | 1.454e-05%
2028 | 157 | 157-165R | Tier-3 | Tier-3---18 | 5--2 | 121 | 100% | 161.4875 | 68.83% | 29.58% | 1.593% | 5.5019 | 0 | 0 | 5.5019 | 0 | 4.776 | 0.89557 | 5.3329 | 4.776 | 0.89557 | 5.3329 | 5.5833 | 1.0469 | 5.3329 | 3.407% | 0.28262 | 0.26863 | 571.4006 | 45.3664 | 164.9781 | 361.0561 | 580.6762 | 0 | 0 | 580.6762 | 0.001155%
2028 | 157 | 157-189R | Tier-3 | Tier-3---9 | 5--4 | 985 | 100% | 1466.7959 | 72.32% | 26.57% | 1.114% | 52.5064 | 0 | 0 | 52.5064 | 0 | 45.579 | 7.2904 | 6.2519 | 45.579 | 7.2904 | 6.2519 | 53.2824 | 8.5226 | 6.2519 | 3.58% | 0.3705 | 0.35216 | 3959.0061 | 404.1268 | 974.6501 | 2580.2292 | 4016.0828 | 0 | 0 | 4016.0828 | 0.01102%
2028 | 157 | 157-1928R | Tier-3 | Tier-3---11 | 5--4 | 107 | 100% | 379.4778 | 92.67% | 6.848% | 0.4867% | 17.4064 | 0 | 0 | 17.4064 | 0 | 15.1099 | 0.79195 | 19.0792 | 15.1099 | 0.79195 | 19.0792 | 17.6636 | 0.9258 | 19.0792 | 4.587% | 0.2812 | 0.26728 | 1349.4751 | 199.7127 | 87.7056 | 1062.0567 | 1354.6297 | 0 | 0 | 1354.6297 | 0.003654%
2028 | 157 | 157-204R | Tier-3 | Tier-3---11 | 5--4 | 308 | 100% | 728.9999 | 94.73% | 4.338% | 0.9356% | 34.1826 | 0 | 0 | 34.1826 | 0 | 29.6727 | 2.2796 | 13.0164 | 29.6727 | 2.2796 | 13.0164 | 34.6878 | 2.6649 | 13.0164 | 4.689% | 0.32777 | 0.31154 | 2224.1461 | 315.248 | 151.9679 | 1756.9302 | 2230.254 | 0 | 0 | 2230.254 | 0.007175%
2028 | 157 | 157-232R | Tier-3 | Tier-3---11 | 5--4 | 354 | 100% | 737.6356 | 80.19% | 18.85% | 0.9654% | 29.2782 | 0 | 0 | 29.2782 | 0 | 25.4154 | 2.6201 | 9.7001 | 25.4154 | 2.6201 | 9.7001 | 29.7108 | 3.0629 | 9.7001 | 3.969% | 0.32167 | 0.30575 | 2293.1426 | 264.1373 | 427.4504 | 1601.5549 | 2316.8052 | 0 | 0 | 2316.8052 | 0.006146%
2028 | 157 | 157-257R | Tier-3 | Tier-3---14 | 5--4 | 890 | 100% | 854.144 | 56.45% | 41.98% | 1.572% | 23.8658 | 0 | 0 | 23.8658 | 0 | 20.7171 | 6.5873 | 3.145 | 20.7171 | 6.5873 | 3.145 | 24.2185 | 7.7006 | 3.145 | 2.794% | 0.36686 | 0.3487 | 2328.2535 | 169.8306 | 913.7375 | 1244.6854 | 2381.0619 | 0 | 0 | 2381.0619 | 0.005009%
2028 | 157 | 157-273R | Tier-3 | Tier-3---14 | 5--4 | 325 | 100% | 480.7998 | 81.05% | 17.89% | 1.052% | 19.2905 | 0 | 0 | 19.2905 | 0 | 16.7454 | 2.4055 | 6.9614 | 16.7454 | 2.4055 | 6.9614 | 19.5756 | 2.812 | 6.9614 | 4.012% | 0.32295 | 0.30696 | 1488.7712 | 174.3464 | 278.1483 | 1036.2764 | 1503.4603 | 0 | 0 | 1503.4603 | 0.004049%
2028 | 157 | 157-81R | Tier-3 | Tier-3---3 | 5--5 | 1376 | 100% | 2882.5826 | 80.96% | 18.44% | 0.5996% | 115.514 | 0 | 0 | 115.514 | 0 | 100.2737 | 10.1844 | 9.8458 | 100.2737 | 10.1844 | 9.8458 | 117.2211 | 11.9057 | 9.8458 | 4.007% | 0.38414 | 0.36512 | 7504.0834 | 990.345 | 1294.8297 | 5218.9087 | 7578.5076 | 0 | 0 | 7578.5076 | 0.02425%
2028 | 175 | 175-2024R | Tier-2 | Tier-2---5 | 5--5 | 675 | 100% | 563.0882 | 93.71% | 5.71% | 0.5784% | 26.1201 | 0 | 0 | 26.1201 | 0 | 22.6739 | 4.996 | 4.5384 | 22.6739 | 4.996 | 4.5384 | 26.5061 | 5.8404 | 4.5384 | 4.639% | 0.19114 | 0.18168 | 2945.925 | 621.2029 | 162.2415 | 2162.4806 | 2955.5726 | 0 | 0 | 2955.5726 | 0.005483%
2028 | 175 | 175-24R | Tier-2 | Tier-2---8 | 5--4 | 215 | 100% | 1055.746 | 27.96% | 71.78% | 0.2605% | 14.6103 | 0 | 0 | 14.6103 | 0 | 12.6827 | 1.5913 | 7.97 | 12.6827 | 1.5913 | 7.97 | 14.8262 | 1.8603 | 7.97 | 1.384% | 0.17491 | 0.16625 | 6035.8973 | 385.7406 | 3993.7328 | 1656.4239 | 6262.3539 | 0 | 0 | 6262.3539 | 0.003067%
2028 | 175 | 175-64R | Tier-3 | Tier-3---11 | 5--5 | 778 | 100% | 731.7191 | 85.48% | 13.53% | 0.984% | 30.9619 | 0 | 0 | 30.9619 | 0 | 26.877 | 5.7583 | 4.6675 | 26.877 | 5.7583 | 4.6675 | 31.4195 | 6.7315 | 4.6675 | 4.231% | 0.20232 | 0.19231 | 3616.5854 | 555.855 | 463.329 | 2597.4013 | 3643.9277 | 0 | 0 | 3643.9277 | 0.006499%
2028 | 175 | 175-90R | Tier-3 | Tier-3---9 | 5--5 | 973 | 100% | 894.6693 | 80.29% | 18.79% | 0.921% | 35.5586 | 0 | 0 | 35.5586 | 0 | 30.8671 | 7.2016 | 4.2861 | 30.8671 | 7.2016 | 4.2861 | 36.084 | 8.4188 | 4.2861 | 3.974% | 0.20491 | 0.19477 | 4366.1148 | 584.0624 | 757.6208 | 3024.4316 | 4410.9247 | 0 | 0 | 4410.9247 | 0.007464%
2028 | 175 | 175-94R | Tier-2 | Tier-2---10 | 5--4 | 237 | 100% | 275.6722 | 39.95% | 59.59% | 0.4576% | 5.4519 | 0 | 0 | 5.4519 | 0 | 4.7326 | 1.7541 | 2.6979 | 4.7326 | 1.7541 | 2.6979 | 5.5324 | 2.0506 | 2.6979 | 1.978% | 0.16555 | 0.15736 | 1665.1861 | 117.2564 | 895.8047 | 652.125 | 1717.2587 | 0 | 0 | 1717.2587 | 0.001144%
2028 | 176 | 176-161R | Tier-3 | Tier-3---5 | 5--5 | 689 | 100% | 1442.7596 | 90.39% | 9.157% | 0.4576% | 64.5504 | 0 | 0 | 64.5504 | 0 | 56.034 | 5.0996 | 10.9879 | 56.034 | 5.0996 | 10.9879 | 65.5044 | 5.9615 | 10.9879 | 4.474% | 0.22417 | 0.21307 | 6436.0353 | 957.8537 | 605.899 | 4872.2826 | 6468.2597 | 0 | 0 | 6468.2597 | 0.01355%
2028 | 176 | 176-164R | Tier-3 | Tier-3---11 | 5--5 | 357 | 100% | 613.402 | 87.29% | 12.01% | 0.6968% | 26.5055 | 0 | 0 | 26.5055 | 0 | 23.0085 | 2.6423 | 8.7077 | 23.0085 | 2.6423 | 8.7077 | 26.8972 | 3.0889 | 8.7077 | 4.321% | 0.20727 | 0.19701 | 2959.4233 | 422.7131 | 329.6607 | 2207.0495 | 2979.0056 | 0 | 0 | 2979.0056 | 0.005564%
2028 | 176 | 176-1834R | Tier-3 | Tier-3---5 | 5--5 | 832 | 100% | 1527.634 | 81.51% | 17.94% | 0.5573% | 61.6342 | 0 | 0 | 61.6342 | 0 | 53.5025 | 6.158 | 8.6883 | 53.5025 | 6.158 | 8.6883 | 62.545 | 7.1988 | 8.6883 | 4.035% | 0.23205 | 0.22056 | 6583.3295 | 1087.0711 | 1168.7765 | 4327.4819 | 6646.7304 | 0 | 0 | 6646.7304 | 0.01294%
2028 | 176 | 176-1836R | Tier-2 | Tier-2---11 | 5--3 | 33 | 100% | 176.1999 | 27.39% | 72.07% | 0.5367% | 2.389 | 0 | 0 | 2.389 | 0 | 2.0738 | 0.24425 | 8.4906 | 2.0738 | 0.24425 | 8.4906 | 2.4243 | 0.28553 | 8.4906 | 1.356% | 0.10638 | 0.10111 | 1656.3379 | 87.619 | 1121.6433 | 447.0755 | 1718.9695 | 0 | 0 | 1718.9695 | 0.0005015%
2028 | 176 | 176-1845R | Tier-3 | Tier-3---11 | 5--5 | 285 | 100% | 550.3123 | 86.34% | 12.77% | 0.8885% | 23.5203 | 0 | 0 | 23.5203 | 0 | 20.4171 | 2.1094 | 9.6791 | 20.4171 | 2.1094 | 9.6791 | 23.8679 | 2.4659 | 9.6791 | 4.274% | 0.20978 | 0.19939 | 2623.3078 | 370.7068 | 320.9781 | 1931.6229 | 2641.9652 | 0 | 0 | 2641.9652 | 0.004937%
2028 | 176 | 176-194R | Tier-3 | Tier-3---9 | 5--5 | 475 | 100% | 677.779 | 83.64% | 15.51% | 0.8494% | 28.061 | 0 | 0 | 28.061 | 0 | 24.3588 | 3.5157 | 6.9286 | 24.3588 | 3.5157 | 6.9286 | 28.4757 | 4.1099 | 6.9286 | 4.14% | 0.21542 | 0.20476 | 3146.314 | 445.8846 | 458.0112 | 2242.4182 | 3173.1215 | 0 | 0 | 3173.1215 | 0.00589%
2028 | 176 | 176-197F | Tier-3 | Tier-3---5 | 5--5 | 1095 | 100% | 1901.6652 | 78.35% | 21.16% | 0.4918% | 73.7557 | 0 | 0 | 73.7557 | 0 | 64.0248 | 8.1046 | 7.8998 | 64.0248 | 8.1046 | 7.8998 | 74.8457 | 9.4743 | 7.8998 | 3.878% | 0.23242 | 0.22091 | 8182.1472 | 1427.4932 | 1620.6818 | 5133.9723 | 8274.3863 | 0 | 0 | 8274.3863 | 0.01548%
2028 | 176 | 176-200F | Tier-3 | Tier-3---15 | 5--4 | 81 | 100% | 342.7574 | 49.83% | 49.91% | 0.2576% | 8.4543 | 0 | 0 | 8.4543 | 0 | 7.3389 | 0.59952 | 12.2413 | 7.3389 | 0.59952 | 12.2413 | 8.5793 | 0.70084 | 12.2413 | 2.467% | 0.18529 | 0.17612 | 1849.8169 | 153.4619 | 845.5193 | 850.8357 | 1898.1484 | 0 | 0 | 1898.1484 | 0.001775%
2028 | 177 | 177-955 | Tier-2 | Tier-2---5 | 5--5 | 37 | 100% | 950.0511 | 33.62% | 66.04% | 0.3363% | 15.8108 | 0 | 0 | 15.8108 | 0 | 13.7248 | 0.27385 | 50.1174 | 13.7248 | 0.27385 | 50.1174 | 16.0445 | 0.32014 | 50.1174 | 1.664% | 0.11726 | 0.11145 | 8102.2285 | 665.4806 | 4864.4056 | 2572.3423 | 8382.3153 | 0 | 0 | 8382.3153 | 0.003319%
2028 | 178 | 178-968AE | Tier-2 | Tier-2---18 | 3--3 | 8 | 100% | 15.4322 | 73.56% | 0% | 26.44% | 0.56191 | 0 | 0 | 0.56191 | 0 | 0.48778 | 0.059212 | 8.2379 | 0.48778 | 0.059212 | 8.2379 | 0.57022 | 0.069219 | 8.2379 | 3.641% | 0.018466 | 0.017552 | 835.6994 | 94.2014 | 379.7988 | 361.6992 | 847.2069 | 0 | 0 | 847.2069 | 0.0001179%
2028 | 178 | 178-982 | Tier-2 | Tier-2---21 | 1--1 | 9 | 100% | 0.93128 | 13.4% | 0% | 86.6% | 0.0061774 | 0 | 0 | 0.0061774 | 0 | 0.0053624 | 0.066613 | 0.080501 | 0.0053624 | 0.066613 | 0.080501 | 0.0062687 | 0.077871 | 0.080501 | 0.6633% | 0.0033454 | 0.0031798 | 278.3757 | 0.63264 | 254.3025 | 23.4406 | 290.9303 | 0 | 0 | 290.9303 | 1.297e-06%
2028 | 182 | 182-2240F | Tier-2 | Tier-2---2 | 5--5 | 606 | 100% | 1849.4802 | 64.04% | 35.59% | 0.3658% | 58.6279 | 0 | 0 | 58.6279 | 0 | 50.8929 | 4.4853 | 11.3467 | 50.8929 | 4.4853 | 11.3467 | 59.4943 | 5.2433 | 11.3467 | 3.17% | 0.1455 | 0.1383 | 12710.8197 | 2473.4049 | 4337.8066 | 5899.6082 | 12948.8593 | 0 | 0 | 12948.8593 | 0.01231%
2028 | 182 | 182-2250 | Tier-2 | Tier-2---8 | 5--5 | 22 | 100% | 188.3209 | 97.39% | 2.141% | 0.4657% | 9.0789 | 0 | 0 | 9.0789 | 0 | 7.8811 | 0.16283 | 48.4001 | 7.8811 | 0.16283 | 48.4001 | 9.2131 | 0.19035 | 48.4001 | 4.821% | 0.10496 | 0.099761 | 1794.2707 | 286.1267 | 42.0773 | 1466.0666 | 1796.7063 | 0 | 0 | 1796.7063 | 0.001906%
2028 | 182 | 182-2252R | Tier-2 | Tier-2---5 | 5--5 | 424 | 100% | 437.4034 | 92.58% | 6.861% | 0.5557% | 20.0457 | 0 | 0 | 20.0457 | 0 | 17.401 | 3.1382 | 5.5449 | 17.401 | 3.1382 | 5.5449 | 20.342 | 3.6686 | 5.5449 | 4.583% | 0.11307 | 0.10747 | 3868.3889 | 593.9237 | 259.5961 | 3014.8691 | 3883.3295 | 0 | 0 | 3883.3295 | 0.004208%
2028 | 182 | 182-2254R | Tier-2 | Tier-2---11 | 5--4 | 24 | 100% | 74.8792 | 92.6% | 6.527% | 0.8705% | 3.4323 | 0 | 0 | 3.4323 | 0 | 2.9795 | 0.17763 | 16.7731 | 2.9795 | 0.17763 | 16.7731 | 3.4831 | 0.20766 | 16.7731 | 4.584% | 0.10223 | 0.097167 | 732.4796 | 113.3566 | 46.859 | 572.264 | 735.3014 | 0 | 0 | 735.3014 | 0.0007205%
2028 | 183 | 183-439 | Tier-2 | Tier-2---14 | 3--5 | 101 | 100% | 138.4322 | 24.55% | 74.86% | 0.5956% | 1.6821 | 0 | 0 | 1.6821 | 0 | 1.4602 | 0.74755 | 1.9533 | 1.4602 | 0.74755 | 1.9533 | 1.707 | 0.87389 | 1.9533 | 1.215% | 0.018422 | 0.01751 | 7514.4213 | 312.7649 | 5165.0291 | 2036.6274 | 7809.6923 | 0 | 0 | 7809.6923 | 0.0003531%
2028 | 183 | 183-440 | Tier-2 | Tier-2---12 | 3--5 | 185 | 100% | 173.9797 | 32.16% | 66.62% | 1.222% | 2.7698 | 0 | 0 | 2.7698 | 0 | 2.4044 | 1.3693 | 1.756 | 2.4044 | 1.3693 | 1.756 | 2.8108 | 1.6007 | 1.756 | 1.592% | 0.025335 | 0.024081 | 6867.059 | 365.5871 | 4285.7066 | 2215.7653 | 7109.6613 | 0 | 0 | 7109.6613 | 0.0005814%
2028 | 185 | 185-51F | Tier-2 | Tier-2---7 | 4--5 | 536 | 100% | 390.6047 | 65.18% | 33.32% | 1.503% | 12.602 | 0 | 0 | 12.602 | 0 | 10.9393 | 3.9672 | 2.7575 | 10.9393 | 3.9672 | 2.7575 | 12.7882 | 4.6377 | 2.7575 | 3.226% | 0.048222 | 0.045835 | 8100.2023 | 1032.7815 | 2609.1587 | 4458.2621 | 8247.0995 | 0 | 0 | 8247.0995 | 0.002645%
2028 | 196 | 196-43F | Tier-2 | Tier-2---17 | 3--4 | 5 | 100% | 88.7043 | 1.997% | 97.73% | 0.2744% | 0.087686 | 0 | 0 | 0.087686 | 0 | 0.076117 | 0.037007 | 2.0568 | 0.076117 | 0.037007 | 2.0568 | 0.088982 | 0.043262 | 2.0568 | 0.09885% | 0.017356 | 0.016497 | 5110.7559 | 20.3981 | 4582.2226 | 508.1351 | 5371.5979 | 0 | 0 | 5371.5979 | 1.841e-05%
2028 | 197 | 197-1150F | Tier-2 | Tier-2---15 | 3--4 | 3 | 100% | 37.9092 | 96.86% | 0.4538% | 2.686% | 1.8176 | 0 | 0 | 1.8176 | 0 | 1.5778 | 0.022204 | 71.0576 | 1.5778 | 0.022204 | 71.0576 | 1.8445 | 0.025957 | 71.0576 | 4.795% | 0.021777 | 0.020699 | 1740.8051 | 277.2878 | 48.7789 | 1414.7385 | 1743.6514 | 0 | 0 | 1743.6514 | 0.0003815%
2028 | 197 | 197-1155F | Tier-2 | Tier-2---21 | 1--4 | 19 | 100% | 2.6346 | 91.13% | 0% | 8.87% | 0.11884 | 0 | 0 | 0.11884 | 0 | 0.10316 | 0.14063 | 0.73359 | 0.10316 | 0.14063 | 0.73359 | 0.1206 | 0.1644 | 0.73359 | 4.511% | 0.0010316 | 0.00098054 | 2553.8632 | 379.4847 | 234.4628 | 1939.9157 | 2565.6607 | 0 | 0 | 2565.6607 | 2.495e-05%
2028 | 198 | 198-37R | Tier-2 | Tier-2---9 | 4--5 | 85 | 100% | 225.7204 | 81.18% | 16.94% | 1.877% | 9.0709 | 0 | 0 | 9.0709 | 0 | 7.8741 | 0.62912 | 12.516 | 7.8741 | 0.62912 | 12.516 | 9.2049 | 0.73545 | 12.516 | 4.019% | 0.030671 | 0.029153 | 7359.4074 | 2410.2174 | 1700.5946 | 3248.5954 | 7431.5203 | 0 | 0 | 7431.5203 | 0.001904%
2028 | 204 | 204-32R | Tier-2 | Tier-2---11 | 4--4 | 266 | 100% | 174.7993 | 90.03% | 3.465% | 6.507% | 7.7897 | 0 | 0 | 7.7897 | 0 | 6.762 | 1.9688 | 3.4346 | 6.762 | 1.9688 | 3.4346 | 7.9048 | 2.3015 | 3.4346 | 4.456% | 0.087106 | 0.082794 | 2006.7428 | 246.9421 | 179.8959 | 1579.9048 | 2017.1643 | 0 | 0 | 2017.1643 | 0.001635%
2028 | 205 | 205-1550 | Tier-2 | Tier-2---15 | 2--4 | 11 | 100% | 27.6639 | 93.54% | 0% | 6.46% | 1.2809 | 0 | 0 | 1.2809 | 0 | 1.1119 | 0.081416 | 13.6571 | 1.1119 | 0.081416 | 13.6571 | 1.2998 | 0.095176 | 13.6571 | 4.63% | 0.008789 | 0.0083539 | 3147.5552 | 439.5356 | 466.2565 | 2241.7631 | 3158.1449 | 0 | 0 | 3158.1449 | 0.0002689%
2028 | 206 | 206-1105 | Tier-2 | Tier-2---9 | 3--5 | 85 | 100% | 189.805 | 98.58% | 0% | 1.419% | 9.2621 | 0 | 0 | 9.2621 | 0 | 8.0401 | 0.62912 | 12.7798 | 8.0401 | 0.62912 | 12.7798 | 9.3989 | 0.73545 | 12.7798 | 4.88% | 0.014019 | 0.013325 | 13539.1253 | 2187.5417 | 263.1851 | 11088.3985 | 13549.1271 | 0 | 0 | 13549.1271 | 0.001944%
2028 | 206 | 206-1817 | Tier-2 | Tier-2---4 | 4--5 | 346 | 100% | 414.414 | 98.25% | 0% | 1.752% | 20.154 | 0 | 0 | 20.154 | 0 | 17.495 | 2.5609 | 6.8316 | 17.495 | 2.5609 | 6.8316 | 20.4519 | 2.9937 | 6.8316 | 4.863% | 0.038208 | 0.036317 | 10846.319 | 1742.1104 | 241.9911 | 8862.2175 | 10856.2171 | 0 | 0 | 10856.2171 | 0.00423%
2028 | 209 | 209-1769F | Tier-2 | Tier-2---6 | 5--5 | 1409 | 100% | 1246.6839 | 98.28% | 0% | 1.716% | 60.6517 | 0 | 0 | 60.6517 | 0 | 52.6497 | 10.4286 | 5.0486 | 52.6497 | 10.4286 | 5.0486 | 61.5481 | 12.1912 | 5.0486 | 4.865% | 0.11169 | 0.10616 | 11161.7212 | 1795.9566 | 261.2581 | 9104.5065 | 11171.6974 | 0 | 0 | 11171.6974 | 0.01273%
2028 | 210 | 210-172R | Tier-2 | Tier-2---11 | 5--2 | 205 | 100% | 187.8449 | 74.26% | 23.89% | 1.85% | 6.9052 | 0 | 0 | 6.9052 | 0 | 5.9941 | 1.5173 | 3.9505 | 5.9941 | 1.5173 | 3.9505 | 7.0072 | 1.7737 | 3.9505 | 3.676% | 0.32588 | 0.30975 | 576.4292 | 39.7856 | 130.795 | 405.8486 | 584.1554 | 0 | 0 | 584.1554 | 0.001449%
2028 | 210 | 210-392R | Tier-2 | Tier-2---10 | 5--3 | 361 | 100% | 420.3387 | 65.56% | 32.94% | 1.504% | 13.641 | 0 | 0 | 13.641 | 0 | 11.8413 | 2.6719 | 4.4318 | 11.8413 | 2.6719 | 4.4318 | 13.8426 | 3.1235 | 4.4318 | 3.245% | 0.34771 | 0.33049 | 1208.8925 | 89.1732 | 378.0363 | 741.683 | 1230.5744 | 0 | 0 | 1230.5744 | 0.002863%
2028 | 210 | 210-394R | Tier-2 | Tier-2---16 | 5--2 | 238 | 100% | 90.8214 | 45.65% | 51.72% | 2.624% | 2.0524 | 0 | 0 | 2.0524 | 0 | 1.7816 | 1.7615 | 1.0114 | 1.7816 | 1.7615 | 1.0114 | 2.0827 | 2.0593 | 1.0114 | 2.26% | 0.31841 | 0.30265 | 285.2308 | 14.2948 | 124.8192 | 146.1168 | 293.3036 | 0 | 0 | 293.3036 | 0.0004308%
2028 | 210 | 210-9R | Tier-2 | Tier-2---13 | 5--2 | 182 | 100% | 204.3186 | 25.26% | 73.76% | 0.9801% | 2.5548 | 0 | 0 | 2.5548 | 0 | 2.2177 | 1.3471 | 1.6464 | 2.2177 | 1.3471 | 1.6464 | 2.5926 | 1.5747 | 1.6464 | 1.25% | 0.31397 | 0.29843 | 650.7604 | 21.6073 | 447.6112 | 181.5419 | 676.0897 | 0 | 0 | 676.0897 | 0.0005363%
2028 | 211 | 211-279R | Tier-2 | Tier-2---10 | 5--3 | 427 | 100% | 472.6727 | 73.92% | 24.32% | 1.766% | 17.295 | 0 | 0 | 17.295 | 0 | 15.0132 | 3.1604 | 4.7504 | 15.0132 | 3.1604 | 4.7504 | 17.5506 | 3.6946 | 4.7504 | 3.659% | 0.37314 | 0.35467 | 1266.7597 | 81.8701 | 334.8802 | 850.0094 | 1283.9654 | 0 | 0 | 1283.9654 | 0.00363%
2028 | 211 | 211-312R | Tier-2 | Tier-2---8 | 5--3 | 305 | 100% | 754.0624 | 63.09% | 35.39% | 1.526% | 23.5477 | 0 | 0 | 23.5477 | 0 | 20.441 | 2.2574 | 9.0549 | 20.441 | 2.2574 | 9.0549 | 23.8957 | 2.639 | 9.0549 | 3.123% | 0.39031 | 0.37099 | 1931.9795 | 162.2508 | 643.7527 | 1125.9761 | 1969.1194 | 0 | 0 | 1969.1194 | 0.004943%
2028 | 211 | 211-771R | Tier-3 | Tier-3---14 | 5--4 | 1226 | 100% | 617.3051 | 73.22% | 25.44% | 1.334% | 22.3748 | 0 | 0 | 22.3748 | 0 | 19.4228 | 9.0742 | 2.1404 | 19.4228 | 9.0742 | 2.1404 | 22.7055 | 10.6078 | 2.1404 | 3.625% | 0.3743 | 0.35578 | 1649.207 | 127.1804 | 388.1922 | 1133.8343 | 1672.204 | 0 | 0 | 1672.204 | 0.004696%
2028 | 212 | 212-1177R | Tier-2 | Tier-2---8 | 5--4 | 384 | 100% | 484.9484 | 83.96% | 14.37% | 1.67% | 20.155 | 0 | 0 | 20.155 | 0 | 17.4958 | 2.8422 | 6.1558 | 17.4958 | 2.8422 | 6.1558 | 20.4528 | 3.3225 | 6.1558 | 4.156% | 0.15054 | 0.14309 | 3221.4606 | 348.4219 | 528.8758 | 2344.1629 | 3248.3676 | 0 | 0 | 3248.3676 | 0.004231%
2028 | 212 | 212-1204R | Tier-2 | Tier-2---8 | 5--4 | 260 | 100% | 431.7599 | 82.12% | 16.51% | 1.365% | 17.5508 | 0 | 0 | 17.5508 | 0 | 15.2353 | 1.9244 | 7.917 | 15.2353 | 1.9244 | 7.917 | 17.8102 | 2.2496 | 7.917 | 4.065% | 0.19221 | 0.18269 | 2246.3396 | 244.3912 | 383.4547 | 1618.4937 | 2267.2561 | 0 | 0 | 2267.2561 | 0.003684%
2028 | 212 | 212-638R | Tier-2 | Tier-2---11 | 5--4 | 43 | 100% | 157.455 | 96.47% | 1.863% | 1.664% | 7.5191 | 0 | 0 | 7.5191 | 0 | 6.5271 | 0.31826 | 20.5085 | 6.5271 | 0.31826 | 20.5085 | 7.6302 | 0.37205 | 20.5085 | 4.775% | 0.10708 | 0.10177 | 1470.5114 | 155.1186 | 63.8116 | 1251.5811 | 1473.2126 | 0 | 0 | 1473.2126 | 0.001578%
2028 | 212 | 212-725R | Tier-3 | Tier-3---10 | 5--5 | 1745 | 100% | 749.6423 | 94.58% | 4.636% | 0.779% | 35.0978 | 0 | 0 | 35.0978 | 0 | 30.4671 | 12.9155 | 2.359 | 30.4671 | 12.9155 | 2.359 | 35.6164 | 15.0984 | 2.359 | 4.682% | 0.13941 | 0.13251 | 5377.288 | 738.7725 | 258.1994 | 4380.3161 | 5392.4534 | 0 | 0 | 5392.4534 | 0.007367%
2028 | 212 | 212-734R | Tier-2 | Tier-2---10 | 5--4 | 25 | 100% | 405.6391 | 93.64% | 4.241% | 2.118% | 18.8023 | 0 | 0 | 18.8023 | 0 | 16.3216 | 0.18504 | 88.2077 | 16.3216 | 0.18504 | 88.2077 | 19.0801 | 0.21631 | 88.2077 | 4.635% | 0.17753 | 0.16875 | 2284.84 | 188.9421 | 239.3419 | 1856.5561 | 2292.4067 | 0 | 0 | 2292.4067 | 0.003947%
2028 | 212 | 212-739R | Tier-3 | Tier-3---15 | 5--4 | 678 | 100% | 301.7157 | 89.07% | 9.028% | 1.906% | 13.302 | 0 | 0 | 13.302 | 0 | 11.547 | 5.0182 | 2.301 | 11.547 | 5.0182 | 2.301 | 13.4986 | 5.8663 | 2.301 | 4.409% | 0.13097 | 0.12449 | 2303.7005 | 251.0522 | 237.9772 | 1814.6711 | 2316.8178 | 0 | 0 | 2316.8178 | 0.002792%
2028 | 212 | 212-743R | Tier-2 | Tier-2---13 | 5--3 | 66 | 100% | 81.923 | 90.82% | 6.613% | 2.567% | 3.6829 | 0 | 0 | 3.6829 | 0 | 3.197 | 0.4885 | 6.5446 | 3.197 | 0.4885 | 6.5446 | 3.7373 | 0.57106 | 6.5446 | 4.496% | 0.11654 | 0.11078 | 702.9342 | 71.3752 | 58.8304 | 572.7286 | 706.2949 | 0 | 0 | 706.2949 | 0.000773%
2028 | 212 | 212-758R | Tier-2 | Tier-2---8 | 5--4 | 209 | 100% | 381.3507 | 89.63% | 8.808% | 1.561% | 16.9197 | 0 | 0 | 16.9197 | 0 | 14.6874 | 1.5469 | 9.4947 | 14.6874 | 1.5469 | 9.4947 | 17.1697 | 1.8083 | 9.4947 | 4.437% | 0.1427 | 0.13564 | 2672.3387 | 313.5648 | 256.9237 | 2101.8502 | 2686.7681 | 0 | 0 | 2686.7681 | 0.003551%
2028 | 212 | 212-773R | Tier-2 | Tier-2---5 | 5--4 | 425 | 100% | 677.1103 | 83.18% | 15.77% | 1.046% | 27.8801 | 0 | 0 | 27.8801 | 0 | 24.2017 | 3.1456 | 7.6938 | 24.2017 | 3.1456 | 7.6938 | 28.2921 | 3.6773 | 7.6938 | 4.118% | 0.19881 | 0.18897 | 3405.7885 | 402.585 | 522.8709 | 2480.3327 | 3435.6179 | 0 | 0 | 3435.6179 | 0.005852%
2028 | 212 | 212-799R | Tier-2 | Tier-2---10 | 5--4 | 108 | 100% | 254.923 | 88.52% | 10.12% | 1.358% | 11.1702 | 0 | 0 | 11.1702 | 0 | 9.6965 | 0.79936 | 12.1304 | 9.6965 | 0.79936 | 12.1304 | 11.3353 | 0.93446 | 12.1304 | 4.382% | 0.12493 | 0.11875 | 2040.5268 | 236.751 | 211.9535 | 1591.8223 | 2052.7246 | 0 | 0 | 2052.7246 | 0.002345%
2028 | 212 | 212-880R | Tier-2 | Tier-2---16 | 5--2 | 113 | 100% | 30.3116 | 92.5% | 4.382% | 3.114% | 1.3879 | 0 | 0 | 1.3879 | 0 | 1.2048 | 0.83636 | 1.4406 | 1.2048 | 0.83636 | 1.4406 | 1.4085 | 0.97772 | 1.4406 | 4.579% | 0.10736 | 0.10205 | 282.3367 | 28.4993 | 19.5005 | 234.337 | 283.4389 | 0 | 0 | 283.4389 | 0.0002913%
2028 | 212 | 212-886R | Tier-2 | Tier-2---8 | 5--4 | 164 | 100% | 472.8052 | 94.27% | 4.633% | 1.099% | 22.0624 | 0 | 0 | 22.0624 | 0 | 19.1516 | 1.2138 | 15.7778 | 19.1516 | 1.2138 | 15.7778 | 22.3885 | 1.419 | 15.7778 | 4.666% | 0.18767 | 0.17838 | 2519.3545 | 323.5371 | 126.2126 | 2069.6048 | 2526.8745 | 0 | 0 | 2526.8745 | 0.004631%
2028 | 212 | 212-888R | Tier-2 | Tier-2---8 | 5--4 | 120 | 100% | 346.5382 | 90.95% | 7.817% | 1.237% | 15.6005 | 0 | 0 | 15.6005 | 0 | 13.5423 | 0.88817 | 15.2473 | 13.5423 | 0.88817 | 15.2473 | 15.8311 | 1.0383 | 15.2473 | 4.502% | 0.13116 | 0.12466 | 2642.179 | 334.1686 | 213.131 | 2094.8795 | 2654.6375 | 0 | 0 | 2654.6375 | 0.003275%
2028 | 214 | 214-1122R | Tier-3 | Tier-3---3 | 5--5 | 1826 | 100% | 2893.3725 | 90.28% | 9.311% | 0.4067% | 129.3045 | 0 | 0 | 129.3045 | 0 | 112.2447 | 13.515 | 8.3052 | 112.2447 | 13.515 | 8.3052 | 131.2154 | 15.7992 | 8.3052 | 4.469% | 0.26918 | 0.25585 | 10749.0069 | 1574.7708 | 951.5348 | 8222.7013 | 10803.4034 | 0 | 0 | 10803.4034 | 0.02714%
2028 | 214 | 214-1135R | Tier-3 | Tier-3---6 | 4--5 | 979 | 100% | 805.3146 | 95.2% | 3.81% | 0.9931% | 37.9484 | 0 | 0 | 37.9484 | 0 | 32.9416 | 7.246 | 4.5462 | 32.9416 | 7.246 | 4.5462 | 38.5092 | 8.4707 | 4.5462 | 4.712% | 0.090777 | 0.086284 | 8871.3507 | 1468.4713 | 438.4999 | 6964.3795 | 8893.5417 | 0 | 0 | 8893.5417 | 0.007965%
2028 | 214 | 214-17AE | Tier-3 | Tier-3---17 | 4--4 | 1960 | 100% | 127.491 | 90.35% | 5.503% | 4.145% | 5.7019 | 0 | 0 | 5.7019 | 0 | 4.9496 | 14.5068 | 0.34119 | 4.9496 | 14.5068 | 0.34119 | 5.7862 | 16.9587 | 0.34119 | 4.472% | 0.071957 | 0.068395 | 1771.7769 | 216.0551 | 150.3479 | 1405.374 | 1780.6795 | 0 | 0 | 1780.6795 | 0.001197%
2028 | 214 | 214-4R | Tier-3 | Tier-3---17 | 4--4 | 966 | 100% | 89.6399 | 90.66% | 5.945% | 3.4% | 4.0225 | 0 | 0 | 4.0225 | 0 | 3.4918 | 7.1498 | 0.48838 | 3.4918 | 7.1498 | 0.48838 | 4.082 | 8.3582 | 0.48838 | 4.487% | 0.059676 | 0.056722 | 1502.1196 | 200.0517 | 124.6473 | 1177.4206 | 1509.4294 | 0 | 0 | 1509.4294 | 0.0008443%
2028 | 214 | 214-536R | Tier-3 | Tier-3---17 | 4--4 | 515 | 100% | 96.9267 | 93.35% | 4.585% | 2.069% | 4.4786 | 0 | 0 | 4.4786 | 0 | 3.8877 | 3.8117 | 1.0199 | 3.8877 | 3.8117 | 1.0199 | 4.5448 | 4.456 | 1.0199 | 4.621% | 0.053744 | 0.051083 | 1803.5024 | 246.1785 | 178.6516 | 1378.6723 | 1809.7517 | 0 | 0 | 1809.7517 | 0.0009401%
2028 | 214 | 214-583R | Tier-3 | Tier-3---13 | 4--5 | 318 | 100% | 328.9866 | 94.06% | 4.474% | 1.469% | 15.3171 | 0 | 0 | 15.3171 | 0 | 13.2962 | 2.3537 | 5.6492 | 13.2962 | 2.3537 | 5.6492 | 15.5435 | 2.7515 | 5.6492 | 4.656% | 0.070413 | 0.066928 | 4672.2426 | 712.2083 | 352.9213 | 3607.1129 | 4686.7021 | 0 | 0 | 4686.7021 | 0.003215%
2028 | 214 | 214-613R | Tier-3 | Tier-3---14 | 5--3 | 1448 | 100% | 480.8617 | 49.89% | 49.25% | 0.8586% | 11.8746 | 0 | 0 | 11.8746 | 0 | 10.3079 | 10.7173 | 0.96181 | 10.3079 | 10.7173 | 0.96181 | 12.0501 | 12.5286 | 0.96181 | 2.469% | 0.43289 | 0.41146 | 1110.8228 | 86.441 | 501.4412 | 522.9406 | 1139.8124 | 0 | 0 | 1139.8124 | 0.002492%
2028 | 214 | 214-647R | Tier-3 | Tier-3---8 | 5--5 | 654 | 100% | 2287.3818 | 92.77% | 6.976% | 0.2574% | 105.0353 | 0 | 0 | 105.0353 | 0 | 91.1775 | 4.8405 | 18.8362 | 91.1775 | 4.8405 | 18.8362 | 106.5875 | 5.6587 | 18.8362 | 4.592% | 0.23844 | 0.22663 | 9593.2735 | 1427.6996 | 628.6999 | 7536.874 | 9629.4117 | 0 | 0 | 9629.4117 | 0.02205%
2028 | 215 | 215-1531R | Tier-2 | Tier-2---2 | 5--5 | 757 | 100% | 1398.9852 | 84.15% | 15.42% | 0.4283% | 58.2745 | 0 | 0 | 58.2745 | 0 | 50.586 | 5.6029 | 9.0286 | 50.586 | 5.6029 | 9.0286 | 59.1357 | 6.5498 | 9.0286 | 4.165% | 0.20291 | 0.19287 | 6894.5825 | 1039.1679 | 1002.2008 | 4853.2138 | 6951.4886 | 0 | 0 | 6951.4886 | 0.01223%
2028 | 215 | 215-1534R | Tier-2 | Tier-2---1 | 5--5 | 414 | 100% | 1734.1452 | 88.98% | 10.7% | 0.3246% | 76.3804 | 0 | 0 | 76.3804 | 0 | 66.3032 | 3.0642 | 21.638 | 66.3032 | 3.0642 | 21.638 | 77.5092 | 3.5821 | 21.638 | 4.404% | 0.1982 | 0.18839 | 8749.2684 | 1441.1188 | 882.1072 | 6426.0424 | 8799.4812 | 0 | 0 | 8799.4812 | 0.01603%
2028 | 215 | 215-1544R | Tier-2 | Tier-2---8 | 5--4 | 153 | 100% | 205.9069 | 87.21% | 11.98% | 0.8132% | 8.8888 | 0 | 0 | 8.8888 | 0 | 7.7161 | 1.1324 | 6.8138 | 7.7161 | 1.1324 | 6.8138 | 9.0202 | 1.3238 | 6.8138 | 4.317% | 0.10891 | 0.10352 | 1890.6466 | 333.0962 | 217.1495 | 1340.4009 | 1903.2393 | 0 | 0 | 1903.2393 | 0.001866%
2028 | 215 | 215-38R | Tier-3 | Tier-3---10 | 5--5 | 308 | 100% | 650.1784 | 91.15% | 8.25% | 0.6037% | 29.3345 | 0 | 0 | 29.3345 | 0 | 25.4643 | 2.2796 | 11.1703 | 25.4643 | 2.2796 | 11.1703 | 29.768 | 2.6649 | 11.1703 | 4.512% | 0.12528 | 0.11908 | 5189.8024 | 828.3476 | 472.2938 | 3889.161 | 5213.7305 | 0 | 0 | 5213.7305 | 0.006157%
2028 | 216 | 216-1859F | Tier-3 | Tier-3---4 | 5--5 | 489 | 100% | 1336.0946 | 91.63% | 7.965% | 0.4046% | 60.6013 | 0 | 0 | 60.6013 | 0 | 52.6059 | 3.6193 | 14.5348 | 52.6059 | 3.6193 | 14.5348 | 61.4969 | 4.231 | 14.5348 | 4.536% | 0.15704 | 0.14927 | 8507.7615 | 1421.0211 | 648.1937 | 6438.5467 | 8544.8444 | 0 | 0 | 8544.8444 | 0.01272%
2028 | 216 | 216-220R | Tier-3 | Tier-3---20 | 1--5 | 10 | 100% | 7.0463 | 99.01% | 0% | 0.9852% | 0.34535 | 0 | 0 | 0.34535 | 0 | 0.29979 | 0.074014 | 4.0504 | 0.29979 | 0.074014 | 4.0504 | 0.35046 | 0.086524 | 4.0504 | 4.901% | 0.000285 | 0.00027089 | 24723.7218 | 3992.0434 | 221.2684 | 20510.41 | 24736.4072 | 0 | 0 | 24736.4072 | 7.249e-05%
2028 | 217 | 217-41AE | Tier-2 | Tier-2---8 | 5--4 | 951 | 100% | 548.1248 | 61.28% | 37.04% | 1.683% | 16.6264 | 0 | 0 | 16.6264 | 0 | 14.4328 | 7.0388 | 2.0505 | 14.4328 | 7.0388 | 2.0505 | 16.8721 | 8.2284 | 2.0505 | 3.033% | 0.19664 | 0.1869 | 2787.4845 | 272.106 | 973.6181 | 1541.7603 | 2843.6939 | 0 | 0 | 2843.6939 | 0.00349%
2028 | 217 | 217-48AE | Tier-2 | Tier-2---8 | 5--4 | 793 | 100% | 701.5771 | 53.79% | 44.81% | 1.4% | 18.6798 | 0 | 0 | 18.6798 | 0 | 16.2153 | 5.8693 | 2.7627 | 16.2153 | 5.8693 | 2.7627 | 18.9559 | 6.8613 | 2.7627 | 2.663% | 0.20236 | 0.19234 | 3466.9889 | 313.4539 | 1406.954 | 1746.581 | 3550.4247 | 0 | 0 | 3550.4247 | 0.003921%
2028 | 217 | 217-835R | Tier-3 | Tier-3---5 | 5--5 | 1095 | 100% | 1459.42 | 90.56% | 8.764% | 0.6769% | 65.4212 | 0 | 0 | 65.4212 | 0 | 56.7898 | 8.1046 | 7.0071 | 56.7898 | 8.1046 | 7.0071 | 66.388 | 9.4743 | 7.0071 | 4.483% | 0.28412 | 0.27006 | 5136.5819 | 779.5394 | 417.5644 | 3939.4781 | 5161.8362 | 0 | 0 | 5161.8362 | 0.01373%
2028 | 217 | 217-837R | Tier-3 | Tier-3---12 | 5--5 | 874 | 100% | 680.508 | 71.93% | 26.93% | 1.134% | 24.231 | 0 | 0 | 24.231 | 0 | 21.0341 | 6.4689 | 3.2516 | 21.0341 | 6.4689 | 3.2516 | 24.5891 | 7.5622 | 3.2516 | 3.561% | 0.14269 | 0.13563 | 4769.0891 | 589.9072 | 1292.048 | 2887.1339 | 4838.7956 | 0 | 0 | 4838.7956 | 0.005086%
2028 | 217 | 217-972R | Tier-2 | Tier-2---8 | 5--4 | 976 | 100% | 360.9866 | 64.42% | 33.78% | 1.803% | 11.5112 | 0 | 0 | 11.5112 | 0 | 9.9924 | 7.2238 | 1.3833 | 9.9924 | 7.2238 | 1.3833 | 11.6813 | 8.4447 | 1.3833 | 3.189% | 0.18227 | 0.17325 | 1980.496 | 214.776 | 614.2082 | 1151.5119 | 2017.1929 | 0 | 0 | 2017.1929 | 0.002416%
2028 | 217 | 217-983R | Tier-3 | Tier-3---5 | 5--5 | 282 | 100% | 1187.4841 | 92.09% | 7.578% | 0.3365% | 54.1281 | 0 | 0 | 54.1281 | 0 | 46.9867 | 2.0872 | 22.5118 | 46.9867 | 2.0872 | 22.5118 | 54.928 | 2.44 | 22.5118 | 4.558% | 0.2438 | 0.23173 | 4870.8263 | 716.2537 | 353.1181 | 3801.4544 | 4890.9032 | 0 | 0 | 4890.9032 | 0.01136%
2028 | 220 | 220-288R | Tier-3 | Tier-3---14 | 5--4 | 169 | 100% | 437.6752 | 81.99% | 17.08% | 0.9315% | 17.7636 | 0 | 0 | 17.7636 | 0 | 15.4199 | 1.2508 | 12.3276 | 15.4199 | 1.2508 | 12.3276 | 18.0261 | 1.4623 | 12.3276 | 4.059% | 0.37523 | 0.35666 | 1166.4109 | 131.8052 | 200.8528 | 833.7529 | 1177.3495 | 0 | 0 | 1177.3495 | 0.003729%
2028 | 220 | 220-294R | Tier-3 | Tier-3---14 | 5--3 | 992 | 100% | 720.9399 | 58.97% | 39.92% | 1.12% | 21.0426 | 0 | 0 | 21.0426 | 0 | 18.2664 | 7.3422 | 2.4878 | 18.2664 | 7.3422 | 2.4878 | 21.3536 | 8.5832 | 2.4878 | 2.919% | 0.44397 | 0.422 | 1623.8364 | 124.0259 | 599.3861 | 900.4244 | 1658.5379 | 0 | 0 | 1658.5379 | 0.004417%
2028 | 220 | 220-298R | Tier-3 | Tier-3---11 | 5--4 | 3231 | 100% | 1053.2838 | 64.6% | 33.51% | 1.887% | 33.6832 | 0 | 0 | 33.6832 | 0 | 29.2392 | 23.9141 | 1.2227 | 29.2392 | 23.9141 | 1.2227 | 34.181 | 27.9558 | 1.2227 | 3.198% | 0.50177 | 0.47693 | 2099.1459 | 164.9638 | 658.2461 | 1275.9359 | 2137.8399 | 0 | 0 | 2137.8399 | 0.00707%
2028 | 221 | 221-1230F | Tier-3 | Tier-3---12 | 4--5 | 155 | 100% | 637.2245 | 99.48% | 0% | 0.5187% | 31.379 | 0 | 0 | 31.379 | 0 | 27.239 | 1.1472 | 23.7434 | 27.239 | 1.1472 | 23.7434 | 31.8427 | 1.3411 | 23.7434 | 4.924% | 0.035843 | 0.034069 | 17778.1145 | 2647.4462 | 83.7682 | 15046.9001 | 17782.9169 | 0 | 0 | 17782.9169 | 0.006586%
2028 | 221 | 221-23R | Tier-3 | Tier-3---11 | 5--5 | 1090 | 100% | 764.9858 | 67.26% | 31.99% | 0.7569% | 25.4678 | 0 | 0 | 25.4678 | 0 | 22.1077 | 8.0676 | 2.7403 | 22.1077 | 8.0676 | 2.7403 | 25.8442 | 9.4311 | 2.7403 | 3.329% | 0.19945 | 0.18957 | 3835.5267 | 452.4998 | 1178.7605 | 2204.2664 | 3900.9309 | 0 | 0 | 3900.9309 | 0.005346%
2028 | 221 | 221-344R | Tier-3 | Tier-3---13 | 5--4 | 1687 | 100% | 642.3372 | 83.79% | 15.02% | 1.193% | 26.6423 | 0 | 0 | 26.6423 | 0 | 23.1273 | 12.4862 | 1.8522 | 23.1273 | 12.4862 | 1.8522 | 27.0361 | 14.5966 | 1.8522 | 4.148% | 0.2115 | 0.20103 | 3037.0437 | 366.2743 | 441.4951 | 2229.2742 | 3062.6782 | 0 | 0 | 3062.6782 | 0.005592%
2028 | 221 | 221-35 | Tier-2 | Tier-2---10 | 5--3 | 17 | 100% | 111.3988 | 96.62% | 2.989% | 0.3886% | 5.328 | 0 | 0 | 5.328 | 0 | 4.625 | 0.12582 | 36.7579 | 4.625 | 0.12582 | 36.7579 | 5.4067 | 0.14709 | 36.7579 | 4.783% | 0.17281 | 0.16425 | 644.6479 | 94.7644 | 26.1294 | 523.7541 | 645.7818 | 0 | 0 | 645.7818 | 0.001118%
2028 | 221 | 221-37AE | Tier-3 | Tier-3---11 | 5--5 | 1158 | 100% | 769.7343 | 85.13% | 14.19% | 0.6769% | 32.4379 | 0 | 0 | 32.4379 | 0 | 28.1582 | 8.5709 | 3.2853 | 28.1582 | 8.5709 | 3.2853 | 32.9172 | 10.0194 | 3.2853 | 4.214% | 0.19925 | 0.18939 | 3863.0999 | 511.5521 | 574.4994 | 2777.0485 | 3893.0064 | 0 | 0 | 3893.0064 | 0.006809%
2028 | 221 | 221-38AE | Tier-3 | Tier-3---17 | 5--3 | 157 | 100% | 225.9712 | 8.218% | 91.4% | 0.3782% | 0.91919 | 0 | 0 | 0.91919 | 0 | 0.79791 | 1.162 | 0.68666 | 0.79791 | 1.162 | 0.68666 | 0.93277 | 1.3584 | 0.68666 | 0.4068% | 0.16917 | 0.1608 | 1335.7574 | 19.3633 | 1034.9942 | 281.3999 | 1399.6044 | 0 | 0 | 1399.6044 | 0.0001929%
2028 | 221 | 221-675R | Tier-2 | Tier-2---8 | 5--4 | 113 | 100% | 383.5958 | 97.43% | 1.747% | 0.8215% | 18.5004 | 0 | 0 | 18.5004 | 0 | 16.0595 | 0.83636 | 19.2016 | 16.0595 | 0.83636 | 19.2016 | 18.7738 | 0.97772 | 19.2016 | 4.823% | 0.22072 | 0.20979 | 1737.9263 | 228.1325 | 87.6764 | 1422.1174 | 1740.2506 | 0 | 0 | 1740.2506 | 0.003883%
2028 | 221 | 221-6R | Tier-2 | Tier-2---5 | 5--5 | 7 | 100% | 616.9841 | 99.25% | 0.1999% | 0.5529% | 30.3108 | 0 | 0 | 30.3108 | 0 | 26.3118 | 0.05181 | 507.8499 | 26.3118 | 0.05181 | 507.8499 | 30.7587 | 0.060567 | 507.8499 | 4.913% | 0.21604 | 0.20535 | 2855.887 | 420.5436 | 58.2104 | 2377.133 | 2857.0066 | 0 | 0 | 2857.0066 | 0.006362%
2028 | 221 | 221-782R | Tier-3 | Tier-3---17 | 5--3 | 353 | 100% | 156.081 | 94.9% | 3.083% | 2.022% | 7.3316 | 0 | 0 | 7.3316 | 0 | 6.3643 | 2.6127 | 2.4359 | 6.3643 | 2.6127 | 2.4359 | 7.44 | 3.0543 | 2.4359 | 4.697% | 0.2472 | 0.23496 | 631.3929 | 85.1107 | 27.1817 | 519.1005 | 633.0714 | 0 | 0 | 633.0714 | 0.001539%
2028 | 221 | 221-788 | Tier-3 | Tier-3---12 | 5--5 | 367 | 100% | 677.5152 | 96.42% | 3.298% | 0.2798% | 32.3372 | 0 | 0 | 32.3372 | 0 | 28.0708 | 2.7163 | 10.3341 | 28.0708 | 2.7163 | 10.3341 | 32.815 | 3.1754 | 10.3341 | 4.773% | 0.18975 | 0.18036 | 3570.5978 | 586.4326 | 168.8515 | 2815.3137 | 3577.2505 | 0 | 0 | 3577.2505 | 0.006788%
2028 | 221 | 221-824 | Tier-3 | Tier-3---13 | 5--4 | 163 | 100% | 431.5232 | 83.48% | 15.96% | 0.5616% | 17.831 | 0 | 0 | 17.831 | 0 | 15.4785 | 1.2064 | 12.8299 | 15.4785 | 1.2064 | 12.8299 | 18.0945 | 1.4103 | 12.8299 | 4.132% | 0.18396 | 0.17486 | 2345.6862 | 321.7207 | 355.7349 | 1668.2306 | 2365.8706 | 0 | 0 | 2365.8706 | 0.003743%
2028 | 222 | 222-1433R | Tier-3 | Tier-3---5 | 5--5 | 169 | 100% | 1073.7524 | 96.43% | 3.224% | 0.3472% | 51.2525 | 0 | 0 | 51.2525 | 0 | 44.4905 | 1.2508 | 35.5684 | 44.4905 | 1.2508 | 35.5684 | 52.0099 | 1.4623 | 35.5684 | 4.773% | 0.37266 | 0.35421 | 2881.3332 | 440.8984 | 92.1003 | 2348.3345 | 2886.6922 | 0 | 0 | 2886.6922 | 0.01076%
2028 | 222 | 222-1503R | Tier-3 | Tier-3---15 | 5--4 | 514 | 100% | 289.1141 | 77.72% | 21.59% | 0.6888% | 11.1231 | 0 | 0 | 11.1231 | 0 | 9.6556 | 3.8043 | 2.538 | 9.6556 | 3.8043 | 2.538 | 11.2875 | 4.4473 | 2.538 | 3.847% | 0.23465 | 0.22303 | 1232.1205 | 140.7183 | 258.7997 | 832.6024 | 1246.4147 | 0 | 0 | 1246.4147 | 0.002335%
2028 | 222 | 222-1523R | Tier-3 | Tier-3---7 | 5--5 | 2343 | 100% | 1341.7279 | 81.78% | 17.54% | 0.6801% | 54.3129 | 0 | 0 | 54.3129 | 0 | 47.1472 | 17.3416 | 2.7187 | 47.1472 | 17.3416 | 2.7187 | 55.1156 | 20.2725 | 2.7187 | 4.048% | 0.26901 | 0.25569 | 4987.6805 | 618.9983 | 835.0785 | 3533.6036 | 5035.0131 | 0 | 0 | 5035.0131 | 0.0114%
2028 | 222 | 222-1986R | Tier-3 | Tier-3---1 | 5--5 | 676 | 100% | 6887.3845 | 91.59% | 8.216% | 0.1933% | 312.256 | 0 | 0 | 312.256 | 0 | 271.0585 | 5.0034 | 54.1751 | 271.0585 | 5.0034 | 54.1751 | 316.8705 | 5.849 | 54.1751 | 4.534% | 0.41507 | 0.39452 | 16593.3004 | 2725.7619 | 1237.4149 | 12630.1236 | 16665.9691 | 0 | 0 | 16665.9691 | 0.06554%
2028 | 222 | 222-1988R | Tier-3 | Tier-3---11 | 5--4 | 13 | 100% | 316.0275 | 91.8% | 8.01% | 0.1868% | 14.3611 | 0 | 0 | 14.3611 | 0 | 12.4664 | 0.096219 | 129.563 | 12.4664 | 0.096219 | 129.563 | 14.5734 | 0.11248 | 129.563 | 4.544% | 0.34461 | 0.32755 | 917.0546 | 137.1058 | 68.1895 | 711.7593 | 920.9692 | 0 | 0 | 920.9692 | 0.003014%
2028 | 222 | 222-1990R | Tier-3 | Tier-3---1 | 5--5 | 375 | 100% | 4318.7821 | 96.21% | 3.588% | 0.2018% | 205.6787 | 0 | 0 | 205.6787 | 0 | 178.5426 | 2.7755 | 64.3271 | 178.5426 | 2.7755 | 64.3271 | 208.7183 | 3.2446 | 64.3271 | 4.762% | 0.41211 | 0.39171 | 10479.6421 | 1615.523 | 393.9401 | 8470.179 | 10500.323 | 0 | 0 | 10500.323 | 0.04317%
2028 | 222 | 222-1992R | Tier-3 | Tier-3---18 | 5--2 | 36 | 100% | 77.8798 | 51.19% | 47.85% | 0.9609% | 1.9735 | 0 | 0 | 1.9735 | 0 | 1.7131 | 0.26645 | 6.4294 | 1.7131 | 0.26645 | 6.4294 | 2.0027 | 0.31149 | 6.4294 | 2.534% | 0.22115 | 0.2102 | 352.1575 | 26.3738 | 147.8812 | 177.9024 | 361.1086 | 0 | 0 | 361.1086 | 0.0004142%
2028 | 222 | 222-2013R | Tier-3 | Tier-3---7 | 5--5 | 1345 | 100% | 1434.8215 | 80% | 19.3% | 0.6983% | 56.8219 | 0 | 0 | 56.8219 | 0 | 49.3251 | 9.9549 | 4.9548 | 49.3251 | 9.9549 | 4.9548 | 57.6616 | 11.6374 | 4.9548 | 3.96% | 0.27927 | 0.26545 | 5137.7317 | 647.5611 | 923.7481 | 3566.4225 | 5191.2329 | 0 | 0 | 5191.2329 | 0.01193%
2028 | 222 | 222-2063 | Tier-3 | Tier-3---9 | 5--5 | 192 | 100% | 621.1772 | 98.86% | 0.7243% | 0.4185% | 30.3969 | 0 | 0 | 30.3969 | 0 | 26.3865 | 1.4211 | 18.5679 | 26.3865 | 1.4211 | 18.5679 | 30.8461 | 1.6613 | 18.5679 | 4.893% | 0.23776 | 0.22599 | 2612.6138 | 401.8596 | 25.7342 | 2185.02 | 2614.1686 | 0 | 0 | 2614.1686 | 0.00638%
2028 | 222 | 222-2085 | Tier-3 | Tier-3---3 | 5--5 | 3380 | 100% | 3261.4227 | 83.38% | 16% | 0.6198% | 134.6122 | 0 | 0 | 134.6122 | 0 | 116.8522 | 25.0169 | 4.6709 | 116.8522 | 25.0169 | 4.6709 | 136.6016 | 29.245 | 4.6709 | 4.127% | 0.35117 | 0.33379 | 9287.3202 | 1207.9834 | 1459.1451 | 6620.1916 | 9367.6954 | 0 | 0 | 9367.6954 | 0.02826%
2028 | 223 | 223-536R | Tier-2 | Tier-2---19 | 1--4 | 5 | 100% | 4.8357 | 94.16% | 0% | 5.835% | 0.2254 | 0 | 0 | 0.2254 | 0 | 0.19566 | 0.037007 | 5.2871 | 0.19566 | 0.037007 | 5.2871 | 0.22873 | 0.043262 | 5.2871 | 4.661% | 0.0018852 | 0.0017919 | 2565.0639 | 388.8234 | 137.2862 | 2038.9544 | 2572.8591 | 0 | 0 | 2572.8591 | 4.731e-05%
2028 | 230 | 230-1008R | Tier-2 | Tier-2---16 | 4--3 | 6 | 100% | 29.9584 | 96.46% | 2.54% | 0.9994% | 1.4305 | 0 | 0 | 1.4305 | 0 | 1.2417 | 0.044409 | 27.9613 | 1.2417 | 0.044409 | 27.9613 | 1.4516 | 0.051914 | 27.9613 | 4.775% | 0.055697 | 0.05294 | 537.8829 | 82.2553 | 33.2931 | 422.3344 | 538.8743 | 0 | 0 | 538.8743 | 0.0003003%
2028 | 230 | 230-127AE | Tier-2 | Tier-2---7 | 5--5 | 997 | 100% | 422.4651 | 76.79% | 21.48% | 1.73% | 16.0577 | 0 | 0 | 16.0577 | 0 | 13.9391 | 7.3792 | 1.889 | 13.9391 | 7.3792 | 1.889 | 16.295 | 8.6264 | 1.889 | 3.801% | 0.093988 | 0.089336 | 4494.8739 | 563.2432 | 960.6446 | 2970.9861 | 4549.2118 | 0 | 0 | 4549.2118 | 0.003371%
2028 | 230 | 230-133AE | Tier-2 | Tier-2---6 | 5--5 | 1487 | 100% | 947.6516 | 88.55% | 10.64% | 0.8078% | 41.5386 | 0 | 0 | 41.5386 | 0 | 36.0582 | 11.0059 | 3.2762 | 36.0582 | 11.0059 | 3.2762 | 42.1524 | 12.8661 | 3.2762 | 4.383% | 0.095565 | 0.090834 | 9916.3461 | 1445.4329 | 1050.4793 | 7420.4339 | 9975.4668 | 0 | 0 | 9975.4668 | 0.008719%
2028 | 230 | 230-1586R | Tier-2 | Tier-2---7 | 4--5 | 942 | 100% | 476.4865 | 62.01% | 36.72% | 1.273% | 14.6255 | 0 | 0 | 14.6255 | 0 | 12.6959 | 6.9722 | 1.8209 | 12.6959 | 6.9722 | 1.8209 | 14.8417 | 8.1505 | 1.8209 | 3.069% | 0.084625 | 0.080436 | 5630.5637 | 561.1393 | 2038.0856 | 3031.3388 | 5741.9633 | 0 | 0 | 5741.9633 | 0.00307%
2028 | 230 | 230-1606R | Tier-2 | Tier-2---11 | 4--4 | 284 | 100% | 185.0767 | 40.42% | 58.67% | 0.9045% | 3.7033 | 0 | 0 | 3.7033 | 0 | 3.2147 | 2.102 | 1.5293 | 3.2147 | 2.102 | 1.5293 | 3.758 | 2.4573 | 1.5293 | 2.001% | 0.062818 | 0.059709 | 2946.2367 | 194.5466 | 1610.7155 | 1140.9746 | 3037.6479 | 0 | 0 | 3037.6479 | 0.0007773%
2028 | 230 | 230-181 | Tier-2 | Tier-2---9 | 4--4 | 133 | 100% | 148.8171 | 90.62% | 8.321% | 1.055% | 6.6758 | 0 | 0 | 6.6758 | 0 | 5.795 | 0.98439 | 5.8869 | 5.795 | 0.98439 | 5.8869 | 6.7744 | 1.1508 | 5.8869 | 4.486% | 0.063241 | 0.060111 | 2353.1666 | 304.6061 | 482.4063 | 1566.1542 | 2364.6565 | 0 | 0 | 2364.6565 | 0.001401%
2028 | 230 | 230-2060R | Tier-2 | Tier-2---4 | 4--5 | 791 | 100% | 578.2503 | 86.36% | 12.53% | 1.105% | 24.7195 | 0 | 0 | 24.7195 | 0 | 21.4582 | 5.8545 | 3.6652 | 21.4582 | 5.8545 | 3.6652 | 25.0849 | 6.844 | 3.6652 | 4.275% | 0.088414 | 0.084038 | 6540.2273 | 927.2098 | 823.7907 | 4789.2268 | 6586.6807 | 0 | 0 | 6586.6807 | 0.005189%
2028 | 230 | 230-2067 | Tier-2 | Tier-2---16 | 4--3 | 14 | 100% | 24.6544 | 66.14% | 33% | 0.8592% | 0.8072 | 0 | 0 | 0.8072 | 0 | 0.7007 | 0.10362 | 6.7622 | 0.7007 | 0.10362 | 6.7622 | 0.81913 | 0.12113 | 6.7622 | 3.274% | 0.054619 | 0.051915 | 451.389 | 49.4904 | 139.1284 | 262.7702 | 459.348 | 0 | 0 | 459.348 | 0.0001694%
2028 | 230 | 230-371AE | Tier-2 | Tier-2---13 | 4--3 | 110 | 100% | 66.0989 | 47.04% | 51.57% | 1.387% | 1.5392 | 0 | 0 | 1.5392 | 0 | 1.3361 | 0.81416 | 1.6411 | 1.3361 | 0.81416 | 1.6411 | 1.562 | 0.95176 | 1.6411 | 2.329% | 0.059006 | 0.056085 | 1120.2069 | 86.6285 | 524.1056 | 509.4728 | 1151.1006 | 0 | 0 | 1151.1006 | 0.0003231%
2028 | 231 | 231-1136R | Tier-2 | Tier-2---7 | 4--5 | 1015 | 100% | 532.5953 | 91.49% | 6.883% | 1.625% | 24.1206 | 0 | 0 | 24.1206 | 0 | 20.9382 | 7.5125 | 2.7871 | 20.9382 | 7.5125 | 2.7871 | 24.477 | 8.7822 | 2.7871 | 4.529% | 0.054655 | 0.051949 | 9744.7482 | 1528.1869 | 1244.2736 | 6972.2877 | 9787.9229 | 0 | 0 | 9787.9229 | 0.005063%
2028 | 231 | 231-1635R | Tier-2 | Tier-2---4 | 5--5 | 3357 | 100% | 1024.1696 | 93.53% | 4.422% | 2.048% | 47.4165 | 0 | 0 | 47.4165 | 0 | 41.1606 | 24.8466 | 1.6566 | 41.1606 | 24.8466 | 1.6566 | 48.1173 | 29.046 | 1.6566 | 4.63% | 0.11648 | 0.11071 | 8792.8912 | 1469.9696 | 598.2137 | 6724.7079 | 8822.5165 | 0 | 0 | 8822.5165 | 0.009953%
2028 | 232 | 232-40AE | Tier-2 | Tier-2---19 | 2--3 | 6 | 100% | 11.1503 | 0.2712% | 98.76% | 0.9657% | 0.001497 | 0 | 0 | 0.001497 | 0 | 0.0012995 | 0.044409 | 0.029261 | 0.0012995 | 0.044409 | 0.029261 | 0.0015191 | 0.051914 | 0.029261 | 0.01343% | 0.0059544 | 0.0056597 | 1872.6196 | 2.8979 | 1701.602 | 168.1196 | 1969.8771 | 0 | 0 | 1969.8771 | 3.142e-07%
2028 | 233 | 233-123R | Tier-2 | Tier-2---4 | 4--5 | 1436 | 100% | 528.7545 | 93.49% | 4.613% | 1.898% | 24.4691 | 0 | 0 | 24.4691 | 0 | 21.2408 | 10.6285 | 1.9985 | 21.2408 | 10.6285 | 1.9985 | 24.8307 | 12.4248 | 1.9985 | 4.628% | 0.06125 | 0.058219 | 8632.6707 | 1309.838 | 600.1971 | 6722.6355 | 8661.9434 | 0 | 0 | 8661.9434 | 0.005136%
2028 | 233 | 233-41R | Tier-2 | Tier-2---9 | 4--5 | 475 | 100% | 183.353 | 90.69% | 5.205% | 4.101% | 8.2314 | 0 | 0 | 8.2314 | 0 | 7.1454 | 3.5157 | 2.0324 | 7.1454 | 3.5157 | 2.0324 | 8.353 | 4.1099 | 2.0324 | 4.489% | 0.044487 | 0.042285 | 4121.4954 | 626.0879 | 496.8097 | 2998.5978 | 4141.4696 | 0 | 0 | 4141.4696 | 0.001728%
2028 | 233 | 233-81F | Tier-2 | Tier-2---12 | 3--5 | 392 | 100% | 110.7293 | 80.07% | 17.19% | 2.737% | 4.3887 | 0 | 0 | 4.3887 | 0 | 3.8097 | 2.9014 | 1.3131 | 3.8097 | 2.9014 | 1.3131 | 4.4536 | 3.3917 | 1.3131 | 3.963% | 0.02204 | 0.020949 | 5024.0598 | 647.7753 | 960.0108 | 3416.2738 | 5076.2039 | 0 | 0 | 5076.2039 | 0.0009212%
2028 | 233 | 233-86F | Tier-2 | Tier-2---8 | 5--5 | 870 | 100% | 706.2331 | 54.32% | 44.07% | 1.616% | 18.9878 | 0 | 0 | 18.9878 | 0 | 16.4827 | 6.4393 | 2.5597 | 16.4827 | 6.4393 | 2.5597 | 19.2684 | 7.5276 | 2.5597 | 2.689% | 0.1204 | 0.11444 | 5865.9084 | 518.326 | 2449.0121 | 2898.5703 | 6005.4678 | 0 | 0 | 6005.4678 | 0.003986%
2028 | 234 | 234-48R | Tier-2 | Tier-2---4 | 4--5 | 1397 | 100% | 716.3442 | 96.34% | 2.639% | 1.021% | 34.1612 | 0 | 0 | 34.1612 | 0 | 29.6542 | 10.3398 | 2.868 | 29.6542 | 10.3398 | 2.868 | 34.6661 | 12.0874 | 2.868 | 4.769% | 0.047931 | 0.045559 | 14945.1963 | 2921.5226 | 549.3325 | 11474.3413 | 14973.6824 | 0 | 0 | 14973.6824 | 0.00717%
2028 | 235 | 235-897R | Tier-2 | Tier-2---5 | 5--5 | 250 | 100% | 866.8246 | 43.88% | 55.6% | 0.5206% | 18.8293 | 0 | 0 | 18.8293 | 0 | 16.345 | 1.8504 | 8.8334 | 16.345 | 1.8504 | 8.8334 | 19.1075 | 2.1631 | 8.8334 | 2.172% | 0.1179 | 0.11206 | 7352.2019 | 570.5761 | 3790.2833 | 2991.3426 | 7567.0664 | 0 | 0 | 7567.0664 | 0.003952%
2028 | 235 | 235-899R | Tier-2 | Tier-2---1 | 5--5 | 738 | 100% | 2436.3247 | 84.48% | 15.14% | 0.3828% | 101.8834 | 0 | 0 | 101.8834 | 0 | 88.4414 | 5.4623 | 16.1913 | 88.4414 | 5.4623 | 16.1913 | 103.3891 | 6.3855 | 16.1913 | 4.182% | 0.15496 | 0.14729 | 15721.7941 | 2441.7508 | 2344.0438 | 10935.9995 | 15848.8506 | 0 | 0 | 15848.8506 | 0.02139%
2028 | 236 | 236-1535R | Tier-3 | Tier-3---4 | 5--5 | 814 | 100% | 1123.8498 | 89.29% | 10.22% | 0.4922% | 49.6715 | 0 | 0 | 49.6715 | 0 | 43.1181 | 6.0248 | 7.1568 | 43.1181 | 6.0248 | 7.1568 | 50.4056 | 7.043 | 7.1568 | 4.42% | 0.12847 | 0.12211 | 8747.8328 | 1479.3496 | 871.8453 | 6396.6378 | 8796.6325 | 0 | 0 | 8796.6325 | 0.01043%
2028 | 236 | 236-1561R | Tier-3 | Tier-3---13 | 5--4 | 270 | 100% | 444.4117 | 83% | 16.25% | 0.7514% | 18.2577 | 0 | 0 | 18.2577 | 0 | 15.8489 | 1.9984 | 7.9308 | 15.8489 | 1.9984 | 7.9308 | 18.5275 | 2.3361 | 7.9308 | 4.108% | 0.17766 | 0.16886 | 2501.5323 | 344.8298 | 385.247 | 1771.4555 | 2523.6848 | 0 | 0 | 2523.6848 | 0.003832%
2028 | 236 | 236-1563R | Tier-3 | Tier-3---13 | 5--4 | 156 | 100% | 322.2295 | 90.43% | 8.853% | 0.72% | 14.4235 | 0 | 0 | 14.4235 | 0 | 12.5205 | 1.1546 | 10.8438 | 12.5205 | 1.1546 | 10.8438 | 14.6366 | 1.3498 | 10.8438 | 4.476% | 0.17215 | 0.16363 | 1871.7647 | 281.6479 | 145.5683 | 1444.5485 | 1881.0961 | 0 | 0 | 1881.0961 | 0.003027%
2028 | 236 | 236-1567R | Tier-3 | Tier-3---10 | 5--5 | 513 | 100% | 728.3381 | 86.22% | 13.17% | 0.6054% | 31.0853 | 0 | 0 | 31.0853 | 0 | 26.984 | 3.7969 | 7.1068 | 26.984 | 3.7969 | 7.1068 | 31.5446 | 4.4387 | 7.1068 | 4.268% | 0.18129 | 0.17232 | 4017.5481 | 642.8423 | 507.3315 | 2867.3744 | 4046.3759 | 0 | 0 | 4046.3759 | 0.006525%
2028 | 236 | 236-1569R | Tier-3 | Tier-3---8 | 5--5 | 985 | 100% | 2598.3213 | 86.94% | 12.66% | 0.4079% | 111.8136 | 0 | 0 | 111.8136 | 0 | 97.0615 | 7.2904 | 13.3136 | 97.0615 | 7.2904 | 13.3136 | 113.466 | 8.5226 | 13.3136 | 4.303% | 0.21435 | 0.20374 | 12122.1344 | 1764.7125 | 1443.2517 | 8914.1702 | 12204.6105 | 0 | 0 | 12204.6105 | 0.02347%
2028 | 236 | 236-1573R | Tier-3 | Tier-3---7 | 5--5 | 252 | 100% | 969.4749 | 84.94% | 14.59% | 0.4654% | 40.7624 | 0 | 0 | 40.7624 | 0 | 35.3844 | 1.8652 | 18.9712 | 35.3844 | 1.8652 | 18.9712 | 41.3648 | 2.1804 | 18.9712 | 4.205% | 0.18488 | 0.17572 | 5243.9365 | 792.3542 | 712.8146 | 3738.7677 | 5285.0612 | 0 | 0 | 5285.0612 | 0.008556%
2028 | 237 | 237-1761R | Tier-3 | Tier-3---12 | 5--5 | 112 | 100% | 522.7762 | 95.9% | 3.361% | 0.7442% | 24.8152 | 0 | 0 | 24.8152 | 0 | 21.5412 | 0.82896 | 25.9858 | 21.5412 | 0.82896 | 25.9858 | 25.1819 | 0.96907 | 25.9858 | 4.747% | 0.14935 | 0.14196 | 3500.2866 | 538.7804 | 128.5026 | 2833.0037 | 3507.7692 | 0 | 0 | 3507.7692 | 0.005209%
2028 | 237 | 237-1765R | Tier-3 | Tier-3---1 | 5--5 | 316 | 100% | 2444.4351 | 92.59% | 7.183% | 0.2234% | 112.0377 | 0 | 0 | 112.0377 | 0 | 97.256 | 2.3389 | 41.5827 | 97.256 | 2.3389 | 41.5827 | 113.6934 | 2.7341 | 41.5827 | 4.583% | 0.25909 | 0.24626 | 9434.877 | 1790.0282 | 634.4518 | 7010.397 | 9471.2689 | 0 | 0 | 9471.2689 | 0.02352%
2028 | 237 | 237-17R | Tier-2 | Tier-2---1 | 5--5 | 996 | 100% | 2654.2774 | 88.95% | 10.68% | 0.3671% | 116.8717 | 0 | 0 | 116.8717 | 0 | 101.4522 | 7.3718 | 13.7621 | 101.4522 | 7.3718 | 13.7621 | 118.5988 | 8.6178 | 13.7621 | 4.403% | 0.15539 | 0.1477 | 17081.2815 | 2840.7254 | 1819.0583 | 12421.4979 | 17179.5559 | 0 | 0 | 17179.5559 | 0.02453%
2028 | 237 | 237-26F | Tier-2 | Tier-2---10 | 5--4 | 81 | 100% | 243.3269 | 22.41% | 76.53% | 1.061% | 2.6994 | 0 | 0 | 2.6994 | 0 | 2.3433 | 0.59952 | 3.9086 | 2.3433 | 0.59952 | 3.9086 | 2.7393 | 0.70084 | 3.9086 | 1.109% | 0.10897 | 0.10358 | 2232.9014 | 83.0982 | 1551.1406 | 598.6626 | 2323.1249 | 0 | 0 | 2323.1249 | 0.0005666%
2028 | 237 | 237-28F | Tier-2 | Tier-2---7 | 5--5 | 35 | 100% | 276.8464 | 89.51% | 9.983% | 0.5111% | 12.2658 | 0 | 0 | 12.2658 | 0 | 10.6475 | 0.25905 | 41.102 | 10.6475 | 0.25905 | 41.102 | 12.447 | 0.30283 | 41.102 | 4.431% | 0.10804 | 0.1027 | 2562.3441 | 370.7553 | 259.1168 | 1932.4719 | 2576.3477 | 0 | 0 | 2576.3477 | 0.002575%
2028 | 237 | 237-2R | Tier-3 | Tier-3---2 | 5--5 | 1029 | 100% | 3287.5739 | 91.84% | 7.803% | 0.3572% | 149.4548 | 0 | 0 | 149.4548 | 0 | 129.7365 | 7.6161 | 17.0345 | 129.7365 | 7.6161 | 17.0345 | 151.6635 | 8.9033 | 17.0345 | 4.546% | 0.18156 | 0.17257 | 18107.5885 | 3632.5791 | 1358.7984 | 13116.211 | 18184.543 | 0 | 0 | 18184.543 | 0.03137%
2028 | 237 | 237-30R | Tier-3 | Tier-3---1 | 5--5 | 1238 | 100% | 6959.5787 | 90.17% | 9.556% | 0.2771% | 310.6253 | 0 | 0 | 310.6253 | 0 | 269.643 | 9.163 | 29.4274 | 269.643 | 9.163 | 29.4274 | 315.2157 | 10.7116 | 29.4274 | 4.463% | 0.49249 | 0.46811 | 14131.5489 | 2201.6928 | 1248.2128 | 10681.6433 | 14203.9124 | 0 | 0 | 14203.9124 | 0.0652%
2028 | 239 | 239-2207R | Tier-3 | Tier-3---16 | 4--4 | 725 | 100% | 165.8683 | 90.26% | 7.593% | 2.142% | 7.4112 | 0 | 0 | 7.4112 | 0 | 6.4334 | 5.366 | 1.1989 | 6.4334 | 5.366 | 1.1989 | 7.5207 | 6.273 | 1.1989 | 4.468% | 0.078224 | 0.074352 | 2120.4383 | 333.2176 | 179.7389 | 1607.4818 | 2131.1885 | 0 | 0 | 2131.1885 | 0.001556%
2028 | 239 | 239-2211R | Tier-3 | Tier-3---16 | 5--4 | 131 | 100% | 226.1764 | 90.88% | 8.368% | 0.7485% | 10.1751 | 0 | 0 | 10.1751 | 0 | 8.8326 | 0.96959 | 9.1097 | 8.8326 | 0.96959 | 9.1097 | 10.3254 | 1.1335 | 9.1097 | 4.499% | 0.11902 | 0.11313 | 1900.3448 | 281.2109 | 151.0924 | 1468.0415 | 1909.367 | 0 | 0 | 1909.367 | 0.002136%
2028 | 239 | 239-2213R | Tier-3 | Tier-3---15 | 5--4 | 504 | 100% | 215.3295 | 82.04% | 16.39% | 1.578% | 8.744 | 0 | 0 | 8.744 | 0 | 7.5904 | 3.7303 | 2.0348 | 7.5904 | 3.7303 | 2.0348 | 8.8732 | 4.3608 | 2.0348 | 4.061% | 0.1294 | 0.123 | 1664.0021 | 212.2821 | 299.3019 | 1152.4181 | 1679.5697 | 0 | 0 | 1679.5697 | 0.001835%
2028 | 239 | 239-2215R | Tier-3 | Tier-3---10 | 5--5 | 918 | 100% | 915.8385 | 88.22% | 10.91% | 0.8692% | 39.9934 | 0 | 0 | 39.9934 | 0 | 34.7169 | 6.7945 | 5.1095 | 34.7169 | 6.7945 | 5.1095 | 40.5844 | 7.9429 | 5.1095 | 4.367% | 0.15408 | 0.14645 | 5944.0776 | 898.9932 | 660.8714 | 4384.2129 | 5980.5448 | 0 | 0 | 5980.5448 | 0.008395%
2028 | 239 | 239-2217R | Tier-3 | Tier-3---16 | 4--4 | 635 | 100% | 444.3449 | 30.41% | 68.9% | 0.6851% | 6.6893 | 0 | 0 | 6.6893 | 0 | 5.8067 | 4.6999 | 1.2355 | 5.8067 | 4.6999 | 1.2355 | 6.7881 | 5.4943 | 1.2355 | 1.505% | 0.073205 | 0.069582 | 6069.8378 | 288.4259 | 3924.7521 | 1856.6598 | 6289.8062 | 0 | 0 | 6289.8062 | 0.001404%
2028 | 239 | 239-89R | Tier-3 | Tier-3---17 | 4--4 | 65 | 100% | 82.0466 | 94.42% | 3.771% | 1.81% | 3.8346 | 0 | 0 | 3.8346 | 0 | 3.3287 | 0.48109 | 6.9191 | 3.3287 | 0.48109 | 6.9191 | 3.8913 | 0.5624 | 6.9191 | 4.674% | 0.064786 | 0.061579 | 1266.4282 | 154.9054 | 278.3508 | 833.172 | 1270.1091 | 0 | 0 | 1270.1091 | 0.0008049%
2028 | 240 | 240-1028R | Tier-2 | Tier-2---9 | 4--5 | 257 | 100% | 195.1953 | 90.44% | 7.788% | 1.769% | 8.7387 | 0 | 0 | 8.7387 | 0 | 7.5857 | 1.9022 | 3.9879 | 7.5857 | 1.9022 | 3.9879 | 8.8678 | 2.2237 | 3.9879 | 4.477% | 0.045174 | 0.042938 | 4320.9466 | 718.78 | 412.5342 | 3189.6324 | 4342.4545 | 0 | 0 | 4342.4545 | 0.001834%
2028 | 240 | 240-1044 | Tier-3 | Tier-3---16 | 4--4 | 110 | 100% | 119.2796 | 91.6% | 7.213% | 1.188% | 5.4083 | 0 | 0 | 5.4083 | 0 | 4.6948 | 0.81416 | 5.7664 | 4.6948 | 0.81416 | 5.7664 | 5.4882 | 0.95176 | 5.7664 | 4.534% | 0.076308 | 0.072531 | 1563.1261 | 243.3751 | 155.5211 | 1164.2298 | 1569.9649 | 0 | 0 | 1569.9649 | 0.001135%
2028 | 240 | 240-1148 | Tier-3 | Tier-3---17 | 4--4 | 98 | 100% | 81.4187 | 85.86% | 11.44% | 2.706% | 3.4602 | 0 | 0 | 3.4602 | 0 | 3.0037 | 0.72534 | 4.141 | 3.0037 | 0.72534 | 4.141 | 3.5113 | 0.84793 | 4.141 | 4.25% | 0.037482 | 0.035627 | 2172.1964 | 294.7676 | 257.633 | 1619.7958 | 2188.1967 | 0 | 0 | 2188.1967 | 0.0007263%
2028 | 240 | 240-2004R | Tier-3 | Tier-3---12 | 5--5 | 971 | 100% | 772.9985 | 88.27% | 9.933% | 1.797% | 33.7751 | 0 | 0 | 33.7751 | 0 | 29.319 | 7.1868 | 4.0796 | 29.319 | 7.1868 | 4.0796 | 34.2742 | 8.4015 | 4.0796 | 4.369% | 0.095775 | 0.091035 | 8070.9504 | 1314.8813 | 873.0539 | 5883.0151 | 8120.2544 | 0 | 0 | 8120.2544 | 0.007089%
2028 | 240 | 240-2006R | Tier-3 | Tier-3---12 | 4--5 | 530 | 100% | 539.6343 | 93.67% | 5.127% | 1.207% | 25.02 | 0 | 0 | 25.02 | 0 | 21.719 | 3.9228 | 5.5367 | 21.719 | 3.9228 | 5.5367 | 25.3898 | 4.5858 | 5.5367 | 4.636% | 0.06999 | 0.066526 | 7710.1411 | 1171.5655 | 451.3222 | 6087.2534 | 7735.573 | 0 | 0 | 7735.573 | 0.005252%
2028 | 240 | 240-2032R | Tier-3 | Tier-3---12 | 5--5 | 549 | 100% | 650.049 | 82.45% | 16.15% | 1.395% | 26.5314 | 0 | 0 | 26.5314 | 0 | 23.031 | 4.0634 | 5.6679 | 23.031 | 4.0634 | 5.6679 | 26.9235 | 4.7502 | 5.6679 | 4.081% | 0.12278 | 0.1167 | 5294.5591 | 720.5691 | 843.0129 | 3730.977 | 5342.9398 | 0 | 0 | 5342.9398 | 0.005569%
2028 | 242 | 242-1426F | Tier-2 | Tier-2---10 | 5--4 | 164 | 100% | 427.3794 | 25.24% | 74.25% | 0.5092% | 5.3405 | 0 | 0 | 5.3405 | 0 | 4.6359 | 1.2138 | 3.8192 | 4.6359 | 1.2138 | 3.8192 | 5.4194 | 1.419 | 3.8192 | 1.25% | 0.10724 | 0.10194 | 3985.1049 | 204.0417 | 2738.8493 | 1042.2139 | 4140.2501 | 0 | 0 | 4140.2501 | 0.001121%
2028 | 246 | 246-34R | Tier-3 | Tier-3---12 | 4--5 | 921 | 100% | 673.2377 | 73.17% | 25.57% | 1.264% | 24.3835 | 0 | 0 | 24.3835 | 0 | 21.1665 | 6.8167 | 3.1051 | 21.1665 | 6.8167 | 3.1051 | 24.7439 | 7.9688 | 3.1051 | 3.622% | 0.070488 | 0.066999 | 9551.097 | 1283.5559 | 2416.0529 | 5851.4883 | 9684.5582 | 0 | 0 | 9684.5582 | 0.005118%
2028 | 247 | 247-46 | Tier-3 | Tier-3---16 | 4--5 | 333 | 100% | 297.9922 | 66.6% | 32.06% | 1.34% | 9.8236 | 0 | 0 | 9.8236 | 0 | 8.5275 | 2.4647 | 3.4599 | 8.5275 | 2.4647 | 3.4599 | 9.9688 | 2.8812 | 3.4599 | 3.297% | 0.045228 | 0.04299 | 6588.6081 | 720.5327 | 2027.5414 | 3840.534 | 6703.2179 | 0 | 0 | 6703.2179 | 0.002062%
2028 | 247 | 247-48 | Tier-2 | Tier-2---16 | 3--3 | 19 | 100% | 19.6012 | 90.45% | 8.053% | 1.494% | 0.87763 | 0 | 0 | 0.87763 | 0 | 0.76184 | 0.14063 | 5.4174 | 0.76184 | 0.14063 | 5.4174 | 0.8906 | 0.1644 | 5.4174 | 4.477% | 0.026216 | 0.024918 | 747.6923 | 111.2463 | 59.7602 | 576.6859 | 751.4096 | 0 | 0 | 751.4096 | 0.0001842%
2028 | 249 | 249-24R | Tier-3 | Tier-3---12 | 5--5 | 641 | 100% | 678.7483 | 77.57% | 20.95% | 1.472% | 26.063 | 0 | 0 | 26.063 | 0 | 22.6244 | 4.7443 | 4.7687 | 22.6244 | 4.7443 | 4.7687 | 26.4482 | 5.5462 | 4.7687 | 3.84% | 0.10094 | 0.09594 | 6724.4875 | 983.1026 | 1380.1319 | 4361.253 | 6803.0261 | 0 | 0 | 6803.0261 | 0.005471%
2028 | 252 | 252-129 | Tier-2 | Tier-2---18 | 3--3 | 9 | 100% | 18.3528 | 64.84% | 17.74% | 17.42% | 0.58905 | 0 | 0 | 0.58905 | 0 | 0.51133 | 0.066613 | 7.6761 | 0.51133 | 0.066613 | 7.6761 | 0.59775 | 0.077871 | 7.6761 | 3.21% | 0.02391 | 0.022726 | 767.5898 | 85.4984 | 240.0519 | 442.0395 | 781.6449 | 0 | 0 | 781.6449 | 0.0001236%
2028 | 283 | 283-55R | Tier-3 | Tier-3---9 | 5--5 | 81 | 100% | 691.0798 | 89.15% | 10.28% | 0.5685% | 30.4985 | 0 | 0 | 30.4985 | 0 | 26.4747 | 0.59952 | 44.16 | 26.4747 | 0.59952 | 44.16 | 30.9492 | 0.70084 | 44.16 | 4.413% | 0.20157 | 0.19159 | 3428.458 | 524.1491 | 347.4063 | 2556.9026 | 3447.8217 | 0 | 0 | 3447.8217 | 0.006402%
2028 | 283 | 283-71F | Tier-3 | Tier-3---13 | 5--4 | 245 | 100% | 488.2766 | 50.8% | 48.52% | 0.6792% | 12.2794 | 0 | 0 | 12.2794 | 0 | 10.6593 | 1.8134 | 5.8782 | 10.6593 | 1.8134 | 5.8782 | 12.4609 | 2.1198 | 5.8782 | 2.515% | 0.19011 | 0.1807 | 2568.3277 | 217.0861 | 1132.2268 | 1219.0148 | 2634.1276 | 0 | 0 | 2634.1276 | 0.002577%
2028 | 288 | 288-149R | Tier-2 | Tier-2---12 | 3--5 | 4 | 100% | 110.4011 | 75.76% | 21.09% | 3.152% | 4.1401 | 0 | 0 | 4.1401 | 0 | 3.5938 | 0.029606 | 121.39 | 3.5938 | 0.029606 | 121.39 | 4.2012 | 0.034609 | 121.39 | 3.75% | 0.02124 | 0.020188 | 5197.889 | 630.048 | 1286.7386 | 3281.1025 | 5263.511 | 0 | 0 | 5263.511 | 0.000869%
2028 | 288 | 288-2375R | Tier-2 | Tier-2---19 | 2--4 | 9 | 100% | 8.0662 | 91.05% | 6.346% | 2.603% | 0.36354 | 0 | 0 | 0.36354 | 0 | 0.31558 | 0.066613 | 4.7375 | 0.31558 | 0.066613 | 4.7375 | 0.36891 | 0.077871 | 4.7375 | 4.507% | 0.0067116 | 0.0063794 | 1201.8253 | 174.6812 | 136.8966 | 890.2475 | 1207.4267 | 0 | 0 | 1207.4267 | 7.631e-05%
2028 | 288 | 288-2380F | Tier-2 | Tier-2---12 | 4--5 | 329 | 100% | 114.0664 | 66.42% | 32.7% | 0.8812% | 3.7504 | 0 | 0 | 3.7504 | 0 | 3.2556 | 2.4351 | 1.3369 | 3.2556 | 2.4351 | 1.3369 | 3.8058 | 2.8466 | 1.3369 | 3.288% | 0.030344 | 0.028842 | 3759.1098 | 411.8777 | 1165.9601 | 2181.2719 | 3824.8446 | 0 | 0 | 3824.8446 | 0.0007872%
2028 | 296 | 296-68F | Tier-2 | Tier-2---21 | 1--2 | 44 | 100% | 1.8827 | 64.81% | 0% | 35.19% | 0.060402 | 0 | 0 | 0.060402 | 0 | 0.052433 | 0.32566 | 0.161 | 0.052433 | 0.32566 | 0.161 | 0.061295 | 0.3807 | 0.161 | 3.208% | 0.0027146 | 0.0025802 | 693.5578 | 98.2554 | 297.2044 | 298.098 | 706.2671 | 0 | 0 | 706.2671 | 1.268e-05%
2028 | 300 | 300-483F | Tier-2 | Tier-2---12 | 3--5 | 4 | 100% | 101.1563 | 97.7% | 0% | 2.297% | 4.8922 | 0 | 0 | 4.8922 | 0 | 4.2468 | 0.029606 | 143.4438 | 4.2468 | 0.029606 | 143.4438 | 4.9645 | 0.034609 | 143.4438 | 4.836% | 0.018397 | 0.017486 | 5498.5218 | 994.0131 | 114.7317 | 4389.777 | 5505.0994 | 0 | 0 | 5505.0994 | 0.001027%
2028 | 300 | 300-484F | Tier-2 | Tier-2---9 | 4--5 | 129 | 100% | 230.1484 | 75.7% | 22.04% | 2.261% | 8.6234 | 0 | 0 | 8.6234 | 0 | 7.4857 | 0.95479 | 7.8402 | 7.4857 | 0.95479 | 7.8402 | 8.7509 | 1.1162 | 7.8402 | 3.747% | 0.039922 | 0.037946 | 5764.9522 | 606.5801 | 1692.4173 | 3465.9548 | 5837.922 | 0 | 0 | 5837.922 | 0.00181%
2028 | 307 | 307-1538F | Tier-2 | Tier-2---7 | 5--5 | 249 | 100% | 433.4142 | 51.51% | 48.13% | 0.3587% | 11.0514 | 0 | 0 | 11.0514 | 0 | 9.5934 | 1.843 | 5.2054 | 9.5934 | 1.843 | 5.2054 | 11.2148 | 2.1544 | 5.2054 | 2.55% | 0.10098 | 0.09598 | 4292.1557 | 366.942 | 1865.6861 | 2059.5276 | 4400.5386 | 0 | 0 | 4400.5386 | 0.00232%
2028 | 307 | 307-234R | Tier-2 | Tier-2---4 | 5--5 | 590 | 100% | 684.1346 | 69.69% | 29.83% | 0.4763% | 23.6004 | 0 | 0 | 23.6004 | 0 | 20.4866 | 4.3669 | 4.6914 | 20.4866 | 4.3669 | 4.6914 | 23.9491 | 5.1049 | 4.6914 | 3.45% | 0.11001 | 0.10456 | 6219.0213 | 711.7212 | 1737.152 | 3770.148 | 6317.1866 | 0 | 0 | 6317.1866 | 0.004954%
2028 | 308 | 308-485AE | Tier-2 | Tier-2---15 | 4--3 | 5 | 100% | 152.3393 | 1.469% | 97.9% | 0.6307% | 0.11079 | 0 | 0 | 0.11079 | 0 | 0.096177 | 0.037007 | 2.5989 | 0.096177 | 0.037007 | 2.5989 | 0.11243 | 0.043262 | 2.5989 | 0.07273% | 0.034738 | 0.033018 | 4385.3805 | 13.8979 | 3969.2995 | 402.1831 | 4610.4061 | 0 | 0 | 4610.4061 | 2.326e-05%
2028 | 308 | 308-563AE | Tier-2 | Tier-2---18 | 4--3 | 20 | 100% | 81.5523 | 7.703% | 91.46% | 0.8327% | 0.31095 | 0 | 0 | 0.31095 | 0 | 0.26993 | 0.14803 | 1.8235 | 0.26993 | 0.14803 | 1.8235 | 0.31555 | 0.17305 | 1.8235 | 0.3813% | 0.03316 | 0.031518 | 2459.3887 | 44.7352 | 2075.3977 | 339.2558 | 2577.6026 | 0 | 0 | 2577.6026 | 6.527e-05%
2028 | 311 | 311-1163F | Tier-2 | Tier-2---18 | 3--3 | 4 | 100% | 23.154 | 70.13% | 28.81% | 1.065% | 0.80378 | 0 | 0 | 0.80378 | 0 | 0.69773 | 0.029606 | 23.5674 | 0.69773 | 0.029606 | 23.5674 | 0.81565 | 0.034609 | 23.5674 | 3.471% | 0.018623 | 0.017701 | 1243.3167 | 81.357 | 709.3756 | 452.5841 | 1262.6574 | 0 | 0 | 1262.6574 | 0.0001687%
2028 | 311 | 311-1199 | Tier-2 | Tier-2---20 | 3--2 | 32 | 100% | 10.8001 | 28.53% | 67.91% | 3.563% | 0.1525 | 0 | 0 | 0.1525 | 0 | 0.13238 | 0.23685 | 0.55892 | 0.13238 | 0.23685 | 0.55892 | 0.15475 | 0.27688 | 0.55892 | 1.412% | 0.018336 | 0.017428 | 589.0165 | 20.3604 | 431.6923 | 136.9639 | 610.9411 | 0 | 0 | 610.9411 | 3.201e-05%
2028 | 311 | 311-14R | Tier-2 | Tier-2---14 | 3--4 | 26 | 100% | 246.05 | 7.341% | 92.49% | 0.1658% | 0.89405 | 0 | 0 | 0.89405 | 0 | 0.77609 | 0.19244 | 4.033 | 0.77609 | 0.19244 | 4.033 | 0.90726 | 0.22496 | 4.033 | 0.3634% | 0.018935 | 0.017998 | 12994.1779 | 107.2013 | 11392.857 | 1494.1196 | 13621.2122 | 0 | 0 | 13621.2122 | 0.0001877%
2028 | 311 | 311-43 | Tier-2 | Tier-2---15 | 3--4 | 262 | 100% | 155.2668 | 1.703% | 96.44% | 1.86% | 0.13091 | 0 | 0 | 0.13091 | 0 | 0.11364 | 1.9392 | 0.058602 | 0.11364 | 1.9392 | 0.058602 | 0.13285 | 2.2669 | 0.058602 | 0.08431% | 0.027937 | 0.026554 | 5557.7075 | 11.1328 | 4976.695 | 569.8797 | 5842.211 | 0 | 0 | 5842.211 | 2.748e-05%
2028 | 312 | 312-14F | Tier-2 | Tier-2---14 | 3--4 | 38 | 100% | 197.5178 | 0.1105% | 99.63% | 0.2595% | 0.0108 | 0 | 0 | 0.0108 | 0 | 0.0093753 | 0.28125 | 0.033334 | 0.0093753 | 0.28125 | 0.033334 | 0.01096 | 0.32879 | 0.033334 | 0.005468% | 0.018868 | 0.017934 | 10468.4008 | 14.5481 | 9413.1367 | 1040.7161 | 11012.9704 | 0 | 0 | 11012.9704 | 2.267e-06%
2028 | 315 | 315-485AE | Tier-2 | Tier-2---14 | 2--5 | 323 | 100% | 44.4978 | 97.71% | 0% | 2.29% | 2.1522 | 0 | 0 | 2.1522 | 0 | 1.8682 | 2.3907 | 0.78147 | 1.8682 | 2.3907 | 0.78147 | 2.184 | 2.7947 | 0.78147 | 4.837% | 0.00637 | 0.0060547 | 6985.5251 | 2468.7203 | 170.1118 | 4346.6929 | 6993.857 | 0 | 0 | 6993.857 | 0.0004517%
2028 | 350 | 350-2182R | Tier-2 | Tier-2---13 | 4--3 | 18 | 100% | 36.1393 | 94.02% | 5.411% | 0.5649% | 1.682 | 0 | 0 | 1.682 | 0 | 1.4601 | 0.13323 | 10.9594 | 1.4601 | 0.13323 | 10.9594 | 1.7068 | 0.15574 | 10.9594 | 4.654% | 0.068991 | 0.065576 | 523.8262 | 80.2912 | 27.7458 | 415.7892 | 525.4565 | 0 | 0 | 525.4565 | 0.000353%
2028 | 350 | 350-2188R | Tier-2 | Tier-2---5 | 5--5 | 1796 | 100% | 752.4795 | 78.87% | 19.12% | 2.014% | 29.3759 | 0 | 0 | 29.3759 | 0 | 25.5002 | 13.293 | 1.9183 | 25.5002 | 13.293 | 1.9183 | 29.81 | 15.5397 | 1.9183 | 3.904% | 0.15121 | 0.14373 | 4976.3874 | 631.9786 | 954.5279 | 3389.8809 | 5031.1577 | 0 | 0 | 5031.1577 | 0.006166%
2028 | 350 | 350-2192R | Tier-2 | Tier-2---2 | 5--5 | 2181 | 100% | 2025.3012 | 87.53% | 11.37% | 1.097% | 87.7486 | 0 | 0 | 87.7486 | 0 | 76.1715 | 16.1425 | 4.7187 | 76.1715 | 16.1425 | 4.7187 | 89.0454 | 18.8708 | 4.7187 | 4.333% | 0.18928 | 0.17991 | 10700.2197 | 1640.6573 | 1261.0201 | 7798.5423 | 10769.7208 | 0 | 0 | 10769.7208 | 0.01842%
2028 | 350 | 350-2196R | Tier-2 | Tier-2---5 | 5--5 | 2656 | 100% | 1111.1446 | 85.23% | 12.69% | 2.072% | 46.8801 | 0 | 0 | 46.8801 | 0 | 40.695 | 19.6582 | 2.0701 | 40.695 | 19.6582 | 2.0701 | 47.5729 | 22.9807 | 2.0701 | 4.219% | 0.19915 | 0.18929 | 5579.5197 | 797.1006 | 755.2806 | 4027.1385 | 5622.4251 | 0 | 0 | 5622.4251 | 0.00984%
2028 | 350 | 350-2201R | Tier-3 | Tier-3---4 | 5--5 | 1091 | 100% | 1600.0661 | 94.09% | 5.343% | 0.5699% | 74.5202 | 0 | 0 | 74.5202 | 0 | 64.6884 | 8.075 | 8.011 | 64.6884 | 8.075 | 8.011 | 75.6215 | 9.4397 | 8.011 | 4.657% | 0.1241 | 0.11796 | 12893.008 | 2307.4254 | 698.8971 | 9886.6855 | 12932.7085 | 0 | 0 | 12932.7085 | 0.01564%
2028 | 350 | 350-41R | Tier-2 | Tier-2---3 | 5--5 | 1620 | 100% | 1428.3995 | 91.38% | 7.839% | 0.7806% | 64.611 | 0 | 0 | 64.611 | 0 | 56.0865 | 11.9903 | 4.6776 | 56.0865 | 11.9903 | 4.6776 | 65.5658 | 14.0168 | 4.6776 | 4.523% | 0.12896 | 0.12258 | 11076.0411 | 1996.9228 | 1010.9834 | 8068.135 | 11125.7625 | 0 | 0 | 11125.7625 | 0.01356%
2028 | 351 | 351-819R | Tier-2 | Tier-2---1 | 5--5 | 1027 | 100% | 2090.3176 | 91.75% | 7.875% | 0.3732% | 94.9359 | 0 | 0 | 94.9359 | 0 | 82.4105 | 7.6013 | 10.8417 | 82.4105 | 7.6013 | 10.8417 | 96.3388 | 8.886 | 10.8417 | 4.542% | 0.14376 | 0.13664 | 14540.4698 | 3135.0555 | 1103.9508 | 10301.4635 | 14602.9309 | 0 | 0 | 14602.9309 | 0.01993%
2028 | 351 | 351-871R | Tier-3 | Tier-3---6 | 5--5 | 222 | 100% | 781.5367 | 96.92% | 2.713% | 0.3715% | 37.493 | 0 | 0 | 37.493 | 0 | 32.5464 | 1.6431 | 19.8076 | 32.5464 | 1.6431 | 19.8076 | 38.0471 | 1.9208 | 19.8076 | 4.797% | 0.11468 | 0.109 | 6814.8869 | 1079.7555 | 189.4866 | 5545.6448 | 6825.8322 | 0 | 0 | 6825.8322 | 0.00787%
2028 | 352 | 352-27R | Tier-3 | Tier-3---2 | 5--5 | 1531 | 100% | 1835.8142 | 93.66% | 5.876% | 0.4611% | 85.1138 | 0 | 0 | 85.1138 | 0 | 73.8843 | 11.3316 | 6.5202 | 73.8843 | 11.3316 | 6.5202 | 86.3716 | 13.2468 | 6.5202 | 4.636% | 0.11814 | 0.11229 | 15539.9427 | 3024.467 | 902.1857 | 11613.29 | 15591.2308 | 0 | 0 | 15591.2308 | 0.01787%
2028 | 353 | 353-1429R | Tier-2 | Tier-2---6 | 5--5 | 1034 | 100% | 1003.2846 | 77.44% | 22.07% | 0.495% | 38.4564 | 0 | 0 | 38.4564 | 0 | 33.3827 | 7.6531 | 4.362 | 33.3827 | 7.6531 | 4.362 | 39.0247 | 8.9466 | 4.362 | 3.833% | 0.12141 | 0.1154 | 8263.4579 | 1440.9039 | 1734.7877 | 5087.7663 | 8360.5633 | 0 | 0 | 8360.5633 | 0.008072%
2028 | 353 | 353-593F | Tier-2 | Tier-2---7 | 5--5 | 340 | 100% | 254.848 | 92.09% | 7.347% | 0.5637% | 11.617 | 0 | 0 | 11.617 | 0 | 10.0843 | 2.5165 | 4.0073 | 10.0843 | 2.5165 | 4.0073 | 11.7887 | 2.9418 | 4.0073 | 4.558% | 0.10537 | 0.10016 | 2418.5368 | 364.9212 | 170.4852 | 1883.1304 | 2428.5005 | 0 | 0 | 2428.5005 | 0.002438%
2028 | 353 | 353-594F | Tier-2 | Tier-2---7 | 5--5 | 60 | 100% | 200.2632 | 99.27% | 0.3225% | 0.4078% | 9.8406 | 0 | 0 | 9.8406 | 0 | 8.5423 | 0.44409 | 19.2357 | 8.5423 | 0.44409 | 19.2357 | 9.9861 | 0.51914 | 19.2357 | 4.914% | 0.10216 | 0.097099 | 1960.3623 | 318.7574 | 13.0779 | 1628.5269 | 1961.1078 | 0 | 0 | 1961.1078 | 0.002066%
2028 | 353 | 353-900F | Tier-2 | Tier-2---8 | 5--5 | 143 | 100% | 371.854 | 40.83% | 58.99% | 0.1797% | 7.5153 | 0 | 0 | 7.5153 | 0 | 6.5238 | 1.0584 | 6.1638 | 6.5238 | 1.0584 | 6.1638 | 7.6264 | 1.2373 | 6.1638 | 2.021% | 0.10085 | 0.09586 | 3687.104 | 250.2733 | 1989.9286 | 1446.9021 | 3800.7218 | 0 | 0 | 3800.7218 | 0.001577%
2028 | 353 | 353-901F | Tier-2 | Tier-2---4 | 5--5 | 150 | 100% | 613.1191 | 58.62% | 41.08% | 0.303% | 17.7913 | 0 | 0 | 17.7913 | 0 | 15.444 | 1.1102 | 13.9108 | 15.444 | 1.1102 | 13.9108 | 18.0542 | 1.2979 | 13.9108 | 2.902% | 0.10618 | 0.10093 | 5774.1958 | 681.1246 | 2172.7932 | 2920.278 | 5898.6241 | 0 | 0 | 5898.6241 | 0.003734%
2028 | 353 | 353-902F | Tier-2 | Tier-2---11 | 5--3 | 30 | 100% | 194.7859 | 13.28% | 86.55% | 0.1681% | 1.2803 | 0 | 0 | 1.2803 | 0 | 1.1114 | 0.22204 | 5.0052 | 1.1114 | 0.22204 | 5.0052 | 1.2992 | 0.25957 | 5.0052 | 0.6573% | 0.098854 | 0.093961 | 1970.4401 | 45.5501 | 1554.0368 | 370.8532 | 2059.4308 | 0 | 0 | 2059.4308 | 0.0002687%
2028 | 353 | 353-904R | Tier-2 | Tier-2---3 | 5--5 | 484 | 100% | 1250.3913 | 94% | 5.586% | 0.417% | 58.1788 | 0 | 0 | 58.1788 | 0 | 50.503 | 3.5823 | 14.0979 | 50.503 | 3.5823 | 14.0979 | 59.0386 | 4.1877 | 14.0979 | 4.653% | 0.12577 | 0.11955 | 9941.809 | 1678.6898 | 757.2282 | 7505.891 | 9972.8894 | 0 | 0 | 9972.8894 | 0.01221%
2028 | 354 | 354-1706R | Tier-2 | Tier-2---1 | 5--5 | 1235 | 100% | 2161.9809 | 92.27% | 7.167% | 0.5599% | 98.7488 | 0 | 0 | 98.7488 | 0 | 85.7204 | 9.1408 | 9.3778 | 85.7204 | 9.1408 | 9.3778 | 100.2082 | 10.6857 | 9.3778 | 4.568% | 0.13939 | 0.13249 | 15510.3907 | 2900.5229 | 1230.7208 | 11379.147 | 15572.8049 | 0 | 0 | 15572.8049 | 0.02073%
2028 | 354 | 354-24AE | Tier-2 | Tier-2---4 | 4--5 | 236 | 100% | 742.9911 | 44.89% | 54.76% | 0.3554% | 16.5081 | 0 | 0 | 16.5081 | 0 | 14.3301 | 1.7467 | 8.2039 | 14.3301 | 1.7467 | 8.2039 | 16.7521 | 2.042 | 8.2039 | 2.222% | 0.080555 | 0.076567 | 9223.4472 | 670.0529 | 4646.9314 | 3906.4629 | 9488.1816 | 0 | 0 | 9488.1816 | 0.003465%
2028 | 355 | 355-41R | Tier-2 | Tier-2---6 | 4--5 | 587 | 100% | 876.3288 | 87.46% | 12.04% | 0.4997% | 37.9373 | 0 | 0 | 37.9373 | 0 | 32.932 | 4.3446 | 7.5799 | 32.932 | 4.3446 | 7.5799 | 38.4979 | 5.0789 | 7.5799 | 4.329% | 0.092253 | 0.087687 | 9499.1702 | 1363.9545 | 1082.9983 | 7052.2174 | 9561.2206 | 0 | 0 | 9561.2206 | 0.007963%
2028 | 355 | 355-6R | Tier-2 | Tier-2---7 | 4--5 | 253 | 100% | 466.648 | 28.63% | 71.11% | 0.2566% | 6.6138 | 0 | 0 | 6.6138 | 0 | 5.7412 | 1.8726 | 3.066 | 5.7412 | 1.8726 | 3.066 | 6.7116 | 2.1891 | 3.066 | 1.417% | 0.074333 | 0.070654 | 6277.8037 | 297.3578 | 4112.2061 | 1868.2398 | 6511.1291 | 0 | 0 | 6511.1291 | 0.001388%
2028 | 356 | 356-16R | Tier-2 | Tier-2---4 | 4--5 | 403 | 100% | 692.7279 | 85.74% | 13.66% | 0.5932% | 29.4011 | 0 | 0 | 29.4011 | 0 | 25.5221 | 2.9828 | 8.5565 | 25.5221 | 2.9828 | 8.5565 | 29.8356 | 3.4869 | 8.5565 | 4.244% | 0.090754 | 0.086262 | 7633.0284 | 1263.3568 | 1174.8968 | 5194.7749 | 7689.7037 | 0 | 0 | 7689.7037 | 0.006171%
2028 | 356 | 356-19R | Tier-3 | Tier-3---8 | 5--5 | 1342 | 100% | 2142.9106 | 83.66% | 15.67% | 0.6694% | 88.7415 | 0 | 0 | 88.7415 | 0 | 77.0334 | 9.9327 | 7.7555 | 77.0334 | 9.9327 | 7.7555 | 90.053 | 11.6115 | 7.7555 | 4.141% | 0.16775 | 0.15945 | 12774.1099 | 1993.4622 | 1945.7185 | 8834.9292 | 12882.8117 | 0 | 0 | 12882.8117 | 0.01863%
2028 | 356 | 356-30AE | Tier-3 | Tier-3---6 | 5--5 | 1273 | 100% | 1548.5525 | 73.09% | 26.03% | 0.8808% | 56.0222 | 0 | 0 | 56.0222 | 0 | 48.6309 | 9.422 | 5.1614 | 48.6309 | 9.422 | 5.1614 | 56.8501 | 11.0145 | 5.1614 | 3.618% | 0.14106 | 0.13408 | 10978.0949 | 1533.3184 | 2733.1665 | 6711.61 | 11131.9717 | 0 | 0 | 11131.9717 | 0.01176%
2028 | 357 | 357-1147R | Tier-2 | Tier-2---10 | 5--4 | 49 | 100% | 122.889 | 90.67% | 8.71% | 0.6166% | 5.5157 | 0 | 0 | 5.5157 | 0 | 4.788 | 0.36267 | 13.202 | 4.788 | 0.36267 | 13.202 | 5.5972 | 0.42397 | 13.202 | 4.488% | 0.14287 | 0.1358 | 860.1588 | 128.3592 | 73.5961 | 658.2035 | 864.3366 | 0 | 0 | 864.3366 | 0.001158%
2028 | 357 | 357-1299R | Tier-3 | Tier-3---9 | 5--5 | 47 | 100% | 500.7555 | 96.82% | 2.879% | 0.2981% | 24 | 0 | 0 | 24 | 0 | 20.8336 | 0.34787 | 59.8893 | 20.8336 | 0.34787 | 59.8893 | 24.3547 | 0.40666 | 59.8893 | 4.793% | 0.2409 | 0.22898 | 2078.6481 | 381.924 | 60.0907 | 1636.6334 | 2082.0868 | 0 | 0 | 2082.0868 | 0.005038%
2028 | 357 | 357-2047F | Tier-2 | Tier-2---10 | 5--4 | 11 | 100% | 117.0163 | 66.86% | 32.9% | 0.2354% | 3.8728 | 0 | 0 | 3.8728 | 0 | 3.3619 | 0.081416 | 41.2925 | 3.3619 | 0.081416 | 41.2925 | 3.9301 | 0.095176 | 41.2925 | 3.31% | 0.14128 | 0.13429 | 828.2369 | 91.3768 | 250.8108 | 486.0494 | 842.5305 | 0 | 0 | 842.5305 | 0.0008129%
2028 | 357 | 357-2049F | Tier-3 | Tier-3---8 | 5--5 | 484 | 100% | 1568.933 | 87.25% | 12.44% | 0.3075% | 67.7587 | 0 | 0 | 67.7587 | 0 | 58.819 | 3.5823 | 16.4193 | 58.819 | 3.5823 | 16.4193 | 68.7601 | 4.1877 | 16.4193 | 4.319% | 0.18286 | 0.17381 | 8579.8277 | 1438.1344 | 1001.8193 | 6139.874 | 8636.8059 | 0 | 0 | 8636.8059 | 0.01422%
2028 | 357 | 357-45R | Tier-3 | Tier-3---8 | 5--5 | 901 | 100% | 2182.2622 | 79.98% | 19.64% | 0.3802% | 86.3975 | 0 | 0 | 86.3975 | 0 | 74.9987 | 6.6687 | 11.2464 | 74.9987 | 6.6687 | 11.2464 | 87.6743 | 7.7958 | 11.2464 | 3.959% | 0.18538 | 0.1762 | 11771.8449 | 1935.5654 | 2204.1059 | 7632.1736 | 11894.5692 | 0 | 0 | 11894.5692 | 0.01813%
2028 | 357 | 357-50R | Tier-3 | Tier-3---4 | 5--5 | 1047 | 100% | 1441.553 | 79.05% | 20.4% | 0.5522% | 56.4096 | 0 | 0 | 56.4096 | 0 | 48.9672 | 7.7493 | 6.3189 | 48.9672 | 7.7493 | 6.3189 | 57.2432 | 9.059 | 6.3189 | 3.913% | 0.14913 | 0.14175 | 9666.6259 | 1487.063 | 1867.4945 | 6312.0683 | 9772.0779 | 0 | 0 | 9772.0779 | 0.01184%
2028 | 357 | 357-750R | Tier-2 | Tier-2---2 | 5--5 | 712 | 100% | 1439.7107 | 82.49% | 17.1% | 0.4096% | 58.7853 | 0 | 0 | 58.7853 | 0 | 51.0294 | 5.2698 | 9.6833 | 51.0294 | 5.2698 | 9.6833 | 59.654 | 6.1605 | 9.6833 | 4.083% | 0.171 | 0.16254 | 8419.2134 | 1423.2143 | 1353.8833 | 5642.1158 | 8495.9978 | 0 | 0 | 8495.9978 | 0.01234%
2028 | 358 | 358-1175F | Tier-2 | Tier-2---11 | 5--3 | 18 | 100% | 71.8528 | 77.22% | 22.39% | 0.388% | 2.7465 | 0 | 0 | 2.7465 | 0 | 2.3841 | 0.13323 | 17.8952 | 2.3841 | 0.13323 | 17.8952 | 2.787 | 0.15574 | 17.8952 | 3.822% | 0.14195 | 0.13492 | 506.195 | 64.3327 | 105.8745 | 335.9879 | 512.2005 | 0 | 0 | 512.2005 | 0.0005765%
2028 | 358 | 358-33 | Tier-3 | Tier-3---15 | 5--4 | 58 | 100% | 117.3196 | 96.19% | 3.458% | 0.3548% | 5.5859 | 0 | 0 | 5.5859 | 0 | 4.8489 | 0.42928 | 11.2954 | 4.8489 | 0.42928 | 11.2954 | 5.6684 | 0.50184 | 11.2954 | 4.761% | 0.14298 | 0.1359 | 820.5581 | 159.8188 | 30.1137 | 630.6255 | 822.1875 | 0 | 0 | 822.1875 | 0.001172%
2028 | 358 | 358-682F | Tier-3 | Tier-3---3 | 5--5 | 404 | 100% | 3753.9781 | 86.22% | 13.57% | 0.2039% | 160.2214 | 0 | 0 | 160.2214 | 0 | 139.0826 | 2.9902 | 46.5131 | 139.0826 | 2.9902 | 46.5131 | 162.5892 | 3.4956 | 46.5131 | 4.268% | 0.54241 | 0.51556 | 6920.8673 | 1067.6333 | 861.2358 | 4991.9981 | 6970.5225 | 0 | 0 | 6970.5225 | 0.03363%
2028 | 387 | 387-15 | Tier-3 | Tier-3---16 | 4--5 | 66 | 100% | 365.4778 | 57.25% | 41.73% | 1.017% | 10.3576 | 0 | 0 | 10.3576 | 0 | 8.9911 | 0.4885 | 18.4056 | 8.9911 | 0.4885 | 18.4056 | 10.5106 | 0.57106 | 18.4056 | 2.834% | 0.072601 | 0.069007 | 5034.0466 | 537.3079 | 1996.9235 | 2499.8151 | 5146.1153 | 0 | 0 | 5146.1153 | 0.002174%
2028 | 393 | 393-14R | Tier-2 | Tier-2---10 | 5--4 | 79 | 100% | 777.0926 | 5.544% | 94.24% | 0.2191% | 2.1327 | 0 | 0 | 2.1327 | 0 | 1.8513 | 0.58471 | 3.1662 | 1.8513 | 0.58471 | 3.1662 | 2.1642 | 0.68354 | 3.1662 | 0.2744% | 0.10079 | 0.095804 | 7709.7876 | 115.9827 | 6667.436 | 926.369 | 8089.036 | 0 | 0 | 8089.036 | 0.0004476%
2028 | 396 | 396-699R | Tier-2 | Tier-2---5 | 5--5 | 1637 | 100% | 888.3486 | 59.21% | 39.34% | 1.447% | 26.0383 | 0 | 0 | 26.0383 | 0 | 22.6029 | 12.1162 | 1.8655 | 22.6029 | 12.1162 | 1.8655 | 26.4231 | 14.1639 | 1.8655 | 2.931% | 0.15664 | 0.14888 | 5671.3841 | 668.179 | 2146.3409 | 2856.8642 | 5791.8474 | 0 | 0 | 5791.8474 | 0.005465%
2028 | 411 | 411-1873R | Tier-2 | Tier-2---7 | 4--5 | 699 | 100% | 340.3229 | 88.45% | 9.585% | 1.967% | 14.8999 | 0 | 0 | 14.8999 | 0 | 12.9341 | 5.1736 | 2.5 | 12.9341 | 5.1736 | 2.5 | 15.1201 | 6.048 | 2.5 | 4.378% | 0.04682 | 0.044503 | 7268.7189 | 1142.008 | 975.4979 | 5151.213 | 7312.4483 | 0 | 0 | 7312.4483 | 0.003128%
2028 | 411 | 411-30R | Tier-3 | Tier-3---6 | 5--5 | 1562 | 100% | 1028.3805 | 90.72% | 7.641% | 1.643% | 46.1788 | 0 | 0 | 46.1788 | 0 | 40.0862 | 11.5611 | 3.4673 | 40.0862 | 11.5611 | 3.4673 | 46.8613 | 13.515 | 3.4673 | 4.49% | 0.10309 | 0.09799 | 9975.2889 | 1901.318 | 929.458 | 7144.5129 | 10023.5186 | 0 | 0 | 10023.5186 | 0.009693%
2028 | 411 | 411-47R | Tier-2 | Tier-2---9 | 4--5 | 30 | 100% | 334.7019 | 84.13% | 13.18% | 2.693% | 13.9384 | 0 | 0 | 13.9384 | 0 | 12.0995 | 0.22204 | 54.4915 | 12.0995 | 0.22204 | 54.4915 | 14.1444 | 0.25957 | 54.4915 | 4.164% | 0.063274 | 0.060142 | 5289.7062 | 845.5012 | 1035.5091 | 3408.6958 | 5333.4243 | 0 | 0 | 5333.4243 | 0.002926%
2028 | 434 | 434-301 | Tier-2 | Tier-2---17 | 1--5 | 1 | 100% | 17.5402 | 98.17% | 0% | 1.83% | 0.85235 | 0 | 0 | 0.85235 | 0 | 0.73989 | 0.0074014 | 99.9661 | 0.73989 | 0.0074014 | 99.9661 | 0.86494 | 0.0086524 | 99.9661 | 4.859% | 0.003157 | 0.0030007 | 5555.9717 | 867.4345 | 222.2106 | 4466.3265 | 5561.2679 | 0 | 0 | 5561.2679 | 0.0001789%
2028 | 441 | 441-23R | Tier-3 | Tier-3---11 | 5--4 | 334 | 100% | 647.4088 | 86.44% | 13.14% | 0.4218% | 27.7015 | 0 | 0 | 27.7015 | 0 | 24.0467 | 2.4721 | 9.7273 | 24.0467 | 2.4721 | 9.7273 | 28.1109 | 2.8899 | 9.7273 | 4.279% | 0.54783 | 0.52071 | 1181.7687 | 148.5478 | 135.1005 | 898.1204 | 1190.1135 | 0 | 0 | 1190.1135 | 0.005815%
2028 | 441 | 441-279R | Tier-3 | Tier-3---18 | 5--2 | 49 | 100% | 161.5568 | 69.39% | 29.65% | 0.9602% | 5.5494 | 0 | 0 | 5.5494 | 0 | 4.8172 | 0.36267 | 13.2827 | 4.8172 | 0.36267 | 13.2827 | 5.6314 | 0.42397 | 13.2827 | 3.435% | 0.53527 | 0.50877 | 301.8227 | 28.024 | 73.3421 | 200.4565 | 306.6336 | 0 | 0 | 306.6336 | 0.001165%
2028 | 441 | 441-27R | Tier-3 | Tier-3---9 | 5--4 | 121 | 100% | 878.0372 | 89.43% | 10.14% | 0.4287% | 38.8687 | 0 | 0 | 38.8687 | 0 | 33.7406 | 0.89557 | 37.6748 | 33.7406 | 0.89557 | 37.6748 | 39.4431 | 1.0469 | 37.6748 | 4.427% | 0.55752 | 0.52992 | 1574.8947 | 207.3126 | 146.5629 | 1221.0192 | 1583.5641 | 0 | 0 | 1583.5641 | 0.008159%
2028 | 441 | 441-30R | Tier-3 | Tier-3---9 | 5--4 | 63 | 100% | 950.7549 | 92.15% | 7.507% | 0.3471% | 43.3661 | 0 | 0 | 43.3661 | 0 | 37.6446 | 0.46629 | 80.7319 | 37.6446 | 0.46629 | 80.7319 | 44.0069 | 0.5451 | 80.7319 | 4.561% | 0.55519 | 0.52771 | 1712.4757 | 231.3815 | 120.1168 | 1360.9775 | 1719.4801 | 0 | 0 | 1719.4801 | 0.009103%
2028 | 442 | 442-16R | Tier-3 | Tier-3---14 | 5--3 | 889 | 100% | 453.4046 | 84.5% | 14% | 1.497% | 18.9645 | 0 | 0 | 18.9645 | 0 | 16.4624 | 6.5799 | 2.5019 | 16.4624 | 6.5799 | 2.5019 | 19.2447 | 7.692 | 2.5019 | 4.183% | 0.45792 | 0.43525 | 990.1415 | 105.6368 | 130.7729 | 753.7318 | 998.1347 | 0 | 0 | 998.1347 | 0.003981%
2028 | 442 | 442-46R | Tier-3 | Tier-3---19 | 5--1 | 34 | 100% | 85.0858 | 0.5117% | 99.4% | 0.08534% | 0.021553 | 0 | 0 | 0.021553 | 0 | 0.018709 | 0.25165 | 0.074346 | 0.018709 | 0.25165 | 0.074346 | 0.021871 | 0.29418 | 0.074346 | 0.02533% | 0.35092 | 0.33355 | 242.465 | 0.40496 | 218.5335 | 23.5266 | 255.0274 | 0 | 0 | 255.0274 | 4.524e-06%
2028 | 442 | 442-509R | Tier-3 | Tier-3---15 | 5--3 | 637 | 100% | 278.3023 | 54.83% | 44.11% | 1.062% | 7.5527 | 0 | 0 | 7.5527 | 0 | 6.5562 | 4.7147 | 1.3906 | 6.5562 | 4.7147 | 1.3906 | 7.6643 | 5.5116 | 1.3906 | 2.714% | 0.36954 | 0.35125 | 753.0994 | 59.1542 | 305.0958 | 388.8494 | 770.8168 | 0 | 0 | 770.8168 | 0.001585%
2028 | 442 | 442-525 | Tier-3 | Tier-3---18 | 5--2 | 642 | 100% | 299.6774 | 27.82% | 71.36% | 0.8189% | 4.1268 | 0 | 0 | 4.1268 | 0 | 3.5823 | 4.7517 | 0.75389 | 3.5823 | 4.7517 | 0.75389 | 4.1877 | 5.5548 | 0.75389 | 1.377% | 0.36155 | 0.34365 | 828.8663 | 34.3592 | 535.1133 | 259.3938 | 860.0234 | 0 | 0 | 860.0234 | 0.0008662%
2028 | 442 | 442-728R | Tier-3 | Tier-3---5 | 5--5 | 1846 | 100% | 2907.2477 | 55.16% | 44.36% | 0.4825% | 79.3812 | 0 | 0 | 79.3812 | 0 | 68.908 | 13.6631 | 5.0434 | 68.908 | 13.6631 | 5.0434 | 80.5543 | 15.9723 | 5.0434 | 2.73% | 0.35802 | 0.3403 | 8120.3954 | 853.7381 | 3313.1015 | 3953.5558 | 8310.0172 | 0 | 0 | 8310.0172 | 0.01666%
2028 | 442 | 442-729 | Tier-3 | Tier-3---15 | 5--3 | 38 | 100% | 182.1056 | 87.18% | 11.88% | 0.9486% | 7.8582 | 0 | 0 | 7.8582 | 0 | 6.8214 | 0.28125 | 24.2534 | 6.8214 | 0.28125 | 24.2534 | 7.9743 | 0.32879 | 24.2534 | 4.315% | 0.36059 | 0.34274 | 505.0174 | 48.5793 | 97.3314 | 359.1067 | 508.3904 | 0 | 0 | 508.3904 | 0.001649%
2028 | 442 | 442-758F | Tier-3 | Tier-3---18 | 5--2 | 44 | 100% | 96.5341 | 94% | 5.101% | 0.8948% | 4.4919 | 0 | 0 | 4.4919 | 0 | 3.8993 | 0.32566 | 11.9734 | 3.8993 | 0.32566 | 11.9734 | 4.5583 | 0.3807 | 11.9734 | 4.653% | 0.35119 | 0.3338 | 274.8807 | 37.0629 | 13.3172 | 224.5005 | 275.739 | 0 | 0 | 275.739 | 0.0009429%
2028 | 442 | 442-764R | Tier-3 | Tier-3---18 | 5--2 | 297 | 100% | 133.0317 | 69.69% | 29.04% | 1.271% | 4.5888 | 0 | 0 | 4.5888 | 0 | 3.9834 | 2.1982 | 1.8121 | 3.9834 | 2.1982 | 1.8121 | 4.6566 | 2.5698 | 1.8121 | 3.449% | 0.35448 | 0.33694 | 375.2846 | 31.8241 | 102.8444 | 240.6162 | 381.2093 | 0 | 0 | 381.2093 | 0.0009632%
2028 | 442 | 442-780 | Tier-3 | Tier-3---19 | 5--1 | 189 | 100% | 89.5952 | 24.38% | 74.86% | 0.754% | 1.0813 | 0 | 0 | 1.0813 | 0 | 0.93865 | 1.3989 | 0.67101 | 0.93865 | 1.3989 | 0.67101 | 1.0973 | 1.6353 | 0.67101 | 1.207% | 0.34601 | 0.32888 | 258.9415 | 9.1784 | 175.8129 | 73.9502 | 269.1388 | 0 | 0 | 269.1388 | 0.000227%
2028 | 444 | 444-15R | Tier-2 | Tier-2---13 | 5--3 | 9 | 100% | 151.5646 | 92.72% | 4.981% | 2.303% | 6.956 | 0 | 0 | 6.956 | 0 | 6.0383 | 0.066613 | 90.6467 | 6.0383 | 0.066613 | 90.6467 | 7.0588 | 0.077871 | 90.6467 | 4.589% | 0.14886 | 0.14149 | 1018.1622 | 115.1146 | 67.1446 | 835.903 | 1022.0243 | 0 | 0 | 1022.0243 | 0.00146%
2028 | 444 | 444-43R | Tier-2 | Tier-2---5 | 5--5 | 130 | 100% | 962.2981 | 91.92% | 6.922% | 1.16% | 43.7843 | 0 | 0 | 43.7843 | 0 | 38.0077 | 0.96219 | 39.5013 | 38.0077 | 0.96219 | 39.5013 | 44.4314 | 1.1248 | 39.5013 | 4.55% | 0.2124 | 0.20189 | 4530.5338 | 537.4714 | 429.3017 | 3563.7607 | 4549.6008 | 0 | 0 | 4549.6008 | 0.00919%
2028 | 444 | 444-9R | Tier-2 | Tier-2---11 | 5--3 | 529 | 100% | 323.6995 | 49.46% | 48.19% | 2.343% | 7.9256 | 0 | 0 | 7.9256 | 0 | 6.8799 | 3.9154 | 1.7572 | 6.8799 | 3.9154 | 1.7572 | 8.0427 | 4.5771 | 1.7572 | 2.448% | 0.1488 | 0.14143 | 2175.4322 | 138.2481 | 1034.3801 | 1002.804 | 2232.6859 | 0 | 0 | 2232.6859 | 0.001664%
2028 | 445 | 445-1311R | Tier-3 | Tier-3---5 | 5--5 | 353 | 100% | 2047.0117 | 76.8% | 22.84% | 0.359% | 77.8189 | 0 | 0 | 77.8189 | 0 | 67.5519 | 2.6127 | 25.8551 | 67.5519 | 2.6127 | 25.8551 | 78.9689 | 3.0543 | 25.8551 | 3.802% | 0.53792 | 0.51129 | 3805.4061 | 462.3517 | 801.0027 | 2542.0517 | 3851.3839 | 0 | 0 | 3851.3839 | 0.01633%
2028 | 445 | 445-1325F | Tier-2 | Tier-2---2 | 5--4 | 203 | 100% | 1447.5424 | 80.92% | 18.64% | 0.4376% | 57.9841 | 0 | 0 | 57.9841 | 0 | 50.334 | 1.5025 | 33.5003 | 50.334 | 1.5025 | 33.5003 | 58.841 | 1.7564 | 33.5003 | 4.006% | 0.57356 | 0.54517 | 2523.7784 | 315.2588 | 429.2208 | 1779.2988 | 2548.8517 | 0 | 0 | 2548.8517 | 0.01217%
2028 | 445 | 445-17R | Tier-2 | Tier-2---8 | 5--3 | 107 | 100% | 440.7591 | 59.87% | 39.69% | 0.4369% | 13.0625 | 0 | 0 | 13.0625 | 0 | 11.3391 | 0.79195 | 14.3179 | 11.3391 | 0.79195 | 14.3179 | 13.2555 | 0.9258 | 14.3179 | 2.964% | 0.53426 | 0.50782 | 824.9822 | 74.1046 | 294.4492 | 456.4284 | 842.2227 | 0 | 0 | 842.2227 | 0.002742%
2028 | 445 | 445-18R | Tier-2 | Tier-2---2 | 5--5 | 448 | 100% | 2423.1968 | 81.52% | 17.92% | 0.5628% | 97.7815 | 0 | 0 | 97.7815 | 0 | 84.8807 | 3.3158 | 25.5985 | 84.8807 | 3.3158 | 25.5985 | 99.2265 | 3.8763 | 25.5985 | 4.035% | 0.6048 | 0.57486 | 4006.6402 | 487.3751 | 662.1707 | 2857.0944 | 4045.2006 | 0 | 0 | 4045.2006 | 0.02052%
2028 | 445 | 445-19R | Tier-2 | Tier-2---8 | 5--3 | 175 | 100% | 654.5269 | 59.7% | 39.33% | 0.9775% | 19.3409 | 0 | 0 | 19.3409 | 0 | 16.7891 | 1.2953 | 12.962 | 16.7891 | 1.2953 | 12.962 | 19.6267 | 1.5142 | 12.962 | 2.955% | 0.56527 | 0.53729 | 1157.9013 | 92.6902 | 418.9958 | 646.2153 | 1182.2052 | 0 | 0 | 1182.2052 | 0.00406%
2028 | 445 | 445-39R | Tier-2 | Tier-2---5 | 5--4 | 216 | 100% | 1104.2716 | 59.42% | 40.16% | 0.4235% | 32.4803 | 0 | 0 | 32.4803 | 0 | 28.195 | 1.5987 | 17.6361 | 28.195 | 1.5987 | 17.6361 | 32.9603 | 1.8689 | 17.6361 | 2.941% | 0.48997 | 0.46571 | 2253.7709 | 194.1003 | 866.8973 | 1192.7734 | 2301.3993 | 0 | 0 | 2301.3993 | 0.006818%
2028 | 445 | 445-894R | Tier-2 | Tier-2---5 | 5--4 | 296 | 100% | 1498.1966 | 65.73% | 33.21% | 1.065% | 48.7442 | 0 | 0 | 48.7442 | 0 | 42.3131 | 2.1908 | 19.3138 | 42.3131 | 2.1908 | 19.3138 | 49.4645 | 2.5611 | 19.3138 | 3.254% | 0.63526 | 0.60381 | 2358.411 | 194.1011 | 729.7847 | 1434.5253 | 2400.5046 | 0 | 0 | 2400.5046 | 0.01023%
2028 | 445 | 445-897R | Tier-2 | Tier-2---10 | 5--3 | 28 | 100% | 278.2745 | 86.91% | 12.87% | 0.2201% | 11.9717 | 0 | 0 | 11.9717 | 0 | 10.3922 | 0.20724 | 50.1457 | 10.3922 | 0.20724 | 50.1457 | 12.1486 | 0.24227 | 50.1457 | 4.302% | 0.75637 | 0.71893 | 367.9091 | 46.7882 | 51.285 | 269.8359 | 370.4168 | 0 | 0 | 370.4168 | 0.002513%
2028 | 448 | 448-1234R | Tier-3 | Tier-3---15 | 5--3 | 20 | 100% | 246.005 | 87.44% | 11.91% | 0.6491% | 10.6477 | 0 | 0 | 10.6477 | 0 | 9.2429 | 0.14803 | 62.4396 | 9.2429 | 0.14803 | 62.4396 | 10.805 | 0.17305 | 62.4396 | 4.328% | 0.62101 | 0.59027 | 396.1396 | 50.2628 | 45.6467 | 300.2301 | 398.731 | 0 | 0 | 398.731 | 0.002235%
2028 | 448 | 448-47R | Tier-3 | Tier-3---14 | 5--3 | 139 | 100% | 687.0853 | 69.92% | 29.31% | 0.7656% | 23.7813 | 0 | 0 | 23.7813 | 0 | 20.6437 | 1.0288 | 20.0658 | 20.6437 | 1.0288 | 20.0658 | 24.1327 | 1.2027 | 20.0658 | 3.461% | 0.62882 | 0.59769 | 1092.6575 | 111.5426 | 295.153 | 685.9619 | 1109.7723 | 0 | 0 | 1109.7723 | 0.004992%
2028 | 448 | 448-714R | Tier-3 | Tier-3---14 | 5--3 | 245 | 100% | 1225.9869 | 25.1% | 74.31% | 0.5831% | 15.2336 | 0 | 0 | 15.2336 | 0 | 13.2238 | 1.8134 | 7.2924 | 13.2238 | 1.8134 | 7.2924 | 15.4587 | 2.1198 | 7.2924 | 1.243% | 0.46343 | 0.44049 | 2645.4709 | 92.606 | 1775.6477 | 777.2172 | 2748.6579 | 0 | 0 | 2748.6579 | 0.003198%
2028 | 448 | 448-724R | Tier-3 | Tier-3---18 | 5--2 | 225 | 100% | 255.0047 | 52.43% | 45.5% | 2.066% | 6.6185 | 0 | 0 | 6.6185 | 0 | 5.7453 | 1.6653 | 3.4499 | 5.7453 | 1.6653 | 3.4499 | 6.7163 | 1.9468 | 3.4499 | 2.595% | 0.55035 | 0.52311 | 463.3505 | 25.9997 | 195.8184 | 241.5324 | 474.8286 | 0 | 0 | 474.8286 | 0.001389%
2028 | 448 | 448-735R | Tier-3 | Tier-3---18 | 5--2 | 164 | 100% | 276.9497 | 53.49% | 44.76% | 1.748% | 7.3327 | 0 | 0 | 7.3327 | 0 | 6.3652 | 1.2138 | 5.2439 | 6.3652 | 1.2138 | 5.2439 | 7.441 | 1.419 | 5.2439 | 2.648% | 0.54202 | 0.51519 | 510.9626 | 35.205 | 210.0136 | 265.744 | 523.3393 | 0 | 0 | 523.3393 | 0.001539%
2028 | 448 | 448-744R | Tier-3 | Tier-3---7 | 5--5 | 713 | 100% | 2370.1609 | 68.76% | 30.51% | 0.7221% | 80.6754 | 0 | 0 | 80.6754 | 0 | 70.0315 | 5.2772 | 13.2705 | 70.0315 | 5.2772 | 13.2705 | 81.8676 | 6.1691 | 13.2705 | 3.404% | 0.49442 | 0.46994 | 4793.8402 | 492.7082 | 1356.6651 | 2944.4669 | 4871.823 | 0 | 0 | 4871.823 | 0.01693%
2028 | 448 | 448-9R | Tier-3 | Tier-3---9 | 5--4 | 336 | 100% | 1381.6742 | 73.74% | 25.5% | 0.7592% | 50.4329 | 0 | 0 | 50.4329 | 0 | 43.779 | 2.4869 | 17.604 | 43.779 | 2.4869 | 17.604 | 51.1782 | 2.9072 | 17.604 | 3.65% | 0.54394 | 0.51701 | 2540.1235 | 273.4783 | 621.4078 | 1645.2374 | 2574.8613 | 0 | 0 | 2574.8613 | 0.01059%
2028 | 449 | 449-13R | Tier-3 | Tier-3---7 | 5--5 | 1001 | 100% | 1663.2464 | 62.39% | 36.97% | 0.6428% | 51.3669 | 0 | 0 | 51.3669 | 0 | 44.5898 | 7.4088 | 6.0185 | 44.5898 | 7.4088 | 6.0185 | 52.126 | 8.661 | 6.0185 | 3.088% | 0.28234 | 0.26837 | 5890.9135 | 610.6402 | 2022.1047 | 3258.1686 | 6006.2928 | 0 | 0 | 6006.2928 | 0.01078%
2028 | 449 | 449-16R | Tier-3 | Tier-3---15 | 5--4 | 61 | 100% | 266.6482 | 83.41% | 16.04% | 0.5501% | 11.0087 | 0 | 0 | 11.0087 | 0 | 9.5563 | 0.45149 | 21.1663 | 9.5563 | 0.45149 | 21.1663 | 11.1714 | 0.52779 | 21.1663 | 4.129% | 0.23738 | 0.22563 | 1123.2928 | 151.839 | 170.3603 | 801.0935 | 1133.0005 | 0 | 0 | 1133.0005 | 0.002311%
2028 | 449 | 449-683 | Tier-3 | Tier-3---18 | 5--3 | 37 | 100% | 130.3299 | 84.46% | 14.85% | 0.6893% | 5.4491 | 0 | 0 | 5.4491 | 0 | 4.7302 | 0.27385 | 17.2726 | 4.7302 | 0.27385 | 17.2726 | 5.5296 | 0.32014 | 17.2726 | 4.181% | 0.34581 | 0.32869 | 376.8856 | 45.4714 | 46.4516 | 284.9627 | 379.9349 | 0 | 0 | 379.9349 | 0.001144%
2028 | 449 | 449-693R | Tier-3 | Tier-3---9 | 5--5 | 115 | 100% | 869.7515 | 92.74% | 6.815% | 0.4405% | 39.9289 | 0 | 0 | 39.9289 | 0 | 34.6609 | 0.85117 | 40.7217 | 34.6609 | 0.85117 | 40.7217 | 40.519 | 0.99502 | 40.7217 | 4.591% | 0.26107 | 0.24815 | 3331.4725 | 480.9166 | 218.7859 | 2631.7699 | 3344.0608 | 0 | 0 | 3344.0608 | 0.008381%
2028 | 449 | 449-6R | Tier-3 | Tier-3---14 | 5--4 | 265 | 100% | 487.7509 | 79.3% | 20.07% | 0.6273% | 19.1465 | 0 | 0 | 19.1465 | 0 | 16.6204 | 1.9614 | 8.4738 | 16.6204 | 1.9614 | 8.4738 | 19.4294 | 2.2929 | 8.4738 | 3.925% | 0.24779 | 0.23552 | 1968.4202 | 236.5464 | 397.0448 | 1334.829 | 1989.6378 | 0 | 0 | 1989.6378 | 0.004019%
2028 | 450 | 450-1850 | Tier-2 | Tier-2---13 | 4--3 | 80 | 100% | 42.3233 | 80.24% | 18.63% | 1.138% | 1.681 | 0 | 0 | 1.681 | 0 | 1.4592 | 0.59212 | 2.4644 | 1.4592 | 0.59212 | 2.4644 | 1.7058 | 0.69219 | 2.4644 | 3.972% | 0.073712 | 0.070064 | 574.1677 | 75.9334 | 104.2813 | 393.953 | 580.0772 | 0 | 0 | 580.0772 | 0.0003528%
2028 | 450 | 450-1851F | Tier-2 | Tier-2---3 | 5--5 | 586 | 100% | 915.4961 | 93.2% | 6.334% | 0.4614% | 42.2374 | 0 | 0 | 42.2374 | 0 | 36.6649 | 4.3372 | 8.4535 | 36.6649 | 4.3372 | 8.4535 | 42.8616 | 5.0703 | 8.4535 | 4.614% | 0.099477 | 0.094553 | 9203.0933 | 2582.2914 | 565.9601 | 6054.8418 | 9235.6635 | 0 | 0 | 9235.6635 | 0.008866%
2028 | 450 | 450-1853F | Tier-2 | Tier-2---10 | 4--4 | 132 | 100% | 133.4424 | 58.04% | 41.41% | 0.5447% | 3.8339 | 0 | 0 | 3.8339 | 0 | 3.3281 | 0.97699 | 3.4065 | 3.3281 | 0.97699 | 3.4065 | 3.8906 | 1.1421 | 3.4065 | 2.873% | 0.075291 | 0.071564 | 1772.351 | 169.5911 | 681.6123 | 921.1476 | 1811.0782 | 0 | 0 | 1811.0782 | 0.0008047%
2028 | 450 | 450-1854 | Tier-2 | Tier-2---9 | 4--4 | 171 | 100% | 167.8113 | 68.69% | 30.5% | 0.8174% | 5.7056 | 0 | 0 | 5.7056 | 0 | 4.9529 | 1.2656 | 3.9133 | 4.9529 | 1.2656 | 3.9133 | 5.79 | 1.4796 | 3.9133 | 3.4% | 0.079085 | 0.07517 | 2121.91 | 277.0369 | 611.709 | 1233.1641 | 2156.5118 | 0 | 0 | 2156.5118 | 0.001198%
2028 | 450 | 450-50R | Tier-2 | Tier-2---11 | 4--4 | 6 | 100% | 377.7999 | 6.265% | 93.65% | 0.08234% | 1.1716 | 0 | 0 | 1.1716 | 0 | 1.017 | 0.044409 | 22.9006 | 1.017 | 0.044409 | 22.9006 | 1.1889 | 0.051914 | 22.9006 | 0.3101% | 0.071801 | 0.068247 | 5261.778 | 61.1615 | 4507.3206 | 693.2959 | 5518.6336 | 0 | 0 | 5518.6336 | 0.0002459%
2028 | 452 | 452-1403 | Tier-2 | Tier-2---15 | 1--5 | 11 | 100% | 16.9711 | 99.17% | 0% | 0.8269% | 0.83313 | 0 | 0 | 0.83313 | 0 | 0.72321 | 0.081416 | 8.8829 | 0.72321 | 0.081416 | 8.8829 | 0.84544 | 0.095176 | 8.8829 | 4.909% | 0.0007938 | 0.00075451 | 21379.6258 | 3471.6579 | 162.5094 | 17745.4585 | 21388.8328 | 0 | 0 | 21388.8328 | 0.0001749%
2028 | 452 | 452-1404F | Tier-2 | Tier-2---12 | 1--5 | 5 | 100% | 78.1615 | 99.25% | 0% | 0.7504% | 3.84 | 0 | 0 | 3.84 | 0 | 3.3333 | 0.037007 | 90.0726 | 3.3333 | 0.037007 | 90.0726 | 3.8967 | 0.043262 | 90.0726 | 4.913% | 0.0036434 | 0.0034631 | 21452.8882 | 5121.8123 | 152.3056 | 16178.7703 | 21461.2717 | 0 | 0 | 21461.2717 | 0.000806%
2028 | 452 | 452-1405 | Tier-2 | Tier-2---15 | 1--5 | 15 | 100% | 24.9262 | 98.86% | 0% | 1.141% | 1.2198 | 0 | 0 | 1.2198 | 0 | 1.0588 | 0.11102 | 9.5372 | 1.0588 | 0.11102 | 9.5372 | 1.2378 | 0.12979 | 9.5372 | 4.894% | 0.001513 | 0.0014381 | 16474.6859 | 3100.6815 | 174.1987 | 13199.8057 | 16484.4765 | 0 | 0 | 16484.4765 | 0.000256%
2028 | 452 | 452-38AE | Tier-2 | Tier-2---4 | 2--5 | 373 | 100% | 306.0513 | 99.41% | 0% | 0.595% | 15.0594 | 0 | 0 | 15.0594 | 0 | 13.0725 | 2.7607 | 4.7352 | 13.0725 | 2.7607 | 4.7352 | 15.282 | 3.2273 | 4.7352 | 4.921% | 0.011395 | 0.010831 | 26857.9154 | 5689.4503 | 153.4079 | 21015.0572 | 26866.2375 | 0 | 0 | 26866.2375 | 0.003161%
2028 | 454 | 454-1814 | Tier-2 | Tier-2---20 | 4--2 | 52 | 100% | 7.1232 | 85.18% | 13.84% | 0.9794% | 0.30033 | 0 | 0 | 0.30033 | 0 | 0.2607 | 0.38488 | 0.67737 | 0.2607 | 0.38488 | 0.67737 | 0.30477 | 0.44992 | 0.67737 | 4.216% | 0.072066 | 0.068499 | 98.8421 | 13.8906 | 13.4536 | 71.498 | 99.6051 | 0 | 0 | 99.6051 | 6.304e-05%
2028 | 454 | 454-48F | Tier-2 | Tier-2---4 | 4--5 | 277 | 100% | 395.265 | 97.43% | 2.166% | 0.3994% | 19.0636 | 0 | 0 | 19.0636 | 0 | 16.5484 | 2.0502 | 8.0716 | 16.5484 | 2.0502 | 8.0716 | 19.3453 | 2.3967 | 8.0716 | 4.823% | 0.085487 | 0.081255 | 4623.6959 | 1485.502 | 103.1361 | 3035.0579 | 4629.8744 | 0 | 0 | 4629.8744 | 0.004001%
2028 | 463 | 463-1136F | Tier-2 | Tier-2---18 | 4--2 | 1 | 100% | 16.8212 | 86.42% | 11.45% | 2.121% | 0.71961 | 0 | 0 | 0.71961 | 0 | 0.62467 | 0.0074014 | 84.3985 | 0.62467 | 0.0074014 | 84.3985 | 0.73025 | 0.0086524 | 84.3985 | 4.278% | 0.060434 | 0.057442 | 278.3405 | 39.3529 | 30.6582 | 208.3293 | 280.3083 | 0 | 0 | 280.3083 | 0.000151%
2028 | 463 | 463-1229 | Tier-2 | Tier-2---9 | 5--4 | 49 | 100% | 220.9596 | 94% | 3.511% | 2.487% | 10.2815 | 0 | 0 | 10.2815 | 0 | 8.925 | 0.36267 | 24.6092 | 8.925 | 0.36267 | 24.6092 | 10.4335 | 0.42397 | 24.6092 | 4.653% | 0.096723 | 0.091935 | 2284.4628 | 504.7537 | 115.6932 | 1664.0158 | 2291.5979 | 0 | 0 | 2291.5979 | 0.002158%
2028 | 470 | 470-40AE | Tier-2 | Tier-2---4 | 4--5 | 443 | 100% | 675.3424 | 87.26% | 12.19% | 0.553% | 29.1697 | 0 | 0 | 29.1697 | 0 | 25.3212 | 3.2788 | 7.7226 | 25.3212 | 3.2788 | 7.7226 | 29.6008 | 3.833 | 7.7226 | 4.319% | 0.091034 | 0.086528 | 7418.573 | 1155.6027 | 850.5498 | 5412.4205 | 7467.8024 | 0 | 0 | 7467.8024 | 0.006123%
2028 | 470 | 470-47R | Tier-3 | Tier-3---2 | 5--5 | 878 | 100% | 2012.6027 | 94.87% | 4.37% | 0.7559% | 94.5174 | 0 | 0 | 94.5174 | 0 | 82.0473 | 6.4985 | 12.6256 | 82.0473 | 6.4985 | 12.6256 | 95.9142 | 7.5968 | 12.6256 | 4.696% | 0.16225 | 0.15422 | 12404.0406 | 2097.9829 | 564.7309 | 9741.3268 | 12437.1512 | 0 | 0 | 12437.1512 | 0.01984%
2028 | 471 | 471-36F | Tier-2 | Tier-2---4 | 4--5 | 108 | 100% | 570.7201 | 63.27% | 36.3% | 0.4365% | 17.8733 | 0 | 0 | 17.8733 | 0 | 15.5152 | 0.79936 | 19.4097 | 15.5152 | 0.79936 | 19.4097 | 18.1375 | 0.93446 | 19.4097 | 3.132% | 0.093079 | 0.088471 | 6131.5794 | 664.7661 | 2054.2802 | 3412.5332 | 6248.875 | 0 | 0 | 6248.875 | 0.003752%
2028 | 500 | 500-1531 | Tier-2 | Tier-2---10 | 4--4 | 14 | 100% | 642.8265 | 4.579% | 95.33% | 0.095% | 1.4571 | 0 | 0 | 1.4571 | 0 | 1.2648 | 0.10362 | 12.2063 | 1.2648 | 0.10362 | 12.2063 | 1.4786 | 0.12113 | 12.2063 | 0.2267% | 0.071178 | 0.067654 | 9031.2778 | 80.4341 | 7853.8811 | 1096.9626 | 9480.0707 | 0 | 0 | 9480.0707 | 0.0003058%
2028 | 501 | 501-786 | Tier-2 | Tier-2---14 | 2--5 | 192 | 100% | 41.2155 | 98.22% | 0% | 1.777% | 2.0039 | 0 | 0 | 2.0039 | 0 | 1.7395 | 1.4211 | 1.2241 | 1.7395 | 1.4211 | 1.2241 | 2.0335 | 1.6613 | 1.2241 | 4.862% | 0.0050324 | 0.0047833 | 8190.019 | 1322.239 | 139.0981 | 6728.6818 | 8197.5989 | 0 | 0 | 8197.5989 | 0.0004206%
2028 | 504 | 504-2501R | Tier-2 | Tier-2---9 | 3--5 | 82 | 100% | 152.2062 | 97.69% | 0% | 2.311% | 7.3601 | 0 | 0 | 7.3601 | 0 | 6.389 | 0.60692 | 10.527 | 6.389 | 0.60692 | 10.527 | 7.4688 | 0.70949 | 10.527 | 4.836% | 0.021593 | 0.020524 | 7048.9974 | 1058.3908 | 620.2842 | 5370.3225 | 7057.4821 | 0 | 0 | 7057.4821 | 0.001545%
2028 | 520 | 520-1045R | Tier-2 | Tier-2---5 | 5--4 | 1001 | 100% | 596.734 | 87.03% | 12.08% | 0.8955% | 25.7068 | 0 | 0 | 25.7068 | 0 | 22.3152 | 7.4088 | 3.012 | 22.3152 | 7.4088 | 3.012 | 26.0867 | 8.661 | 3.012 | 4.308% | 0.26824 | 0.25496 | 2224.662 | 286.7109 | 250.5356 | 1687.4154 | 2239.6901 | 0 | 0 | 2239.6901 | 0.005396%
2028 | 520 | 520-10R | Tier-2 | Tier-2---7 | 4--5 | 437 | 100% | 296.4545 | 90.13% | 8.578% | 1.296% | 13.2256 | 0 | 0 | 13.2256 | 0 | 11.4807 | 3.2344 | 3.5495 | 11.4807 | 3.2344 | 3.5495 | 13.421 | 3.7811 | 3.5495 | 4.461% | 0.046043 | 0.043764 | 6438.5886 | 1240.5174 | 702.7495 | 4495.3216 | 6471.6962 | 0 | 0 | 6471.6962 | 0.002776%
2028 | 520 | 520-1489R | Tier-2 | Tier-2---8 | 5--5 | 1143 | 100% | 662.1633 | 87.36% | 10.91% | 1.733% | 28.6339 | 0 | 0 | 28.6339 | 0 | 24.8561 | 8.4599 | 2.9381 | 24.8561 | 8.4599 | 2.9381 | 29.0571 | 9.8897 | 2.9381 | 4.324% | 0.13822 | 0.13138 | 4790.7448 | 574.961 | 546.3603 | 3669.4236 | 4822.2817 | 0 | 0 | 4822.2817 | 0.00601%
2028 | 520 | 520-1509R | Tier-2 | Tier-2---5 | 5--4 | 1286 | 100% | 868.9578 | 72.04% | 26.87% | 1.095% | 30.9848 | 0 | 0 | 30.9848 | 0 | 26.8968 | 9.5183 | 2.8258 | 26.8968 | 9.5183 | 2.8258 | 31.4427 | 11.127 | 2.8258 | 3.566% | 0.28561 | 0.27147 | 3042.4946 | 331.9166 | 761.5633 | 1949.0147 | 3086.8039 | 0 | 0 | 3086.8039 | 0.006504%
2028 | 520 | 520-1525R | Tier-2 | Tier-2---8 | 5--5 | 482 | 100% | 360.0635 | 92.4% | 6.369% | 1.229% | 16.469 | 0 | 0 | 16.469 | 0 | 14.2962 | 3.5675 | 4.0073 | 14.2962 | 3.5675 | 4.0073 | 16.7124 | 4.1704 | 4.0073 | 4.574% | 0.099044 | 0.094141 | 3635.4035 | 686.7062 | 313.6705 | 2635.0268 | 3649.7874 | 0 | 0 | 3649.7874 | 0.003457%
2028 | 520 | 520-1527R | Tier-3 | Tier-3---7 | 5--5 | 848 | 100% | 1151.6571 | 81.16% | 18.23% | 0.6117% | 46.2645 | 0 | 0 | 46.2645 | 0 | 40.1606 | 6.2764 | 6.3986 | 40.1606 | 6.2764 | 6.3986 | 46.9482 | 7.3372 | 6.3986 | 4.017% | 0.27105 | 0.25763 | 4248.9299 | 642.1047 | 732.0594 | 2874.7658 | 4290.6273 | 0 | 0 | 4290.6273 | 0.009711%
2028 | 520 | 520-1902R | Tier-2 | Tier-2---9 | 4--4 | 593 | 100% | 295.4783 | 43.89% | 53.74% | 2.376% | 6.4191 | 0 | 0 | 6.4191 | 0 | 5.5722 | 4.3891 | 1.2696 | 5.5722 | 4.3891 | 1.2696 | 6.514 | 5.1309 | 1.2696 | 2.172% | 0.058932 | 0.056015 | 5013.9026 | 463.7784 | 2584.0113 | 1966.1129 | 5160.4189 | 0 | 0 | 5160.4189 | 0.001347%
2028 | 520 | 520-1904 | Tier-3 | Tier-3---13 | 4--5 | 496 | 100% | 381.2363 | 81.21% | 17.45% | 1.344% | 15.3248 | 0 | 0 | 15.3248 | 0 | 13.3029 | 3.6711 | 3.6237 | 13.3029 | 3.6711 | 3.6237 | 15.5512 | 4.2916 | 3.6237 | 4.02% | 0.05278 | 0.050167 | 7223.1755 | 1024.2251 | 1263.1331 | 4935.8173 | 7293.8681 | 0 | 0 | 7293.8681 | 0.003217%
2028 | 520 | 520-1936 | Tier-3 | Tier-3---20 | 1--5 | 2 | 100% | 9.5502 | 98.52% | 0% | 1.483% | 0.46573 | 0 | 0 | 0.46573 | 0 | 0.40428 | 0.014803 | 27.311 | 0.40428 | 0.014803 | 27.311 | 0.47261 | 0.017305 | 27.311 | 4.877% | 0.0006668 | 0.00063379 | 14322.462 | 2227.417 | 192.8863 | 11902.1586 | 14333.5202 | 0 | 0 | 14333.5202 | 9.776e-05%
2028 | 520 | 520-22R | Tier-2 | Tier-2---14 | 4--4 | 188 | 100% | 116.9083 | 45.37% | 53.02% | 1.617% | 2.6254 | 0 | 0 | 2.6254 | 0 | 2.279 | 1.3915 | 1.6379 | 2.279 | 1.3915 | 1.6379 | 2.6642 | 1.6266 | 1.6379 | 2.246% | 0.036011 | 0.034228 | 3246.4956 | 310.4275 | 1853.8749 | 1082.1932 | 3338.8629 | 0 | 0 | 3338.8629 | 0.0005511%
2028 | 520 | 520-35R | Tier-3 | Tier-3---9 | 5--5 | 1385 | 100% | 985.3264 | 82.6% | 16.44% | 0.9544% | 40.2894 | 0 | 0 | 40.2894 | 0 | 34.9738 | 10.251 | 3.4117 | 34.9738 | 10.251 | 3.4117 | 40.8848 | 11.9835 | 3.4117 | 4.089% | 0.28544 | 0.27131 | 3451.9467 | 462.7417 | 537.5528 | 2451.6522 | 3483.2179 | 0 | 0 | 3483.2179 | 0.008457%
2028 | 520 | 520-45 | Tier-2 | Tier-2---8 | 5--5 | 640 | 100% | 455.0819 | 89.33% | 9.369% | 1.306% | 20.122 | 0 | 0 | 20.122 | 0 | 17.4672 | 4.7369 | 3.6875 | 17.4672 | 4.7369 | 3.6875 | 20.4194 | 5.5375 | 3.6875 | 4.422% | 0.10446 | 0.099291 | 4356.4514 | 530.4104 | 403.5927 | 3422.4483 | 4380.6683 | 0 | 0 | 4380.6683 | 0.004224%
2028 | 521 | 521-14R | Tier-3 | Tier-3---5 | 5--5 | 932 | 100% | 1719.0003 | 78.65% | 20.86% | 0.4907% | 66.9215 | 0 | 0 | 66.9215 | 0 | 58.0922 | 6.8981 | 8.4214 | 58.0922 | 6.8981 | 8.4214 | 67.9105 | 8.064 | 8.4214 | 3.893% | 0.27097 | 0.25755 | 6343.9843 | 812.9811 | 1238.2176 | 4292.7856 | 6414.5291 | 0 | 0 | 6414.5291 | 0.01405%
2028 | 521 | 521-1819R | Tier-2 | Tier-2---9 | 4--5 | 448 | 100% | 223.8855 | 62.17% | 36.25% | 1.574% | 6.8901 | 0 | 0 | 6.8901 | 0 | 5.9811 | 3.3158 | 1.8038 | 5.9811 | 3.3158 | 1.8038 | 6.9919 | 3.8763 | 1.8038 | 3.078% | 0.043667 | 0.041505 | 5127.1322 | 737.124 | 1856.4943 | 2533.514 | 5228.1367 | 0 | 0 | 5228.1367 | 0.001446%
2028 | 521 | 521-1856R | Tier-3 | Tier-3---6 | 5--5 | 973 | 100% | 1212.5663 | 84.9% | 14.39% | 0.7143% | 50.9587 | 0 | 0 | 50.9587 | 0 | 44.2355 | 7.2016 | 6.1425 | 44.2355 | 7.2016 | 6.1425 | 51.7118 | 8.4188 | 6.1425 | 4.203% | 0.15411 | 0.14648 | 7868.3195 | 1087.4875 | 1070.4078 | 5710.4242 | 7930.1938 | 0 | 0 | 7930.1938 | 0.0107%
2028 | 521 | 521-18R | Tier-3 | Tier-3---6 | 4--5 | 734 | 100% | 1129.9866 | 95.19% | 4.09% | 0.7206% | 53.2437 | 0 | 0 | 53.2437 | 0 | 46.219 | 5.4327 | 8.5076 | 46.219 | 5.4327 | 8.5076 | 54.0305 | 6.3508 | 8.5076 | 4.712% | 0.071321 | 0.067791 | 15843.6289 | 2470.7432 | 733.9331 | 12638.9526 | 15883.3193 | 0 | 0 | 15883.3193 | 0.01118%
2028 | 521 | 521-27R | Tier-2 | Tier-2---3 | 4--5 | 900 | 100% | 810.4848 | 91.73% | 7.398% | 0.8745% | 36.8002 | 0 | 0 | 36.8002 | 0 | 31.945 | 6.6613 | 4.7956 | 31.945 | 6.6613 | 4.7956 | 37.3441 | 7.7871 | 4.7956 | 4.541% | 0.063668 | 0.060516 | 12729.941 | 2154.4423 | 1058.961 | 9516.5377 | 12784.7821 | 0 | 0 | 12784.7821 | 0.007724%
2028 | 521 | 521-32R | Tier-3 | Tier-3---4 | 5--5 | 673 | 100% | 1448.9015 | 94.87% | 4.661% | 0.4687% | 68.0413 | 0 | 0 | 68.0413 | 0 | 59.0642 | 4.9812 | 11.8575 | 59.0642 | 4.9812 | 11.8575 | 69.0468 | 5.823 | 11.8575 | 4.696% | 0.14844 | 0.14109 | 9761.0273 | 1631.7912 | 451.6127 | 7677.6235 | 9787.1056 | 0 | 0 | 9787.1056 | 0.01428%
2028 | 521 | 521-700R | Tier-2 | Tier-2---3 | 4--5 | 1600 | 100% | 1225.9943 | 93.19% | 6.054% | 0.7541% | 56.5552 | 0 | 0 | 56.5552 | 0 | 49.0936 | 11.8423 | 4.1456 | 49.0936 | 11.8423 | 4.1456 | 57.391 | 13.8438 | 4.1456 | 4.613% | 0.074421 | 0.070737 | 16473.8564 | 2889.9121 | 1156.3836 | 12427.5607 | 16532.2631 | 0 | 0 | 16532.2631 | 0.01187%
2028 | 522 | 522-34 | Tier-2 | Tier-2---16 | 4--3 | 93 | 100% | 77.0016 | 18.51% | 79.83% | 1.663% | 0.70537 | 0 | 0 | 0.70537 | 0 | 0.61231 | 0.68833 | 0.88955 | 0.61231 | 0.68833 | 0.88955 | 0.71579 | 0.80467 | 0.88955 | 0.916% | 0.030009 | 0.028524 | 2565.9512 | 64.6552 | 2012.714 | 488.582 | 2674.851 | 0 | 0 | 2674.851 | 0.0001481%
2028 | 522 | 522-36 | Tier-2 | Tier-2---16 | 4--3 | 79 | 100% | 95.5847 | 7.342% | 91.11% | 1.546% | 0.34738 | 0 | 0 | 0.34738 | 0 | 0.30154 | 0.58471 | 0.51571 | 0.30154 | 0.58471 | 0.51571 | 0.35251 | 0.68354 | 0.51571 | 0.3634% | 0.031092 | 0.029553 | 3074.2923 | 36.1538 | 2591.8703 | 446.2683 | 3222.6404 | 0 | 0 | 3222.6404 | 7.291e-05%
2028 | 522 | 522-38R | Tier-2 | Tier-2---6 | 4--5 | 1898 | 100% | 1016.2869 | 80.7% | 18.11% | 1.19% | 40.5981 | 0 | 0 | 40.5981 | 0 | 35.2418 | 14.0479 | 2.5087 | 35.2418 | 14.0479 | 2.5087 | 41.1981 | 16.4222 | 2.5087 | 3.995% | 0.088602 | 0.084216 | 11470.2225 | 2251.3608 | 2088.2887 | 7130.573 | 11585.4977 | 0 | 0 | 11585.4977 | 0.008522%
2028 | 523 | 523-31AE | Tier-2 | Tier-2---14 | 4--4 | 230 | 100% | 275.1089 | 4.221% | 94.59% | 1.185% | 0.57475 | 0 | 0 | 0.57475 | 0 | 0.49892 | 1.7023 | 0.29308 | 0.49892 | 1.7023 | 0.29308 | 0.58324 | 1.99 | 0.29308 | 0.2089% | 0.037419 | 0.035567 | 7352.039 | 68.2792 | 6334.1642 | 949.5956 | 7718.7579 | 0 | 0 | 7718.7579 | 0.0001206%
2028 | 524 | 524-1782F | Tier-3 | Tier-3---10 | 4--5 | 486 | 100% | 681.1238 | 98.24% | 0.8976% | 0.8607% | 33.1228 | 0 | 0 | 33.1228 | 0 | 28.7528 | 3.5971 | 7.9933 | 28.7528 | 3.5971 | 7.9933 | 33.6123 | 4.2051 | 7.9933 | 4.863% | 0.040404 | 0.038404 | 16857.9136 | 3235.0894 | 389.5202 | 13233.3041 | 16873.3501 | 0 | 0 | 16873.3501 | 0.006953%
2028 | 524 | 524-27R | Tier-3 | Tier-3---4 | 4--5 | 935 | 100% | 1282.5738 | 98.01% | 1.22% | 0.7702% | 62.2241 | 0 | 0 | 62.2241 | 0 | 54.0146 | 6.9204 | 7.8052 | 54.0146 | 6.9204 | 7.8052 | 63.1437 | 8.09 | 7.8052 | 4.852% | 0.060207 | 0.057227 | 21302.6656 | 4149.5256 | 661.6102 | 16491.5299 | 21324.7409 | 0 | 0 | 21324.7409 | 0.01306%
2028 | 524 | 524-46R | Tier-3 | Tier-3---4 | 5--5 | 638 | 100% | 1602.1034 | 91.53% | 7.997% | 0.4775% | 72.5837 | 0 | 0 | 72.5837 | 0 | 63.0074 | 4.7221 | 13.343 | 63.0074 | 4.7221 | 13.343 | 73.6563 | 5.5202 | 13.343 | 4.531% | 0.18916 | 0.17979 | 8469.7554 | 1511.9887 | 676.5843 | 6281.1824 | 8507.1343 | 0 | 0 | 8507.1343 | 0.01524%
2028 | 524 | 524-50R | Tier-3 | Tier-3---7 | 5--5 | 525 | 100% | 1190.6418 | 87% | 12.41% | 0.5904% | 51.273 | 0 | 0 | 51.273 | 0 | 44.5083 | 3.8858 | 11.4542 | 44.5083 | 3.8858 | 11.4542 | 52.0307 | 4.5425 | 11.4542 | 4.306% | 0.18313 | 0.17407 | 6501.4644 | 979.7439 | 766.6075 | 4755.113 | 6545.4915 | 0 | 0 | 6545.4915 | 0.01076%
2028 | 524 | 524-69R | Tier-3 | Tier-3---1 | 5--5 | 1862 | 100% | 4619.0742 | 91.74% | 7.782% | 0.477% | 209.7609 | 0 | 0 | 209.7609 | 0 | 182.0861 | 13.7815 | 13.2124 | 182.0861 | 13.7815 | 13.2124 | 212.8608 | 16.1107 | 13.2124 | 4.541% | 0.27264 | 0.25914 | 16942.2754 | 2594.1012 | 1293.4919 | 13054.6823 | 17015.1442 | 0 | 0 | 17015.1442 | 0.04403%
2028 | 540 | 540-241R | Tier-2 | Tier-2---9 | 4--5 | 61 | 100% | 346.6156 | 24.2% | 75.62% | 0.1791% | 4.1527 | 0 | 0 | 4.1527 | 0 | 3.6048 | 0.45149 | 7.9843 | 3.6048 | 0.45149 | 7.9843 | 4.2141 | 0.52779 | 7.9843 | 1.198% | 0.047942 | 0.045568 | 7229.9557 | 274.5689 | 5138.5463 | 1816.8405 | 7515.3456 | 0 | 0 | 7515.3456 | 0.0008717%
2028 | 583 | 583-318F | Tier-1 | Non-HFTD---4 | 2--5 | 3 | 100% | 30.8265 | 97.26% | 0% | 2.742% | 1.4841 | 0 | 0 | 1.4841 | 0 | 1.2883 | 0.022204 | 58.0187 | 1.2883 | 0.022204 | 58.0187 | 1.506 | 0.025957 | 58.0187 | 4.814% | 0.0076984 | 0.0073173 | 4004.2782 | 928.2214 | 99.7499 | 2976.3069 | 4009.9969 | 0 | 0 | 4009.9969 | 0.0003115%
2028 | 591 | 591-1594R | Tier-2 | Tier-2---12 | 4--4 | 14 | 100% | 96.6888 | 80.68% | 17.2% | 2.123% | 3.8614 | 0 | 0 | 3.8614 | 0 | 3.352 | 0.10362 | 32.3484 | 3.352 | 0.10362 | 32.3484 | 3.9185 | 0.12113 | 32.3484 | 3.994% | 0.047196 | 0.04486 | 2048.6739 | 331.857 | 357.6365 | 1359.1804 | 2069.2869 | 0 | 0 | 2069.2869 | 0.0008105%
2028 | 594 | 594-1379F | Tier-2 | Tier-2---17 | 1--5 | 39 | 100% | 10.6264 | 97.33% | 0% | 2.675% | 0.51194 | 0 | 0 | 0.51194 | 0 | 0.44439 | 0.28866 | 1.5395 | 0.44439 | 0.28866 | 1.5395 | 0.5195 | 0.33744 | 1.5395 | 4.818% | 0.0021822 | 0.0020742 | 4869.5729 | 1396.0349 | 121.0441 | 3352.4938 | 4876.3565 | 0 | 0 | 4876.3565 | 0.0001075%
2028 | 597 | 597-595 | Tier-2 | Tier-2---1 | 5--5 | 1930 | 100% | 2598.8794 | 68.57% | 30.98% | 0.4453% | 88.2139 | 0 | 0 | 88.2139 | 0 | 76.5754 | 14.2848 | 5.3606 | 76.5754 | 14.2848 | 5.3606 | 89.5175 | 16.6991 | 5.3606 | 3.394% | 0.15307 | 0.14549 | 16978.8381 | 2723.3618 | 4869.9544 | 9385.5219 | 17256.733 | 0 | 0 | 17256.733 | 0.01852%
2028 | 599 | 599-19R | Tier-2 | Tier-2---1 | 5--5 | 2562 | 100% | 2814.0812 | 94.6% | 4.701% | 0.7012% | 131.7718 | 0 | 0 | 131.7718 | 0 | 114.3865 | 18.9625 | 6.0322 | 114.3865 | 18.9625 | 6.0322 | 133.7191 | 22.1674 | 6.0322 | 4.683% | 0.15161 | 0.14411 | 18560.9002 | 2880.2053 | 906.7756 | 14773.9194 | 18613.1195 | 0 | 0 | 18613.1195 | 0.02766%
2028 | 67 | 67-24R | Tier-3 | Tier-3---13 | 5--4 | 587 | 100% | 649.2908 | 74.83% | 23.84% | 1.334% | 24.0487 | 0 | 0 | 24.0487 | 0 | 20.8759 | 4.3446 | 4.805 | 20.8759 | 4.3446 | 4.805 | 24.4041 | 5.0789 | 4.805 | 3.704% | 0.2194 | 0.20854 | 2959.3576 | 336.0702 | 674.1995 | 1949.088 | 2998.1563 | 0 | 0 | 2998.1563 | 0.005048%
2028 | 67 | 67-34R | Tier-3 | Tier-3---11 | 5--5 | 1265 | 100% | 1084.2867 | 76.65% | 22.12% | 1.235% | 41.1379 | 0 | 0 | 41.1379 | 0 | 35.7104 | 9.3628 | 3.8141 | 35.7104 | 9.3628 | 3.8141 | 41.7459 | 10.9453 | 3.8141 | 3.794% | 0.24743 | 0.23519 | 4382.1248 | 535.8218 | 956.7681 | 2889.5349 | 4435.4199 | 0 | 0 | 4435.4199 | 0.008635%
2028 | 67 | 67-37R | Tier-3 | Tier-3---17 | 5--3 | 212 | 100% | 226.6286 | 65.58% | 32.17% | 2.242% | 7.3573 | 0 | 0 | 7.3573 | 0 | 6.3866 | 1.5691 | 4.0702 | 6.3866 | 1.5691 | 4.0702 | 7.466 | 1.8343 | 4.0702 | 3.246% | 0.20095 | 0.191 | 1127.7881 | 99.8375 | 351.0117 | 676.9389 | 1148.0014 | 0 | 0 | 1148.0014 | 0.001544%
2028 | 67 | 67-45R | Tier-3 | Tier-3---15 | 5--4 | 319 | 100% | 468.8847 | 75.51% | 23.11% | 1.372% | 17.5265 | 0 | 0 | 17.5265 | 0 | 15.2141 | 2.3611 | 6.4438 | 15.2141 | 2.3611 | 6.4438 | 17.7855 | 2.7601 | 6.4438 | 3.738% | 0.20887 | 0.19854 | 2244.8167 | 264.9489 | 495.8782 | 1483.9896 | 2273.443 | 0 | 0 | 2273.443 | 0.003679%
2028 | 73 | 73-1130R | Tier-3 | Tier-3---9 | 5--5 | 273 | 100% | 971.12 | 83.08% | 16.23% | 0.6878% | 39.9363 | 0 | 0 | 39.9363 | 0 | 34.6673 | 2.0206 | 17.157 | 34.6673 | 2.0206 | 17.157 | 40.5265 | 2.3621 | 17.157 | 4.112% | 0.2182 | 0.2074 | 4450.6448 | 608.0965 | 688.9858 | 3153.5625 | 4489.8651 | 0 | 0 | 4489.8651 | 0.008383%
2028 | 73 | 73-1163 | Tier-3 | Tier-3---4 | 5--5 | 800 | 100% | 1861.7789 | 88.41% | 11.22% | 0.3692% | 81.4778 | 0 | 0 | 81.4778 | 0 | 70.728 | 5.9212 | 11.945 | 70.728 | 5.9212 | 11.945 | 82.6818 | 6.9219 | 11.945 | 4.376% | 0.22506 | 0.21392 | 8272.2274 | 1229.0974 | 921.3142 | 6121.8157 | 8322.1532 | 0 | 0 | 8322.1532 | 0.0171%
2028 | 73 | 73-1164 | Tier-3 | Tier-3---13 | 5--4 | 258 | 100% | 263.7681 | 87.65% | 11.96% | 0.3908% | 11.4441 | 0 | 0 | 11.4441 | 0 | 9.9342 | 1.9096 | 5.2023 | 9.9342 | 1.9096 | 5.2023 | 11.6132 | 2.2323 | 5.2023 | 4.339% | 0.18614 | 0.17693 | 1417.02 | 198.6601 | 156.5468 | 1061.8131 | 1426.1334 | 0 | 0 | 1426.1334 | 0.002402%
2028 | 73 | 73-23R | Tier-3 | Tier-3---9 | 5--5 | 243 | 100% | 841.8786 | 89.4% | 10.02% | 0.5825% | 37.2536 | 0 | 0 | 37.2536 | 0 | 32.3385 | 1.7986 | 17.9803 | 32.3385 | 1.7986 | 17.9803 | 37.8041 | 2.1025 | 17.9803 | 4.425% | 0.21349 | 0.20292 | 3943.3878 | 597.9657 | 380.5291 | 2964.893 | 3965.1665 | 0 | 0 | 3965.1665 | 0.00782%
2028 | 73 | 73-678R | Tier-3 | Tier-3---5 | 5--5 | 537 | 100% | 1587.7071 | 88.98% | 10.47% | 0.5476% | 69.9321 | 0 | 0 | 69.9321 | 0 | 60.7056 | 3.9746 | 15.2735 | 60.7056 | 3.9746 | 15.2735 | 70.9656 | 4.6463 | 15.2735 | 4.405% | 0.23776 | 0.22599 | 6677.7947 | 1003.2668 | 681.1886 | 4993.3394 | 6716.1123 | 0 | 0 | 6716.1123 | 0.01468%
2028 | 73 | 73-683R | Tier-3 | Tier-3---7 | 5--5 | 483 | 100% | 1378.6065 | 89.65% | 9.845% | 0.5099% | 61.1747 | 0 | 0 | 61.1747 | 0 | 53.1036 | 3.5749 | 14.8546 | 53.1036 | 3.5749 | 14.8546 | 62.0788 | 4.1791 | 14.8546 | 4.437% | 0.22716 | 0.21591 | 6068.9321 | 866.1538 | 585.2944 | 4617.4838 | 6101.6595 | 0 | 0 | 6101.6595 | 0.01284%
2028 | 75 | 75-2258F | Tier-3 | Tier-3---21 | 2--2 | 1 | 100% | 4.3243 | 0% | 100% | 0% | 0 | 0 | 0 | 0 | 0 | 0 | 0.0074014 | 0 | 0 | 0.0074014 | 0 | 0 | 0.0086524 | 0 | 0% | 0.0051944 | 0.0049373 | 832.4969 | 1.4417 | 747.1872 | 83.868 | 875.8515 | 0 | 0 | 875.8515 | 0%
2028 | 75 | 75-2259F | Tier-3 | Tier-3---12 | 3--5 | 410 | 100% | 362.3539 | 98.06% | 1.201% | 0.7355% | 17.5891 | 0 | 0 | 17.5891 | 0 | 15.2685 | 3.0346 | 5.0315 | 15.2685 | 3.0346 | 5.0315 | 17.849 | 3.5475 | 5.0315 | 4.854% | 0.020337 | 0.019331 | 17817.1226 | 3618.9618 | 323.8838 | 13874.277 | 17835.0947 | 0 | 0 | 17835.0947 | 0.003692%
2028 | 75 | 75-32R | Tier-3 | Tier-3---13 | 3--5 | 206 | 100% | 196.1202 | 96.38% | 2.668% | 0.9512% | 9.3566 | 0 | 0 | 9.3566 | 0 | 8.1221 | 1.5247 | 5.327 | 8.1221 | 1.5247 | 5.327 | 9.4948 | 1.7824 | 5.327 | 4.771% | 0.014781 | 0.01405 | 13268.2222 | 2437.4241 | 453.4454 | 10377.3526 | 13293.2324 | 0 | 0 | 13293.2324 | 0.001964%
2028 | 75 | 75-41 | Tier-3 | Tier-3---13 | 3--5 | 93 | 100% | 232.3508 | 98.84% | 0.3675% | 0.788% | 11.3685 | 0 | 0 | 11.3685 | 0 | 9.8686 | 0.68833 | 14.3369 | 9.8686 | 0.68833 | 14.3369 | 11.5365 | 0.80467 | 14.3369 | 4.893% | 0.0163 | 0.015493 | 14254.8272 | 3156.0323 | 229.2614 | 10869.5335 | 14263.4051 | 0 | 0 | 14263.4051 | 0.002386%
2028 | 75 | 75-996R | Tier-2 | Tier-2---7 | 4--5 | 730 | 100% | 357.2986 | 95.33% | 2.61% | 2.061% | 16.8601 | 0 | 0 | 16.8601 | 0 | 14.6357 | 5.4031 | 2.7088 | 14.6357 | 5.4031 | 2.7088 | 17.1093 | 6.3162 | 2.7088 | 4.719% | 0.043997 | 0.041819 | 8120.9384 | 1655.5756 | 489.8744 | 5975.4884 | 8140.6943 | 0 | 0 | 8140.6943 | 0.003539%
2028 | 78 | 78-26R | Tier-3 | Tier-3---5 | 5--5 | 486 | 100% | 1506.352 | 86.4% | 13.31% | 0.287% | 64.4231 | 0 | 0 | 64.4231 | 0 | 55.9235 | 3.5971 | 15.5468 | 55.9235 | 3.5971 | 15.5468 | 65.3752 | 4.2051 | 15.5468 | 4.277% | 0.34567 | 0.32856 | 4357.7168 | 613.0091 | 539.1725 | 3205.5352 | 4388.5824 | 0 | 0 | 4388.5824 | 0.01352%
2028 | 78 | 78-782R | Tier-3 | Tier-3---7 | 5--5 | 34 | 100% | 610.0389 | 94.37% | 5.437% | 0.1919% | 28.4972 | 0 | 0 | 28.4972 | 0 | 24.7374 | 0.25165 | 98.3013 | 24.7374 | 0.25165 | 98.3013 | 28.9183 | 0.29418 | 98.3013 | 4.671% | 0.33808 | 0.32134 | 1804.4347 | 294.1768 | 90.6725 | 1419.5855 | 1809.7241 | 0 | 0 | 1809.7241 | 0.005982%
2028 | 788 | 788-34R | Tier-2 | Tier-2---6 | 5--5 | 551 | 100% | 1602.6496 | 68.44% | 30.89% | 0.6716% | 54.2931 | 0 | 0 | 54.2931 | 0 | 47.1299 | 4.0782 | 11.5566 | 47.1299 | 4.0782 | 11.5566 | 55.0954 | 4.7675 | 11.5566 | 3.388% | 0.12404 | 0.1179 | 12920.0508 | 2335.3392 | 3828.2096 | 6756.5021 | 13132.4116 | 0 | 0 | 13132.4116 | 0.0114%
2028 | 79 | 79-1215F | Tier-3 | Tier-3---18 | 5--3 | 17 | 100% | 33.4718 | 96.07% | 3.425% | 0.5103% | 1.5917 | 0 | 0 | 1.5917 | 0 | 1.3817 | 0.12582 | 10.9809 | 1.3817 | 0.12582 | 10.9809 | 1.6152 | 0.14709 | 10.9809 | 4.755% | 0.1831 | 0.17404 | 182.8036 | 27.7714 | 8.4859 | 146.5463 | 183.1782 | 0 | 0 | 183.1782 | 0.0003341%
2028 | 791 | 791-419F | Tier-2 | Tier-2---5 | 5--5 | 153 | 100% | 638.6863 | 61.95% | 37.46% | 0.5934% | 19.5851 | 0 | 0 | 19.5851 | 0 | 17.0012 | 1.1324 | 15.0131 | 17.0012 | 1.1324 | 15.0131 | 19.8746 | 1.3238 | 15.0131 | 3.066% | 0.11325 | 0.10765 | 5639.4744 | 649.4436 | 1934.52 | 3055.5108 | 5751.2271 | 0 | 0 | 5751.2271 | 0.004111%
2028 | 79 | 79-658R | Tier-3 | Tier-3---5 | 5--5 | 558 | 100% | 1583.1515 | 94.39% | 5.201% | 0.4074% | 73.9712 | 0 | 0 | 73.9712 | 0 | 64.2118 | 4.13 | 15.5476 | 64.2118 | 4.13 | 15.5476 | 75.0643 | 4.828 | 15.5476 | 4.672% | 0.46655 | 0.44346 | 3393.3013 | 536.1336 | 179.2959 | 2677.8718 | 3403.2117 | 0 | 0 | 3403.2117 | 0.01553%
2028 | 79 | 79-660R | Tier-3 | Tier-3---14 | 5--3 | 846 | 100% | 410.2866 | 87.38% | 11.28% | 1.342% | 17.7464 | 0 | 0 | 17.7464 | 0 | 15.405 | 6.2616 | 2.4602 | 15.405 | 6.2616 | 2.4602 | 18.0086 | 7.3199 | 2.4602 | 4.325% | 0.45747 | 0.43483 | 896.8574 | 100.1714 | 108.3483 | 688.3376 | 902.7512 | 0 | 0 | 902.7512 | 0.003725%
2028 | 79 | 79-668R | Tier-3 | Tier-3---15 | 5--3 | 565 | 100% | 744.6976 | 38.65% | 60.41% | 0.9336% | 14.2487 | 0 | 0 | 14.2487 | 0 | 12.3688 | 4.1818 | 2.9578 | 12.3688 | 4.1818 | 2.9578 | 14.4593 | 4.8886 | 2.9578 | 1.913% | 0.43999 | 0.41821 | 1692.5377 | 90.5162 | 925.3729 | 676.6485 | 1746.6107 | 0 | 0 | 1746.6107 | 0.002991%
2028 | 79 | 79-676R | Tier-3 | Tier-3---5 | 5--5 | 373 | 100% | 1054.6802 | 84.57% | 15.17% | 0.2582% | 44.1504 | 0 | 0 | 44.1504 | 0 | 38.3254 | 2.7607 | 13.8823 | 38.3254 | 2.7607 | 13.8823 | 44.8029 | 3.2273 | 13.8823 | 4.186% | 0.38409 | 0.36508 | 2745.9122 | 408.062 | 399.7376 | 1938.1127 | 2767.9795 | 0 | 0 | 2767.9795 | 0.009267%
2028 | 79 | 79-679R | Tier-3 | Tier-3---3 | 5--5 | 412 | 100% | 1892.052 | 89.49% | 10.28% | 0.2308% | 83.8134 | 0 | 0 | 83.8134 | 0 | 72.7555 | 3.0494 | 23.859 | 72.7555 | 3.0494 | 23.859 | 85.052 | 3.5648 | 23.859 | 4.43% | 0.3939 | 0.3744 | 4803.3522 | 735.2081 | 460.7879 | 3607.3562 | 4829.6424 | 0 | 0 | 4829.6424 | 0.01759%
2028 | 79 | 79-685R | Tier-3 | Tier-3---14 | 5--4 | 66 | 100% | 400.4276 | 96.08% | 3.359% | 0.5615% | 19.044 | 0 | 0 | 19.044 | 0 | 16.5315 | 0.4885 | 33.8416 | 16.5315 | 0.4885 | 33.8416 | 19.3255 | 0.57106 | 33.8416 | 4.756% | 0.43155 | 0.41019 | 927.8849 | 128.9201 | 31.6542 | 767.3106 | 929.7795 | 0 | 0 | 929.7795 | 0.003997%
2028 | 79 | 79-714R | Tier-3 | Tier-3---9 | 5--4 | 433 | 100% | 903.7514 | 77.92% | 21.67% | 0.4055% | 34.8589 | 0 | 0 | 34.8589 | 0 | 30.2598 | 3.2048 | 9.442 | 30.2598 | 3.2048 | 9.442 | 35.3741 | 3.7465 | 9.442 | 3.857% | 0.37772 | 0.35902 | 2392.6757 | 300.8376 | 478.1412 | 1613.6969 | 2420.1861 | 0 | 0 | 2420.1861 | 0.007317%
2028 | 79 | 79-785 | Tier-3 | Tier-3---3 | 5--5 | 933 | 100% | 2480.4804 | 78.86% | 20.81% | 0.3308% | 96.8251 | 0 | 0 | 96.8251 | 0 | 84.0505 | 6.9055 | 12.1714 | 84.0505 | 6.9055 | 12.1714 | 98.256 | 8.0727 | 12.1714 | 3.903% | 0.38023 | 0.36141 | 6523.6349 | 955.6486 | 1258.2917 | 4309.6946 | 6595.4614 | 0 | 0 | 6595.4614 | 0.02032%
2028 | 79 | 79-799R | Tier-3 | Tier-3---14 | 5--3 | 34 | 100% | 551.8926 | 84.52% | 14.8% | 0.6835% | 23.0887 | 0 | 0 | 23.0887 | 0 | 20.0425 | 0.25165 | 79.6446 | 20.0425 | 0.25165 | 79.6446 | 23.4299 | 0.29418 | 79.6446 | 4.184% | 0.77068 | 0.73253 | 716.1099 | 80.6305 | 98.909 | 536.5704 | 721.8843 | 0 | 0 | 721.8843 | 0.004846%
2028 | 79 | 79-808R | Tier-3 | Tier-3---3 | 5--5 | 415 | 100% | 2167.6529 | 93.07% | 6.627% | 0.3038% | 99.8623 | 0 | 0 | 99.8623 | 0 | 86.687 | 3.0716 | 28.2221 | 86.687 | 3.0716 | 28.2221 | 101.3381 | 3.5907 | 28.2221 | 4.607% | 0.44563 | 0.42357 | 4864.2458 | 733.0646 | 303.7151 | 3827.4661 | 4881.8025 | 0 | 0 | 4881.8025 | 0.02096%
2028 | 799 | 799-504R | Tier-2 | Tier-2---15 | 1--5 | 24 | 100% | 27.7948 | 96.8% | 0% | 3.201% | 1.3318 | 0 | 0 | 1.3318 | 0 | 1.1561 | 0.17763 | 6.5083 | 1.1561 | 0.17763 | 6.5083 | 1.3515 | 0.20766 | 6.5083 | 4.792% | 0.0046964 | 0.0044639 | 5918.3199 | 1511.7003 | 676.4165 | 3730.2032 | 5928.185 | 0 | 0 | 5928.185 | 0.0002795%
2028 | 835 | 835-10F | Tier-2 | Tier-2---19 | 1--4 | 62 | 100% | 3.5155 | 95.99% | 0% | 4.014% | 0.16703 | 0 | 0 | 0.16703 | 0 | 0.145 | 0.45889 | 0.31597 | 0.145 | 0.45889 | 0.31597 | 0.1695 | 0.53645 | 0.31597 | 4.751% | 0.0010446 | 0.00099289 | 3365.4208 | 527.6091 | 131.7666 | 2706.0451 | 3372.4555 | 0 | 0 | 3372.4555 | 3.506e-05%
2028 | 835 | 835-11F | Tier-2 | Tier-2---15 | 1--5 | 36 | 100% | 29.5331 | 98.28% | 0% | 1.716% | 1.4368 | 0 | 0 | 1.4368 | 0 | 1.2472 | 0.26645 | 4.6809 | 1.2472 | 0.26645 | 4.6809 | 1.458 | 0.31149 | 4.6809 | 4.865% | 0.0041866 | 0.0039794 | 7054.2016 | 1691.248 | 112.5867 | 5250.3669 | 7060.5075 | 0 | 0 | 7060.5075 | 0.0003016%
2028 | 835 | 835-35F | Tier-2 | Tier-2---19 | 1--5 | 9 | 100% | 1.702 | 96.24% | 0% | 3.761% | 0.081081 | 0 | 0 | 0.081081 | 0 | 0.070383 | 0.066613 | 1.0566 | 0.070383 | 0.066613 | 1.0566 | 0.082279 | 0.077871 | 1.0566 | 4.764% | 0.0003154 | 0.00029979 | 5396.3575 | 853.3516 | 185.8923 | 4357.1135 | 5406.9276 | 0 | 0 | 5406.9276 | 1.702e-05%
2028 | 840 | 840-308F | Tier-2 | Tier-2---13 | 4--4 | 13 | 100% | 43.5719 | 95.47% | 3.384% | 1.143% | 2.0592 | 0 | 0 | 2.0592 | 0 | 1.7875 | 0.096219 | 18.5775 | 1.7875 | 0.096219 | 18.5775 | 2.0896 | 0.11248 | 18.5775 | 4.726% | 0.063249 | 0.060118 | 688.8919 | 152.3879 | 26.757 | 509.7471 | 690.5159 | 0 | 0 | 690.5159 | 0.0004322%
2028 | 840 | 840-374 | Tier-2 | Tier-2---13 | 4--3 | 241 | 100% | 37.0531 | 79.48% | 17.21% | 3.315% | 1.4577 | 0 | 0 | 1.4577 | 0 | 1.2654 | 1.7837 | 0.70941 | 1.2654 | 1.7837 | 0.70941 | 1.4793 | 2.0852 | 0.70941 | 3.934% | 0.064007 | 0.060838 | 578.893 | 75.1815 | 95.4784 | 408.233 | 585.0798 | 0 | 0 | 585.0798 | 0.000306%
2028 | 855 | 855-46AE | Tier-2 | Tier-2---15 | 1--5 | 1 | 100% | 22.7812 | 99.05% | 0% | 0.9453% | 1.117 | 0 | 0 | 1.117 | 0 | 0.96964 | 0.0074014 | 131.0067 | 0.96964 | 0.0074014 | 131.0067 | 1.1335 | 0.0086524 | 131.0067 | 4.903% | 0.0010888 | 0.0010349 | 20923.2579 | 6163.1266 | 183.5454 | 14576.586 | 20933.5585 | 0 | 0 | 20933.5585 | 0.0002345%
2028 | 859 | 859-42R | Tier-2 | Tier-2---3 | 4--5 | 793 | 100% | 1138.7404 | 98.96% | 0% | 1.04% | 55.7813 | 0 | 0 | 55.7813 | 0 | 48.4218 | 5.8693 | 8.25 | 48.4218 | 5.8693 | 8.25 | 56.6057 | 6.8613 | 8.25 | 4.899% | 0.067132 | 0.063809 | 16962.7575 | 2757.3465 | 237.2903 | 13968.1207 | 16971.9461 | 0 | 0 | 16971.9461 | 0.01171%
2028 | 907 | 907-1562AE | Tier-3 | Tier-3---6 | 4--5 | 503 | 100% | 858.7853 | 77.1% | 22.57% | 0.3293% | 32.7744 | 0 | 0 | 32.7744 | 0 | 28.4503 | 3.7229 | 7.6419 | 28.4503 | 3.7229 | 7.6419 | 33.2588 | 4.3521 | 7.6419 | 3.816% | 0.054867 | 0.052151 | 15652.2427 | 2298.9356 | 3240.4011 | 10112.906 | 15838.9218 | 0 | 0 | 15838.9218 | 0.006879%
2028 | 907 | 907-1602 | Tier-3 | Tier-3---17 | 3--4 | 8 | 100% | 23.6904 | 85.8% | 13.77% | 0.4286% | 1.0061 | 0 | 0 | 1.0061 | 0 | 0.87338 | 0.059212 | 14.7501 | 0.87338 | 0.059212 | 14.7501 | 1.021 | 0.069219 | 14.7501 | 4.247% | 0.018131 | 0.017233 | 1306.6407 | 183.5641 | 147.0644 | 976.0122 | 1316.3056 | 0 | 0 | 1316.3056 | 0.0002112%
2028 | 907 | 907-1702R | Tier-3 | Tier-3---6 | 4--5 | 781 | 100% | 840.6328 | 97.1% | 2.481% | 0.4145% | 40.4066 | 0 | 0 | 40.4066 | 0 | 35.0756 | 5.7805 | 6.0679 | 35.0756 | 5.7805 | 6.0679 | 41.0038 | 6.7575 | 6.0679 | 4.807% | 0.061079 | 0.058055 | 13763.1312 | 2505.9528 | 366.7943 | 10890.3841 | 13783.8819 | 0 | 0 | 13783.8819 | 0.008481%
2028 | 907 | 907-1716R | Tier-3 | Tier-3---2 | 4--5 | 1809 | 100% | 2427.1827 | 91.21% | 8.47% | 0.3199% | 109.585 | 0 | 0 | 109.585 | 0 | 95.1269 | 13.3892 | 7.1047 | 95.1269 | 13.3892 | 7.1047 | 111.2044 | 15.6521 | 7.1047 | 4.515% | 0.088049 | 0.083691 | 27566.2098 | 5467.7784 | 2289.9071 | 19808.5244 | 27692.3953 | 0 | 0 | 27692.3953 | 0.023%
2028 | 907 | 907-2820R | Tier-3 | Tier-3---10 | 4--5 | 130 | 100% | 535.894 | 99.72% | 0.09292% | 0.1857% | 26.4528 | 0 | 0 | 26.4528 | 0 | 22.9628 | 0.96219 | 23.8652 | 22.9628 | 0.96219 | 23.8652 | 26.8438 | 1.1248 | 23.8652 | 4.936% | 0.082479 | 0.078396 | 6497.3542 | 1341.6962 | 16.6169 | 5139.0411 | 6498.2969 | 0 | 0 | 6498.2969 | 0.005552%
2028 | 908 | 908-1172R | Tier-2 | Tier-2---2 | 5--5 | 1320 | 100% | 1737.7755 | 85.15% | 14.43% | 0.419% | 73.2487 | 0 | 0 | 73.2487 | 0 | 63.5847 | 9.7699 | 6.5082 | 63.5847 | 9.7699 | 6.5082 | 74.3312 | 11.4211 | 6.5082 | 4.215% | 0.20692 | 0.19668 | 8398.1993 | 1379.7509 | 1146.2529 | 5872.1954 | 8463.133 | 0 | 0 | 8463.133 | 0.01537%
2028 | 908 | 908-1236 | Tier-2 | Tier-2---2 | 5--5 | 741 | 100% | 1117.3056 | 87.67% | 11.99% | 0.3416% | 48.4882 | 0 | 0 | 48.4882 | 0 | 42.0909 | 5.4845 | 7.6746 | 42.0909 | 5.4845 | 7.6746 | 49.2048 | 6.4114 | 7.6746 | 4.34% | 0.1877 | 0.17841 | 5952.6009 | 1091.9072 | 667.6574 | 4193.0363 | 5990.8188 | 0 | 0 | 5990.8188 | 0.01018%
2028 | 908 | 908-1368R | Tier-2 | Tier-2---5 | 5--5 | 1020 | 100% | 991.2216 | 79.39% | 19.4% | 1.209% | 38.9519 | 0 | 0 | 38.9519 | 0 | 33.8128 | 7.5495 | 4.4788 | 33.8128 | 7.5495 | 4.4788 | 39.5275 | 8.8254 | 4.4788 | 3.93% | 0.23644 | 0.22474 | 4192.2079 | 563.5001 | 776.6437 | 2852.0641 | 4237.2091 | 0 | 0 | 4237.2091 | 0.008176%
2028 | 908 | 908-1370R | Tier-2 | Tier-2---8 | 5--4 | 585 | 100% | 321.5186 | 63.48% | 35.24% | 1.285% | 10.1025 | 0 | 0 | 10.1025 | 0 | 8.7696 | 4.3298 | 2.0254 | 8.7696 | 4.3298 | 2.0254 | 10.2518 | 5.0616 | 2.0254 | 3.142% | 0.1878 | 0.17851 | 1711.9863 | 197.0075 | 569.379 | 945.5998 | 1744.5489 | 0 | 0 | 1744.5489 | 0.002121%
2028 | 908 | 908-1372R | Tier-2 | Tier-2---2 | 5--5 | 352 | 100% | 804.0275 | 84.01% | 15.68% | 0.3083% | 33.4346 | 0 | 0 | 33.4346 | 0 | 29.0234 | 2.6053 | 11.1401 | 29.0234 | 2.6053 | 11.1401 | 33.9287 | 3.0456 | 11.1401 | 4.158% | 0.17701 | 0.16825 | 4542.3486 | 816.5914 | 664.0711 | 3061.6861 | 4580.1787 | 0 | 0 | 4580.1787 | 0.007018%
2028 | 908 | 908-2038R | Tier-2 | Tier-2---1 | 5--5 | 1150 | 100% | 3761.7346 | 88.11% | 11.56% | 0.3295% | 164.0652 | 0 | 0 | 164.0652 | 0 | 142.4193 | 8.5117 | 16.7323 | 142.4193 | 8.5117 | 16.7323 | 166.4898 | 9.9502 | 16.7323 | 4.361% | 0.23053 | 0.21912 | 16317.5676 | 2905.2613 | 1774.9087 | 11637.3976 | 16418.6104 | 0 | 0 | 16418.6104 | 0.03444%
2028 | 908 | 908-2040 | Tier-2 | Tier-2---5 | 5--5 | 577 | 100% | 697.2725 | 58.64% | 40.83% | 0.5327% | 20.2401 | 0 | 0 | 20.2401 | 0 | 17.5698 | 4.2706 | 4.1141 | 17.5698 | 4.2706 | 4.1141 | 20.5392 | 4.9924 | 4.1141 | 2.903% | 0.17929 | 0.17042 | 3888.9985 | 484.676 | 1468.7466 | 1935.576 | 3972.762 | 0 | 0 | 3972.762 | 0.004248%
2028 | 908 | 908-2055F | Tier-3 | Tier-3---2 | 5--5 | 762 | 100% | 2141.2623 | 90.56% | 9.061% | 0.3753% | 95.9903 | 0 | 0 | 95.9903 | 0 | 83.3258 | 5.6399 | 14.7743 | 83.3258 | 5.6399 | 14.7743 | 97.4088 | 6.5931 | 14.7743 | 4.483% | 0.20355 | 0.19347 | 10519.7129 | 1841.0843 | 947.7804 | 7730.8482 | 10571.4113 | 0 | 0 | 10571.4113 | 0.02015%
2028 | 908 | 908-2062F | Tier-2 | Tier-2---16 | 5--2 | 9 | 100% | 16.6415 | 87.19% | 12.22% | 0.5909% | 0.7182 | 0 | 0 | 0.7182 | 0 | 0.62344 | 0.066613 | 9.3592 | 0.62344 | 0.066613 | 9.3592 | 0.72881 | 0.077871 | 9.3592 | 4.316% | 0.16054 | 0.1526 | 103.6572 | 14.5987 | 13.5444 | 75.5142 | 104.3489 | 0 | 0 | 104.3489 | 0.0001508%
2028 | 908 | 908-30 | Tier-2 | Tier-2---10 | 5--4 | 211 | 100% | 139.6838 | 79.37% | 19.74% | 0.8803% | 5.4882 | 0 | 0 | 5.4882 | 0 | 4.7642 | 1.5617 | 3.0506 | 4.7642 | 1.5617 | 3.0506 | 5.5694 | 1.8257 | 3.0506 | 3.929% | 0.16572 | 0.15752 | 842.8699 | 108.2915 | 162.9752 | 571.6032 | 851.9233 | 0 | 0 | 851.9233 | 0.001152%
2028 | 909 | 909-451 | Tier-3 | Tier-3---1 | 5--5 | 1555 | 100% | 4745.7108 | 91.73% | 8.003% | 0.272% | 215.4739 | 0 | 0 | 215.4739 | 0 | 187.0454 | 11.5092 | 16.2517 | 187.0454 | 11.5092 | 16.2517 | 218.6582 | 13.4544 | 16.2517 | 4.54% | 0.31112 | 0.29572 | 15253.5364 | 2448.7202 | 1130.6792 | 11674.137 | 15319.2699 | 0 | 0 | 15319.2699 | 0.04523%
2028 | 909 | 909-453R | Tier-2 | Tier-2---3 | 2--5 | 16 | 100% | 476.0233 | 99.61% | 0% | 0.3866% | 23.4721 | 0 | 0 | 23.4721 | 0 | 20.3753 | 0.11842 | 172.0549 | 20.3753 | 0.11842 | 172.0549 | 23.8189 | 0.13844 | 172.0549 | 4.931% | 0.0097928 | 0.0093081 | 48609.517 | 7840.4908 | 672.9123 | 40096.1139 | 48619.3034 | 0 | 0 | 48619.3034 | 0.004927%
2028 | 909 | 909-805R | Tier-2 | Tier-2---1 | 5--5 | 1096 | 100% | 2804.3911 | 91.7% | 7.979% | 0.3181% | 127.2991 | 0 | 0 | 127.2991 | 0 | 110.5039 | 8.112 | 13.6223 | 110.5039 | 8.112 | 13.6223 | 129.1803 | 9.483 | 13.6223 | 4.539% | 0.28921 | 0.27489 | 9696.7159 | 1951.0291 | 709.8564 | 7035.8304 | 9738.6166 | 0 | 0 | 9738.6166 | 0.02672%
2028 | 91 | 91-7F | Tier-2 | Tier-2---9 | 4--5 | 309 | 100% | 251.2122 | 79.73% | 18.17% | 2.101% | 9.9145 | 0 | 0 | 9.9145 | 0 | 8.6064 | 2.287 | 3.7631 | 8.6064 | 2.287 | 3.7631 | 10.061 | 2.6736 | 3.7631 | 3.947% | 0.034038 | 0.032353 | 7380.3891 | 1285.4298 | 1444.1692 | 4650.7901 | 7458.2959 | 0 | 0 | 7458.2959 | 0.002081%
2028 | 920 | 920-1342R | Tier-3 | Tier-3---12 | 4--5 | 318 | 100% | 408.8204 | 94.62% | 4.403% | 0.9773% | 19.1478 | 0 | 0 | 19.1478 | 0 | 16.6215 | 2.3537 | 7.062 | 16.6215 | 2.3537 | 7.062 | 19.4307 | 2.7515 | 7.062 | 4.684% | 0.068604 | 0.065208 | 5959.0983 | 1229.6301 | 289.5515 | 4439.9167 | 5975.7964 | 0 | 0 | 5975.7964 | 0.004019%
2028 | 920 | 920-735AE | Tier-2 | Tier-2---7 | 4--5 | 84 | 100% | 627.5827 | 25.02% | 74.11% | 0.8722% | 7.7723 | 0 | 0 | 7.7723 | 0 | 6.7469 | 0.62172 | 10.852 | 6.7469 | 0.62172 | 10.852 | 7.8872 | 0.7268 | 10.852 | 1.238% | 0.068691 | 0.065291 | 9136.3433 | 511.7297 | 6274.1673 | 2350.4463 | 9493.1022 | 0 | 0 | 9493.1022 | 0.001631%
2028 | 921 | 921-800F | Tier-2 | Tier-2---7 | 4--5 | 116 | 100% | 650.3067 | 29.95% | 69.36% | 0.6872% | 9.6425 | 0 | 0 | 9.6425 | 0 | 8.3703 | 0.85857 | 9.7492 | 8.3703 | 0.85857 | 9.7492 | 9.785 | 1.0037 | 9.7492 | 1.483% | 0.065336 | 0.062102 | 9953.2373 | 702.3415 | 6282.5542 | 2968.3417 | 10316.3119 | 0 | 0 | 10316.3119 | 0.002024%
2028 | 928 | 928-19 | Tier-2 | Tier-2---11 | 4--4 | 3 | 100% | 73.2406 | 96.92% | 1.567% | 1.51% | 3.5139 | 0 | 0 | 3.5139 | 0 | 3.0503 | 0.022204 | 137.3719 | 3.0503 | 0.022204 | 137.3719 | 3.5658 | 0.025957 | 137.3719 | 4.798% | 0.051756 | 0.049194 | 1415.107 | 294.5529 | 37.2101 | 1083.344 | 1417.3747 | 0 | 0 | 1417.3747 | 0.0007376%
2028 | 968 | 968-476F | Tier-2 | Tier-2---17 | 3--3 | 13 | 100% | 17.6086 | 89.28% | 2.69% | 8.028% | 0.77821 | 0 | 0 | 0.77821 | 0 | 0.67553 | 0.096219 | 7.0208 | 0.67553 | 0.096219 | 7.0208 | 0.78971 | 0.11248 | 7.0208 | 4.419% | 0.015315 | 0.014557 | 1149.748 | 271.1398 | 111.0595 | 767.5487 | 1156.1655 | 0 | 0 | 1156.1655 | 0.0001633%
2028 | 970 | 970-1341R | Tier-3 | Tier-3---4 | 5--5 | 75 | 100% | 1130.055 | 96.17% | 3.586% | 0.2481% | 53.7928 | 0 | 0 | 53.7928 | 0 | 46.6956 | 0.55511 | 84.1199 | 46.6956 | 0.55511 | 84.1199 | 54.5877 | 0.64893 | 84.1199 | 4.76% | 0.12497 | 0.11878 | 9042.8131 | 2000.05 | 446.8525 | 6595.9106 | 9060.8711 | 0 | 0 | 9060.8711 | 0.01129%
2028 | 971 | 971-1973R | Tier-3 | Tier-3---4 | 5--5 | 913 | 100% | 1698.739 | 91.74% | 7.818% | 0.44% | 77.1439 | 0 | 0 | 77.1439 | 0 | 66.9659 | 6.7575 | 9.9098 | 66.9659 | 6.7575 | 9.9098 | 78.2839 | 7.8996 | 9.9098 | 4.541% | 0.14704 | 0.13976 | 11552.8886 | 2071.9815 | 875.2489 | 8605.6581 | 11602.5712 | 0 | 0 | 11602.5712 | 0.01619%
2028 | 971 | 971-2050R | Tier-3 | Tier-3---2 | 5--5 | 1693 | 100% | 3108.8974 | 90.26% | 9.266% | 0.4743% | 138.901 | 0 | 0 | 138.901 | 0 | 120.5751 | 12.5306 | 9.6224 | 120.5751 | 12.5306 | 9.6224 | 140.9537 | 14.6485 | 9.6224 | 4.468% | 0.18464 | 0.1755 | 16837.3789 | 2911.4979 | 1523.0662 | 12402.8149 | 16922.7873 | 0 | 0 | 16922.7873 | 0.02916%
2028 | 971 | 971-29R | Tier-3 | Tier-3---6 | 5--5 | 169 | 100% | 752.2042 | 94.43% | 5.253% | 0.3211% | 35.1587 | 0 | 0 | 35.1587 | 0 | 30.52 | 1.2508 | 24.3995 | 30.52 | 1.2508 | 24.3995 | 35.6782 | 1.4623 | 24.3995 | 4.674% | 0.12171 | 0.11568 | 6180.3198 | 998.028 | 309.4222 | 4872.8696 | 6198.2603 | 0 | 0 | 6198.2603 | 0.00738%
2028 | 971 | 971-371R | Tier-3 | Tier-3---12 | 5--5 | 109 | 100% | 419.6492 | 95.09% | 4.537% | 0.3709% | 19.7532 | 0 | 0 | 19.7532 | 0 | 17.1471 | 0.80676 | 21.2543 | 17.1471 | 0.80676 | 21.2543 | 20.0451 | 0.94311 | 21.2543 | 4.707% | 0.11668 | 0.1109 | 3596.6988 | 576.739 | 156.4778 | 2863.4821 | 3605.8911 | 0 | 0 | 3605.8911 | 0.004146%
2028 | 971 | 971-383R | Tier-3 | Tier-3---4 | 5--5 | 442 | 100% | 1568.3841 | 85.57% | 14.07% | 0.3633% | 66.4295 | 0 | 0 | 66.4295 | 0 | 57.6651 | 3.2714 | 17.6268 | 57.6651 | 3.2714 | 17.6268 | 67.4112 | 3.8243 | 17.6268 | 4.236% | 0.13837 | 0.13152 | 11334.794 | 1698.1384 | 1536.4876 | 8100.1681 | 11419.9942 | 0 | 0 | 11419.9942 | 0.01394%
2028 | 971 | 971-388R | Tier-3 | Tier-3---4 | 5--5 | 1149 | 100% | 1370.1526 | 91.78% | 7.427% | 0.7941% | 62.2469 | 0 | 0 | 62.2469 | 0 | 54.0343 | 8.5043 | 6.3538 | 54.0343 | 8.5043 | 6.3538 | 63.1667 | 9.9416 | 6.3538 | 4.543% | 0.17642 | 0.16769 | 7766.4244 | 1241.1352 | 582.4552 | 5942.8339 | 7799.675 | 0 | 0 | 7799.675 | 0.01307%
2028 | 972 | 972-1582R | Tier-3 | Tier-3---6 | 5--5 | 320 | 100% | 1102.3739 | 89.57% | 9.851% | 0.5741% | 48.8787 | 0 | 0 | 48.8787 | 0 | 42.4299 | 2.3685 | 17.9145 | 42.4299 | 2.3685 | 17.9145 | 49.6011 | 2.7688 | 17.9145 | 4.434% | 0.15062 | 0.14317 | 7318.7038 | 1095.1808 | 689.6681 | 5533.8548 | 7358.4386 | 0 | 0 | 7358.4386 | 0.01026%
2028 | 972 | 972-1590F | Tier-3 | Tier-3---2 | 5--5 | 1391 | 100% | 2662.477 | 86.18% | 13.31% | 0.5115% | 113.5799 | 0 | 0 | 113.5799 | 0 | 98.5948 | 10.2954 | 9.5766 | 98.5948 | 10.2954 | 9.5766 | 115.2584 | 12.0355 | 9.5766 | 4.266% | 0.17603 | 0.16732 | 15124.9944 | 2683.3405 | 1935.3853 | 10506.2686 | 15233.8451 | 0 | 0 | 15233.8451 | 0.02384%
2028 | 972 | 972-32R | Tier-2 | Tier-2---1 | 5--5 | 943 | 100% | 2627.0976 | 78.5% | 21.13% | 0.3758% | 102.0774 | 0 | 0 | 102.0774 | 0 | 88.6098 | 6.9796 | 12.6956 | 88.6098 | 6.9796 | 12.6956 | 103.5859 | 8.1592 | 12.6956 | 3.886% | 0.16607 | 0.15785 | 15819.0849 | 2182.9188 | 3069.8118 | 10566.3543 | 15996.2393 | 0 | 0 | 15996.2393 | 0.02143%
2028 | 972 | 972-942R | Tier-3 | Tier-3---6 | 5--5 | 373 | 100% | 1052.2316 | 92.49% | 7.06% | 0.4532% | 48.1724 | 0 | 0 | 48.1724 | 0 | 41.8168 | 2.7607 | 15.1469 | 41.8168 | 2.7607 | 15.1469 | 48.8843 | 3.2273 | 15.1469 | 4.578% | 0.14194 | 0.13492 | 7412.953 | 1277.1801 | 501.709 | 5634.0638 | 7441.9562 | 0 | 0 | 7441.9562 | 0.01011%
2028 | 973 | 973-1226R | Tier-3 | Tier-3---10 | 5--5 | 264 | 100% | 738.9301 | 81.66% | 17.71% | 0.6284% | 29.8702 | 0 | 0 | 29.8702 | 0 | 25.9293 | 1.954 | 13.27 | 25.9293 | 1.954 | 13.27 | 30.3116 | 2.2842 | 13.27 | 4.042% | 0.13989 | 0.13297 | 5282.0414 | 696.4842 | 883.7073 | 3701.85 | 5332.48 | 0 | 0 | 5332.48 | 0.00627%
2028 | 973 | 973-1245R | Tier-3 | Tier-3---6 | 5--5 | 149 | 100% | 792.6367 | 95.03% | 4.73% | 0.2408% | 37.2851 | 0 | 0 | 37.2851 | 0 | 32.3659 | 1.1028 | 29.3485 | 32.3659 | 1.1028 | 29.3485 | 37.8361 | 1.2892 | 29.3485 | 4.704% | 0.12039 | 0.11443 | 6584.1053 | 1077.527 | 369.5828 | 5136.9955 | 6601.1501 | 0 | 0 | 6601.1501 | 0.007826%
2028 | 973 | 973-626R | Tier-3 | Tier-3---7 | 5--5 | 246 | 100% | 933.998 | 86.55% | 12.73% | 0.7172% | 40.0157 | 0 | 0 | 40.0157 | 0 | 34.7362 | 1.8208 | 19.0779 | 34.7362 | 1.8208 | 19.0779 | 40.607 | 2.1285 | 19.0779 | 4.284% | 0.1523 | 0.14476 | 6132.6277 | 944.3399 | 738.3045 | 4449.9833 | 6175.576 | 0 | 0 | 6175.576 | 0.008399%
2028 | 974 | 974-23R | Tier-3 | Tier-3---11 | 5--5 | 603 | 100% | 770.0113 | 72.03% | 26.78% | 1.193% | 27.4528 | 0 | 0 | 27.4528 | 0 | 23.8308 | 4.4631 | 5.3396 | 23.8308 | 4.4631 | 5.3396 | 27.8585 | 5.2174 | 5.3396 | 3.565% | 0.16472 | 0.15657 | 4674.6625 | 542.8961 | 1175.2982 | 2956.4682 | 4742.7663 | 0 | 0 | 4742.7663 | 0.005762%
2028 | 974 | 974-715R | Tier-3 | Tier-3---6 | 5--5 | 73 | 100% | 765.8632 | 95.89% | 3.616% | 0.4898% | 36.3537 | 0 | 0 | 36.3537 | 0 | 31.5574 | 0.54031 | 58.4066 | 31.5574 | 0.54031 | 58.4066 | 36.891 | 0.63162 | 58.4066 | 4.747% | 0.14069 | 0.13372 | 5443.6999 | 833.249 | 274.7582 | 4335.6927 | 5455.3397 | 0 | 0 | 5455.3397 | 0.007631%
2028 | 975 | 975-22R | Tier-3 | Tier-3---7 | 5--5 | 24 | 100% | 1670.0817 | 26.02% | 73.92% | 0.06338% | 21.5086 | 0 | 0 | 21.5086 | 0 | 18.6709 | 0.17763 | 105.1082 | 18.6709 | 0.17763 | 105.1082 | 21.8265 | 0.20766 | 105.1082 | 1.288% | 0.19669 | 0.18696 | 8490.7264 | 507.2869 | 5821.7498 | 2161.6897 | 8817.8604 | 0 | 0 | 8817.8604 | 0.004515%
2028 | 991 | 991-1 | Tier-2 | Tier-2---12 | 4--5 | 41 | 100% | 269.0349 | 22.26% | 77.39% | 0.3477% | 2.965 | 0 | 0 | 2.965 | 0 | 2.5739 | 0.30346 | 8.4817 | 2.5739 | 0.30346 | 8.4817 | 3.0089 | 0.35475 | 8.4817 | 1.102% | 0.034773 | 0.033051 | 7736.9795 | 537.9923 | 5445.2245 | 1753.7627 | 8050.1946 | 0 | 0 | 8050.1946 | 0.0006224%
2028 | 991 | 991-1206R | Tier-2 | Tier-2---4 | 4--5 | 303 | 100% | 580.6091 | 98.3% | 0.7633% | 0.9388% | 28.251 | 0 | 0 | 28.251 | 0 | 24.5237 | 2.2426 | 10.9352 | 24.5237 | 2.2426 | 10.9352 | 28.6685 | 2.6217 | 10.9352 | 4.866% | 0.063785 | 0.060628 | 9102.5384 | 2181.358 | 136.565 | 6784.6154 | 9110.6067 | 0 | 0 | 9110.6067 | 0.00593%
2028 | 1023 | CB 1023 | Tier-2 | Tier-2---4 | 4--5 | 150 | 100% | 374.8399 | 98.36% | 0.9442% | 0.6917% | 18.251 | 0 | 0 | 18.251 | 0 | 15.8431 | 1.1102 | 14.2703 | 15.8431 | 1.1102 | 14.2703 | 18.5207 | 1.2979 | 14.2703 | 4.869% | 0.082267 | 0.078195 | 4556.3931 | 688.3386 | 326.2097 | 3541.8448 | 4560.275 | 0 | 0 | 4560.275 | 0.003831%
2028 | 1090 | CB 1090 | Tier-2 | Tier-2---7 | 3--5 | 159 | 100% | 193.2665 | 97.29% | 1.202% | 1.508% | 9.3074 | 0 | 0 | 9.3074 | 0 | 8.0795 | 1.1768 | 6.8654 | 8.0795 | 1.1768 | 6.8654 | 9.445 | 1.3757 | 6.8654 | 4.816% | 0.025114 | 0.023871 | 7695.6285 | 1211.5196 | 206.2478 | 6277.8611 | 7706.4898 | 0 | 0 | 7706.4898 | 0.001954%
2028 | 1101 | CB 1101 | Tier-2 | Tier-2---9 | 4--4 | 18 | 100% | 199.93 | 98.45% | 0.8502% | 0.703% | 9.7428 | 0 | 0 | 9.7428 | 0 | 8.4574 | 0.13323 | 63.4817 | 8.4574 | 0.13323 | 63.4817 | 9.8868 | 0.15574 | 63.4817 | 4.873% | 0.091579 | 0.087045 | 2183.1518 | 318.4441 | 233.987 | 1630.7207 | 2184.9176 | 0 | 0 | 2184.9176 | 0.002045%
2028 | 1106 | CB 1106 | Tier-2 | Tier-2---7 | 4--5 | 46 | 100% | 1067.6226 | 5.884% | 94.04% | 0.07265% | 3.1093 | 0 | 0 | 3.1093 | 0 | 2.6991 | 0.34047 | 7.9276 | 2.6991 | 0.34047 | 7.9276 | 3.1553 | 0.39801 | 7.9276 | 0.2912% | 0.070774 | 0.067271 | 15084.9121 | 163.1311 | 12883.8022 | 2037.9789 | 15824.2814 | 0 | 0 | 15824.2814 | 0.0006526%
2028 | 1138 | CB 1138 | Tier-2 | Tier-2---10 | 5--4 | 192 | 100% | 305.5776 | 38.78% | 59.44% | 1.777% | 5.8657 | 0 | 0 | 5.8657 | 0 | 5.0918 | 1.4211 | 3.5831 | 5.0918 | 1.4211 | 3.5831 | 5.9524 | 1.6613 | 3.5831 | 1.92% | 0.11418 | 0.10853 | 2676.3311 | 209.1802 | 1537.4835 | 929.6674 | 2761.6594 | 0 | 0 | 2761.6594 | 0.001231%
2028 | 1162 | CB 1162 | Tier-2 | Tier-2---18 | 4--2 | 12 | 100% | 17.3545 | 85.79% | 8.389% | 5.825% | 0.73695 | 0 | 0 | 0.73695 | 0 | 0.63972 | 0.088817 | 7.2026 | 0.63972 | 0.088817 | 7.2026 | 0.74784 | 0.10383 | 7.2026 | 4.246% | 0.064214 | 0.061035 | 270.2621 | 35.4982 | 38.2909 | 196.4729 | 272.2626 | 0 | 0 | 272.2626 | 0.0001547%
2028 | 1234 | CB 1234 | Tier-3 | Tier-3---10 | 5--5 | 1218 | 100% | 1703.5911 | 47.26% | 52.1% | 0.6391% | 39.8535 | 0 | 0 | 39.8535 | 0 | 34.5954 | 9.015 | 3.8376 | 34.5954 | 9.015 | 3.8376 | 40.4425 | 10.5386 | 3.8376 | 2.339% | 0.11961 | 0.11369 | 14242.4054 | 1075.4767 | 7121.7223 | 6045.2064 | 14633.5836 | 0 | 0 | 14633.5836 | 0.008365%
2028 | 1235 | CB 1235 | Tier-2 | Tier-2---6 | 4--5 | 2353 | 100% | 1038.4291 | 94.32% | 4.296% | 1.381% | 48.4843 | 0 | 0 | 48.4843 | 0 | 42.0875 | 17.4156 | 2.4167 | 42.0875 | 17.4156 | 2.4167 | 49.2008 | 20.359 | 2.4167 | 4.669% | 0.082825 | 0.078725 | 12537.6589 | 2179.7945 | 762.6013 | 9595.263 | 12574.7238 | 0 | 0 | 12574.7238 | 0.01018%
2028 | 1243 | CB 1243 | Tier-2 | Tier-2---7 | 3--5 | 259 | 100% | 199.4877 | 98.24% | 0% | 1.764% | 9.7004 | 0 | 0 | 9.7004 | 0 | 8.4206 | 1.917 | 4.3927 | 8.4206 | 1.917 | 4.3927 | 9.8438 | 2.241 | 4.3927 | 4.863% | 0.019586 | 0.018616 | 10185.2188 | 1675.1434 | 207.9289 | 8302.1466 | 10194.5771 | 0 | 0 | 10194.5771 | 0.002036%
2028 | 1245 | CB 1245 | Tier-2 | Tier-2---15 | 1--5 | 4 | 100% | 16.7924 | 98.43% | 0% | 1.568% | 0.81819 | 0 | 0 | 0.81819 | 0 | 0.71024 | 0.029606 | 23.9901 | 0.71024 | 0.029606 | 23.9901 | 0.83028 | 0.034609 | 23.9901 | 4.872% | 0.001637 | 0.001556 | 10258.0329 | 2664.8486 | 151.8636 | 7441.3207 | 10266.4078 | 0 | 0 | 10266.4078 | 0.0001717%
2028 | 1250 | CB 1250 | Tier-2 | Tier-2---4 | 4--5 | 85 | 100% | 388.8417 | 99.33% | 0.414% | 0.257% | 19.1185 | 0 | 0 | 19.1185 | 0 | 16.5961 | 0.62912 | 26.3798 | 16.5961 | 0.62912 | 26.3798 | 19.401 | 0.73545 | 26.3798 | 4.917% | 0.088703 | 0.084312 | 4383.6458 | 676.5543 | 273.8326 | 3433.2589 | 4385.1777 | 0 | 0 | 4385.1777 | 0.004013%
2028 | 1299 | CB 1299 | Tier-2 | Tier-2---19 | 3--3 | 17 | 100% | 20.1766 | 88.04% | 0% | 11.96% | 0.87929 | 0 | 0 | 0.87929 | 0 | 0.76328 | 0.12582 | 6.0662 | 0.76328 | 0.12582 | 6.0662 | 0.89228 | 0.14709 | 6.0662 | 4.358% | 0.014997 | 0.014255 | 1345.3401 | 209.983 | 174.7231 | 960.634 | 1353.7198 | 0 | 0 | 1353.7198 | 0.0001846%
2028 | 1525 | CB 1525 | Tier-2 | Tier-2---13 | 4--4 | 3 | 100% | 193.8892 | 15.57% | 82.62% | 1.812% | 1.4939 | 0 | 0 | 1.4939 | 0 | 1.2968 | 0.022204 | 58.4032 | 1.2968 | 0.022204 | 58.4032 | 1.516 | 0.025957 | 58.4032 | 0.7705% | 0.050512 | 0.048011 | 3838.4933 | 115.2522 | 3031.2128 | 692.0283 | 4007.2783 | 0 | 0 | 4007.2783 | 0.0003136%
2028 | 185 | CB 185 | Tier-2 | Tier-2---12 | 3--4 | 5 | 100% | 138.4091 | 43.72% | 54.12% | 2.153% | 2.9955 | 0 | 0 | 2.9955 | 0 | 2.6003 | 0.037007 | 70.2644 | 2.6003 | 0.037007 | 70.2644 | 3.0398 | 0.043262 | 70.2644 | 2.164% | 0.027797 | 0.026421 | 4979.3165 | 370.0673 | 2508.501 | 2100.7482 | 5125.2523 | 0 | 0 | 5125.2523 | 0.0006288%
2028 | 200 | CB 200 | Tier-2 | Tier-2---9 | 4--5 | 137 | 100% | 748.3334 | 16.62% | 82.09% | 1.289% | 6.1567 | 0 | 0 | 6.1567 | 0 | 5.3445 | 1.014 | 5.2707 | 5.3445 | 1.014 | 5.2707 | 6.2477 | 1.1854 | 5.2707 | 0.8227% | 0.060261 | 0.057278 | 12418.2035 | 230.4691 | 10130.0521 | 2057.6824 | 12957.4282 | 0 | 0 | 12957.4282 | 0.001292%
2028 | 202 | CB 202 | Tier-2 | Tier-2---16 | 4--3 | 312 | 100% | 63.0384 | 89.89% | 0% | 10.11% | 2.805 | 0 | 0 | 2.805 | 0 | 2.4349 | 2.3093 | 1.0544 | 2.4349 | 2.3093 | 1.0544 | 2.8464 | 2.6995 | 1.0544 | 4.45% | 0.040966 | 0.038939 | 1538.7821 | 188.6374 | 158.7642 | 1191.3805 | 1546.8829 | 0 | 0 | 1546.8829 | 0.0005888%
2028 | 203 | CB 203 | Tier-2 | Tier-2---13 | 4--4 | 504 | 100% | 187.9021 | 7.943% | 89.84% | 2.222% | 0.73876 | 0 | 0 | 0.73876 | 0 | 0.64129 | 3.7303 | 0.17191 | 0.64129 | 3.7303 | 0.17191 | 0.74968 | 4.3608 | 0.17191 | 0.3932% | 0.03541 | 0.033657 | 5306.4388 | 19.0742 | 4782.3725 | 504.9921 | 5560.8373 | 0 | 0 | 5560.8373 | 0.0001551%
2028 | 204 | CB 204 | Tier-2 | Tier-2---9 | 4--4 | 358 | 100% | 421.5291 | 52.89% | 45.23% | 1.878% | 11.0363 | 0 | 0 | 11.0363 | 0 | 9.5802 | 2.6497 | 3.6156 | 9.5802 | 2.6497 | 3.6156 | 11.1994 | 3.0975 | 3.6156 | 2.618% | 0.068524 | 0.065132 | 6151.5544 | 481.5982 | 2922.6769 | 2747.2793 | 6302.4694 | 0 | 0 | 6302.4694 | 0.002317%
2028 | 215 | CB 215 | Tier-3 | Tier-3---20 | 1--5 | 7 | 100% | 14.3567 | 99.04% | 0% | 0.9603% | 0.70383 | 0 | 0 | 0.70383 | 0 | 0.61097 | 0.05181 | 11.7925 | 0.61097 | 0.05181 | 11.7925 | 0.71423 | 0.060567 | 11.7925 | 4.902% | 0.0005546 | 0.00052715 | 25886.5156 | 4082.8416 | 802.2051 | 21001.4689 | 25899.4616 | 0 | 0 | 25899.4616 | 0.0001477%
2028 | 230 | CB 230 | Tier-2 | Tier-2---14 | 1--5 | 68 | 100% | 37.0692 | 98.96% | 0% | 1.045% | 1.8158 | 0 | 0 | 1.8158 | 0 | 1.5762 | 0.5033 | 3.1317 | 1.5762 | 0.5033 | 3.1317 | 1.8426 | 0.58836 | 3.1317 | 4.898% | 0.0025822 | 0.0024544 | 14355.6795 | 1973.4751 | 2354.5204 | 10027.684 | 14363.4884 | 0 | 0 | 14363.4884 | 0.0003811%
2028 | 231 | CB 231 | Tier-2 | Tier-2---7 | 4--5 | 696 | 100% | 416.5176 | 95.81% | 2.821% | 1.365% | 19.7547 | 0 | 0 | 19.7547 | 0 | 17.1483 | 5.1514 | 3.3289 | 17.1483 | 5.1514 | 3.3289 | 20.0466 | 6.0221 | 3.3289 | 4.743% | 0.037573 | 0.035713 | 11085.6737 | 1859.8233 | 754.4202 | 8471.4303 | 11109.8371 | 0 | 0 | 11109.8371 | 0.004147%
2028 | 232 | CB 232 | Tier-2 | Tier-2---7 | 4--5 | 645 | 100% | 300.2122 | 85.96% | 12.43% | 1.615% | 12.7738 | 0 | 0 | 12.7738 | 0 | 11.0885 | 4.7739 | 2.3227 | 11.0885 | 4.7739 | 2.3227 | 12.9626 | 5.5808 | 2.3227 | 4.255% | 0.029023 | 0.027587 | 10343.7991 | 1418.351 | 1554.0747 | 7371.3734 | 10419.4395 | 0 | 0 | 10419.4395 | 0.002681%
2028 | 233 | CB 233 | Tier-2 | Tier-2---4 | 4--5 | 1826 | 100% | 763.9567 | 93.34% | 4.903% | 1.762% | 35.2955 | 0 | 0 | 35.2955 | 0 | 30.6388 | 13.515 | 2.267 | 30.6388 | 13.515 | 2.267 | 35.8171 | 15.7992 | 2.267 | 4.62% | 0.075451 | 0.071716 | 10125.1756 | 1595.7447 | 1194.5405 | 7334.8905 | 10160.3196 | 0 | 0 | 10160.3196 | 0.007409%
2028 | 234 | CB 234 | Tier-2 | Tier-2---4 | 4--5 | 1032 | 100% | 535.5214 | 93.25% | 5.438% | 1.313% | 24.7187 | 0 | 0 | 24.7187 | 0 | 21.4574 | 7.6383 | 2.8092 | 21.4574 | 7.6383 | 2.8092 | 25.084 | 8.9292 | 2.8092 | 4.616% | 0.044658 | 0.042447 | 11991.611 | 2064.9333 | 958.1122 | 8968.5654 | 12033.7724 | 0 | 0 | 12033.7724 | 0.005188%
2028 | 236 | CB 236 | Tier-2 | Tier-2---1 | 5--5 | 504 | 100% | 1431.5889 | 79.32% | 20.27% | 0.409% | 56.2122 | 0 | 0 | 56.2122 | 0 | 48.7958 | 3.7303 | 13.0808 | 48.7958 | 3.7303 | 13.0808 | 57.0429 | 4.3608 | 13.0808 | 3.927% | 0.1419 | 0.13487 | 10088.9585 | 1415.4843 | 1966.6729 | 6706.8012 | 10197.5904 | 0 | 0 | 10197.5904 | 0.0118%
2028 | 237 | CB 237 | Tier-2 | Tier-2---8 | 5--5 | 35 | 100% | 185.7066 | 94.91% | 4.738% | 0.3556% | 8.7243 | 0 | 0 | 8.7243 | 0 | 7.5732 | 0.25905 | 29.2346 | 7.5732 | 0.25905 | 29.2346 | 8.8532 | 0.30283 | 29.2346 | 4.698% | 0.10923 | 0.10382 | 1700.183 | 298.8503 | 101.9614 | 1299.3713 | 1704.6928 | 0 | 0 | 1704.6928 | 0.001831%
2028 | 240 | CB 240 | Tier-2 | Tier-2---9 | 4--5 | 222 | 100% | 222.9994 | 87.14% | 10.79% | 2.065% | 9.6189 | 0 | 0 | 9.6189 | 0 | 8.3499 | 1.6431 | 5.0817 | 8.3499 | 1.6431 | 5.0817 | 9.7611 | 1.9208 | 5.0817 | 4.313% | 0.048511 | 0.046109 | 4596.922 | 825.8016 | 739.2506 | 3031.8699 | 4627.7085 | 0 | 0 | 4627.7085 | 0.002019%
2028 | 242 | CB 242 | Tier-2 | Tier-2---11 | 5--3 | 44 | 100% | 207.8863 | 31.82% | 66.99% | 1.182% | 3.2748 | 0 | 0 | 3.2748 | 0 | 2.8427 | 0.32566 | 8.729 | 2.8427 | 0.32566 | 8.729 | 3.3232 | 0.3807 | 8.729 | 1.575% | 0.1014 | 0.096385 | 2050.064 | 80.1099 | 1437.2921 | 532.662 | 2122.8512 | 0 | 0 | 2122.8512 | 0.0006874%
2028 | 244 | CB 244 | Tier-2 | Tier-2---14 | 4--4 | 20 | 100% | 218.1664 | 17.26% | 81.28% | 1.461% | 1.8642 | 0 | 0 | 1.8642 | 0 | 1.6182 | 0.14803 | 10.9318 | 1.6182 | 0.14803 | 10.9318 | 1.8917 | 0.17305 | 10.9318 | 0.8545% | 0.040668 | 0.038655 | 5364.5179 | 74.3952 | 4565.48 | 724.6427 | 5595.6651 | 0 | 0 | 5595.6651 | 0.0003913%
2028 | 246 | CB 246 | Tier-2 | Tier-2---7 | 4--5 | 519 | 100% | 397.8494 | 64.68% | 33.47% | 1.858% | 12.7368 | 0 | 0 | 12.7368 | 0 | 11.0564 | 3.8413 | 2.8783 | 11.0564 | 3.8413 | 2.8783 | 12.9251 | 4.4906 | 2.8783 | 3.201% | 0.066431 | 0.063143 | 5988.8765 | 880.2356 | 2229.0372 | 2879.6037 | 6099.0502 | 0 | 0 | 6099.0502 | 0.002673%
2028 | 247 | CB 247 | Tier-2 | Tier-2---12 | 4--4 | 109 | 100% | 172.2064 | 35.95% | 62.53% | 1.527% | 3.0642 | 0 | 0 | 3.0642 | 0 | 2.6599 | 0.80676 | 3.2971 | 2.6599 | 0.80676 | 3.2971 | 3.1095 | 0.94311 | 3.2971 | 1.779% | 0.038566 | 0.036657 | 4465.2144 | 298.159 | 2868.7773 | 1298.2781 | 4614.1618 | 0 | 0 | 4614.1618 | 0.0006432%
2028 | 248 | CB 248 | Tier-2 | Tier-2---9 | 3--5 | 263 | 100% | 152.3893 | 96.93% | 0% | 3.073% | 7.3115 | 0 | 0 | 7.3115 | 0 | 6.3468 | 1.9466 | 3.2605 | 6.3468 | 1.9466 | 3.2605 | 7.4195 | 2.2756 | 3.2605 | 4.798% | 0.01881 | 0.017879 | 8101.4189 | 1342.8535 | 227.2912 | 6531.2742 | 8114.384 | 0 | 0 | 8114.384 | 0.001535%
2028 | 249 | CB 249 | Tier-3 | Tier-3---16 | 4--4 | 195 | 100% | 160.495 | 85.08% | 13.47% | 1.449% | 6.7591 | 0 | 0 | 6.7591 | 0 | 5.8673 | 1.4433 | 4.0653 | 5.8673 | 1.4433 | 4.0653 | 6.859 | 1.6872 | 4.0653 | 4.211% | 0.05906 | 0.056137 | 2717.4811 | 349.6551 | 457.423 | 1910.4031 | 2738.598 | 0 | 0 | 2738.598 | 0.001419%
2028 | 280 | CB 280 | Tier-2 | Tier-2---14 | 4--4 | 17 | 100% | 274.2011 | 7.05% | 92.04% | 0.912% | 0.95683 | 0 | 0 | 0.95683 | 0 | 0.83059 | 0.12582 | 6.6012 | 0.83059 | 0.12582 | 6.6012 | 0.97097 | 0.14709 | 6.6012 | 0.349% | 0.042409 | 0.04031 | 6465.5727 | 45.4317 | 5724.1115 | 696.0295 | 6778.5492 | 0 | 0 | 6778.5492 | 0.0002008%
2028 | 292 | CB 292 | Tier-2 | Tier-2---18 | 4--3 | 160 | 100% | 47.5044 | 34.5% | 64.33% | 1.17% | 0.81136 | 0 | 0 | 0.81136 | 0 | 0.70431 | 1.1842 | 0.59474 | 0.70431 | 1.1842 | 0.59474 | 0.82335 | 1.3844 | 0.59474 | 1.708% | 0.048129 | 0.045747 | 987.0231 | 50.0827 | 552.1658 | 384.7746 | 1020.6893 | 0 | 0 | 1020.6893 | 0.0001703%
2028 | 315 | CB 315 | Tier-2 | Tier-2---19 | 1--4 | 23 | 100% | 5.1424 | 94.4% | 0% | 5.599% | 0.2403 | 0 | 0 | 0.2403 | 0 | 0.20859 | 0.17023 | 1.2253 | 0.20859 | 0.17023 | 1.2253 | 0.24385 | 0.199 | 1.2253 | 4.673% | 0.0017586 | 0.0016715 | 2924.1607 | 267.0973 | 1290.9222 | 1366.1411 | 2932.6876 | 0 | 0 | 2932.6876 | 5.044e-05%
2028 | 327 | CB 327 | Tier-3 | Tier-3---16 | 4--5 | 18 | 100% | 193.645 | 98.47% | 1.165% | 0.3624% | 9.439 | 0 | 0 | 9.439 | 0 | 8.1937 | 0.13323 | 61.5021 | 8.1937 | 0.13323 | 61.5021 | 9.5785 | 0.15574 | 61.5021 | 4.874% | 0.076966 | 0.073157 | 2515.9681 | 429.9476 | 31.582 | 2054.4384 | 2517.9694 | 0 | 0 | 2517.9694 | 0.001981%
2028 | 329 | CB 329 | Tier-2 | Tier-2---14 | 3--4 | 29 | 100% | 65.8898 | 89.85% | 8.372% | 1.777% | 2.9305 | 0 | 0 | 2.9305 | 0 | 2.5439 | 0.21464 | 11.8518 | 2.5439 | 0.21464 | 11.8518 | 2.9738 | 0.25092 | 11.8518 | 4.448% | 0.026212 | 0.024915 | 2513.6892 | 282.0394 | 739.5173 | 1492.1325 | 2526.9755 | 0 | 0 | 2526.9755 | 0.0006151%
2028 | 330 | CB 330 | Tier-2 | Tier-2---16 | 4--3 | 233 | 100% | 120.677 | 32.91% | 64.46% | 2.626% | 1.966 | 0 | 0 | 1.966 | 0 | 1.7066 | 1.7245 | 0.9896 | 1.7066 | 1.7245 | 0.9896 | 1.995 | 2.016 | 0.9896 | 1.629% | 0.029702 | 0.028232 | 4062.9261 | 7.6233 | 3748.7743 | 306.5286 | 4204.8777 | 0 | 0 | 4204.8777 | 0.0004127%
2028 | 331 | CB 331 | Tier-2 | Tier-2---14 | 2--5 | 2 | 100% | 85.8116 | 98.16% | 0% | 1.839% | 4.1696 | 0 | 0 | 4.1696 | 0 | 3.6194 | 0.014803 | 244.5093 | 3.6194 | 0.014803 | 244.5093 | 4.2312 | 0.017305 | 244.5093 | 4.859% | 0.010352 | 0.0098396 | 8289.3738 | 853.0321 | 3055.5825 | 4380.7593 | 8297.3133 | 0 | 0 | 8297.3133 | 0.0008752%
2028 | 351 | CB 351 | Tier-2 | Tier-2---3 | 5--5 | 641 | 100% | 1226.0332 | 96.06% | 3.555% | 0.3808% | 58.2998 | 0 | 0 | 58.2998 | 0 | 50.608 | 4.7443 | 10.6671 | 50.608 | 4.7443 | 10.6671 | 59.1613 | 5.5462 | 10.6671 | 4.755% | 0.12463 | 0.11847 | 9837.0052 | 2175.7089 | 389.2547 | 7272.0416 | 9857.1702 | 0 | 0 | 9857.1702 | 0.01224%
2028 | 352 | CB 352 | Tier-2 | Tier-2---18 | 4--2 | 26 | 100% | 9.3178 | 92.82% | 5.766% | 1.417% | 0.4281 | 0 | 0 | 0.4281 | 0 | 0.37162 | 0.19244 | 1.9311 | 0.37162 | 0.19244 | 1.9311 | 0.43442 | 0.22496 | 1.9311 | 4.594% | 0.066856 | 0.063546 | 139.3709 | 20.9143 | 9.4564 | 109.0003 | 139.8923 | 0 | 0 | 139.8923 | 8.986e-05%
2028 | 353 | CB 353 | Tier-2 | Tier-2---19 | 1--5 | 1 | 100% | 1.2114 | 91.46% | 0% | 8.541% | 0.054842 | 0 | 0 | 0.054842 | 0 | 0.047607 | 0.0074014 | 6.4321 | 0.047607 | 0.0074014 | 6.4321 | 0.055653 | 0.0086524 | 6.4321 | 4.527% | 0.0001926 | 0.00018307 | 6289.6304 | 841.6188 | 1074.3724 | 4373.6392 | 6317.6054 | 0 | 0 | 6317.6054 | 1.151e-05%
2028 | 355 | CB 355 | Tier-2 | Tier-2---3 | 5--5 | 875 | 100% | 1277.9843 | 89.96% | 9.576% | 0.4654% | 56.9079 | 0 | 0 | 56.9079 | 0 | 49.3997 | 6.4763 | 7.6278 | 49.3997 | 6.4763 | 7.6278 | 57.7489 | 7.5708 | 7.6278 | 4.453% | 0.1048 | 0.099616 | 12194.1112 | 2321.0506 | 1198.9562 | 8674.1044 | 12257.8799 | 0 | 0 | 12257.8799 | 0.01195%
2028 | 356 | CB 356 | Tier-2 | Tier-2---19 | 1--5 | 5 | 100% | 1.0316 | 94.21% | 0% | 5.788% | 0.048109 | 0 | 0 | 0.048109 | 0 | 0.041762 | 0.037007 | 1.1285 | 0.041762 | 0.037007 | 1.1285 | 0.04882 | 0.043262 | 1.1285 | 4.663% | 0.0001262 | 0.00011995 | 8174.5031 | 1142.3903 | 1177.2898 | 5854.823 | 8199.1451 | 0 | 0 | 8199.1451 | 1.01e-05%
2028 | 357 | CB 357 | Tier-3 | Tier-3---10 | 5--5 | 495 | 100% | 902.4975 | 73.58% | 26.03% | 0.3952% | 32.8696 | 0 | 0 | 32.8696 | 0 | 28.5329 | 3.6637 | 7.788 | 28.5329 | 3.6637 | 7.788 | 33.3553 | 4.2829 | 7.788 | 3.642% | 0.12773 | 0.12141 | 7065.5334 | 866.3454 | 1820.4674 | 4378.7206 | 7162.7585 | 0 | 0 | 7162.7585 | 0.006899%
2028 | 358 | CB 358 | Tier-3 | Tier-3---15 | 5--4 | 9 | 100% | 699.283 | 2.295% | 97.69% | 0.01935% | 0.79454 | 0 | 0 | 0.79454 | 0 | 0.68971 | 0.066613 | 10.354 | 0.68971 | 0.066613 | 10.354 | 0.80628 | 0.077871 | 10.354 | 0.1136% | 0.1387 | 0.13184 | 5041.5636 | 26.6978 | 4414.3494 | 600.5164 | 5298.0908 | 0 | 0 | 5298.0908 | 0.0001668%
2028 | 396 | CB 396 | Tier-2 | Tier-2---11 | 5--4 | 1 | 100% | 591.9026 | 5.239% | 94.32% | 0.4451% | 1.5351 | 0 | 0 | 1.5351 | 0 | 1.3325 | 0.0074014 | 180.0362 | 1.3325 | 0.0074014 | 180.0362 | 1.5577 | 0.0086524 | 180.0362 | 0.2593% | 0.10036 | 0.095392 | 5897.7936 | 58.5391 | 5103.2719 | 735.9827 | 6188.846 | 0 | 0 | 6188.846 | 0.0003222%
2028 | 441 | CB 441 | Tier-3 | Tier-3---15 | 5--3 | 134 | 100% | 331.3843 | 80.16% | 18.98% | 0.8593% | 13.1488 | 0 | 0 | 13.1488 | 0 | 11.414 | 0.99179 | 11.5085 | 11.414 | 0.99179 | 11.5085 | 13.3431 | 1.1594 | 11.5085 | 3.968% | 0.54555 | 0.51854 | 607.4359 | 49.8353 | 106.5497 | 451.0509 | 613.7126 | 0 | 0 | 613.7126 | 0.00276%
2028 | 444 | CB 444 | Tier-2 | Tier-2---16 | 4--2 | 5 | 100% | 29.6249 | 91.02% | 7.551% | 1.432% | 1.3347 | 0 | 0 | 1.3347 | 0 | 1.1586 | 0.037007 | 31.3076 | 1.1586 | 0.037007 | 31.3076 | 1.3544 | 0.043262 | 31.3076 | 4.505% | 0.081621 | 0.07758 | 362.9586 | 45.1173 | 37.8839 | 279.9573 | 364.6566 | 0 | 0 | 364.6566 | 0.0002802%
2028 | 470 | CB 470 | Tier-2 | Tier-2---6 | 5--5 | 174 | 100% | 1121.5891 | 72.77% | 26.47% | 0.763% | 40.4013 | 0 | 0 | 40.4013 | 0 | 35.0709 | 1.2879 | 27.2321 | 35.0709 | 1.2879 | 27.2321 | 40.9983 | 1.5055 | 27.2321 | 3.602% | 0.114 | 0.10835 | 9838.8116 | 1666.77 | 2557.3386 | 5614.703 | 9978.3305 | 0 | 0 | 9978.3305 | 0.00848%
2028 | 499 | CB 499 | Tier-2 | Tier-2---19 | 2--3 | 3 | 100% | 12.7092 | 92.01% | 0% | 7.988% | 0.57885 | 0 | 0 | 0.57885 | 0 | 0.50248 | 0.022204 | 22.6299 | 0.50248 | 0.022204 | 22.6299 | 0.58741 | 0.025957 | 22.6299 | 4.555% | 0.00687 | 0.0065299 | 1849.953 | 152.4302 | 848.7409 | 848.782 | 1857.6484 | 0 | 0 | 1857.6484 | 0.0001215%
2028 | 520 | CB 520 | Tier-2 | Tier-2---21 | 1--5 | 7 | 100% | 0.50118 | 92.64% | 0% | 7.355% | 0.022984 | 0 | 0 | 0.022984 | 0 | 0.019951 | 0.05181 | 0.38508 | 0.019951 | 0.05181 | 0.38508 | 0.023323 | 0.060567 | 0.38508 | 4.586% | 7.36e-05 | 6.9957e-05 | 6809.4677 | 1224.7725 | 1893.3117 | 3691.3835 | 6835.5511 | 0 | 0 | 6835.5511 | 4.824e-06%
2028 | 521 | CB 521 | Tier-2 | Tier-2---20 | 3--1 | 16 | 100% | 11.4145 | 12.51% | 85.49% | 2% | 0.070669 | 0 | 0 | 0.070669 | 0 | 0.061345 | 0.11842 | 0.51801 | 0.061345 | 0.11842 | 0.51801 | 0.071713 | 0.13844 | 0.51801 | 0.6191% | 0.025917 | 0.024634 | 440.4321 | 3.6709 | 389.1723 | 47.5888 | 460.5001 | 0 | 0 | 460.5001 | 1.483e-05%
2028 | 522 | CB 522 | Tier-2 | Tier-2---9 | 4--5 | 531 | 100% | 287.6477 | 61.65% | 36.8% | 1.551% | 8.7785 | 0 | 0 | 8.7785 | 0 | 7.6203 | 3.9302 | 1.9389 | 7.6203 | 3.9302 | 1.9389 | 8.9083 | 4.5944 | 1.9389 | 3.052% | 0.049006 | 0.04658 | 5869.6662 | 552.6079 | 2337.7067 | 2979.3516 | 5986.8842 | 0 | 0 | 5986.8842 | 0.001843%
2028 | 523 | CB 523 | Tier-2 | Tier-2---13 | 4--4 | 318 | 100% | 222.6972 | 15.76% | 82.25% | 1.985% | 1.7375 | 0 | 0 | 1.7375 | 0 | 1.5083 | 2.3537 | 0.64082 | 1.5083 | 2.3537 | 0.64082 | 1.7632 | 2.7515 | 0.64082 | 0.7802% | 0.044603 | 0.042395 | 4992.8754 | 164.6768 | 3992.464 | 835.7347 | 5211.9099 | 0 | 0 | 5211.9099 | 0.0003647%
2028 | 524 | CB 524 | Tier-3 | Tier-3---17 | 3--5 | 31 | 100% | 116.6365 | 76.81% | 21.38% | 1.816% | 4.4344 | 0 | 0 | 4.4344 | 0 | 3.8494 | 0.22944 | 16.7769 | 3.8494 | 0.22944 | 16.7769 | 4.5 | 0.26822 | 16.7769 | 3.802% | 0.018139 | 0.017241 | 6430.2901 | 828.1118 | 2267.5068 | 3334.6715 | 6507.9597 | 0 | 0 | 6507.9597 | 0.0009308%
2028 | 536 | CB 536 | Tier-2 | Tier-2---18 | 4--2 | 10 | 100% | 21.8677 | 42.26% | 53.34% | 4.392% | 0.4575 | 0 | 0 | 0.4575 | 0 | 0.39714 | 0.074014 | 5.3657 | 0.39714 | 0.074014 | 5.3657 | 0.46426 | 0.086524 | 5.3657 | 2.092% | 0.063476 | 0.060334 | 344.504 | 23.2544 | 160.0251 | 161.2245 | 354.8623 | 0 | 0 | 354.8623 | 9.603e-05%
2028 | 540 | CB 540 | Tier-2 | Tier-2---17 | 1--5 | 186 | 100% | 18.5654 | 97.32% | 0% | 2.676% | 0.8944 | 0 | 0 | 0.8944 | 0 | 0.77639 | 1.3767 | 0.56397 | 0.77639 | 1.3767 | 0.56397 | 0.90761 | 1.6093 | 0.56397 | 4.818% | 0.0036022 | 0.0034239 | 5153.9037 | 633.0265 | 1280.5124 | 3240.3647 | 5161.0857 | 0 | 0 | 5161.0857 | 0.0001877%
2028 | 542 | CB 542 | Tier-2 | Tier-2---9 | 4--5 | 47 | 100% | 175.7332 | 76% | 23.31% | 0.6907% | 6.6111 | 0 | 0 | 6.6111 | 0 | 5.7389 | 0.34787 | 16.4973 | 5.7389 | 0.34787 | 16.4973 | 6.7088 | 0.40666 | 16.4973 | 3.762% | 0.053515 | 0.050866 | 3283.8373 | 324.6387 | 1232.8957 | 1726.3029 | 3324.8806 | 0 | 0 | 3324.8806 | 0.001388%
2028 | 576 | CB 576 | Tier-2 | Tier-2---12 | 4--4 | 21 | 100% | 131.3157 | 32.74% | 66.81% | 0.4539% | 2.1281 | 0 | 0 | 2.1281 | 0 | 1.8474 | 0.15543 | 11.8854 | 1.8474 | 0.15543 | 11.8854 | 2.1596 | 0.1817 | 11.8854 | 1.621% | 0.047237 | 0.044899 | 2779.9099 | 133.7981 | 1808.4788 | 837.633 | 2877.2837 | 0 | 0 | 2877.2837 | 0.0004467%
2028 | 599 | CB 599 | Tier-2 | Tier-2---4 | 4--5 | 892 | 100% | 599.9379 | 98.66% | 0% | 1.337% | 29.2998 | 0 | 0 | 29.2998 | 0 | 25.4341 | 6.6021 | 3.8524 | 25.4341 | 6.6021 | 3.8524 | 29.7328 | 7.7179 | 3.8524 | 4.884% | 0.043095 | 0.040961 | 13921.4169 | 2931.9396 | 582.1864 | 10407.2909 | 13931.1128 | 0 | 0 | 13931.1128 | 0.00615%
2028 | 776 | CB 776 | Tier-2 | Tier-2---18 | 3--3 | 70 | 100% | 19.7396 | 79.97% | 11.02% | 9.01% | 0.78143 | 0 | 0 | 0.78143 | 0 | 0.67833 | 0.5181 | 1.3093 | 0.67833 | 0.5181 | 1.3093 | 0.79298 | 0.60567 | 1.3093 | 3.959% | 0.014982 | 0.01424 | 1317.5724 | 201.6613 | 223.1115 | 892.7996 | 1331.3137 | 0 | 0 | 1331.3137 | 0.000164%
2028 | 788 | CB 788 | Tier-2 | Tier-2---2 | 5--5 | 102 | 100% | 1509.6378 | 72.67% | 26.38% | 0.9544% | 54.3006 | 0 | 0 | 54.3006 | 0 | 47.1365 | 0.75495 | 62.4368 | 47.1365 | 0.75495 | 62.4368 | 55.1031 | 0.88254 | 62.4368 | 3.597% | 0.14181 | 0.13479 | 10645.451 | 1766.7834 | 2805.5671 | 6073.1005 | 10796.9927 | 0 | 0 | 10796.9927 | 0.0114%
2028 | 835 | CB 835 | Tier-2 | Tier-2---17 | 1--5 | 169 | 100% | 10.4449 | 97.71% | 0% | 2.289% | 0.50519 | 0 | 0 | 0.50519 | 0 | 0.43854 | 1.2508 | 0.35059 | 0.43854 | 1.2508 | 0.35059 | 0.51265 | 1.4623 | 0.35059 | 4.837% | 0.0017112 | 0.0016265 | 6103.8249 | 1270.1971 | 131.1199 | 4702.5079 | 6111.0995 | 0 | 0 | 6111.0995 | 0.000106%
2028 | 907 | CB 907 | Tier-3 | Tier-3---13 | 3--5 | 58 | 100% | 230.3059 | 98.07% | 1.485% | 0.4463% | 11.18 | 0 | 0 | 11.18 | 0 | 9.705 | 0.42928 | 22.6074 | 9.705 | 0.42928 | 22.6074 | 11.3452 | 0.50184 | 22.6074 | 4.854% | 0.023668 | 0.022497 | 9730.5209 | 1957.65 | 164.6441 | 7608.2269 | 9740.3056 | 0 | 0 | 9740.3056 | 0.002347%
2028 | 91 | CB 91 | Tier-2 | Tier-2---12 | 3--5 | 108 | 100% | 89.8564 | 75.83% | 22.36% | 1.818% | 3.3727 | 0 | 0 | 3.3727 | 0 | 2.9277 | 0.79936 | 3.6626 | 2.9277 | 0.79936 | 3.6626 | 3.4225 | 0.93446 | 3.6626 | 3.753% | 0.015476 | 0.01471 | 5806.255 | 775.6182 | 1813.9846 | 3216.6522 | 5879.3513 | 0 | 0 | 5879.3513 | 0.0007079%
2028 | 928 | CB 928 | Tier-2 | Tier-2---7 | 4--5 | 3 | 100% | 505.3794 | 35.21% | 64.4% | 0.3975% | 8.8072 | 0 | 0 | 8.8072 | 0 | 7.6452 | 0.022204 | 344.311 | 7.6452 | 0.022204 | 344.311 | 8.9373 | 0.025957 | 344.311 | 1.743% | 0.057199 | 0.054367 | 8835.5199 | 595.4493 | 5398.0775 | 2841.9931 | 9133.6609 | 0 | 0 | 9133.6609 | 0.001849%
2028 | 970 | CB 970 | Tier-2 | Tier-2---14 | 1--5 | 7 | 100% | 22.122 | 99.63% | 0% | 0.3731% | 1.091 | 0 | 0 | 1.091 | 0 | 0.94702 | 0.05181 | 18.2786 | 0.94702 | 0.05181 | 18.2786 | 1.1071 | 0.060567 | 18.2786 | 4.932% | 0.00034 | 0.00032317 | 65064.7285 | 10349.1227 | 1856.0637 | 52859.5421 | 65077.3719 | 0 | 0 | 65077.3719 | 0.000229%
2028 | 971 | CB 971 | Tier-2 | Tier-2---3 | 5--5 | 161 | 100% | 1052.4948 | 94.77% | 4.863% | 0.3691% | 49.3729 | 0 | 0 | 49.3729 | 0 | 42.8589 | 1.1916 | 35.9665 | 42.8589 | 1.1916 | 35.9665 | 50.1025 | 1.393 | 35.9665 | 4.691% | 0.12528 | 0.11908 | 8401.3813 | 1359.4082 | 538.7088 | 6503.2643 | 8424.2712 | 0 | 0 | 8424.2712 | 0.01036%
2028 | 975 | CB 975 | Tier-3 | Tier-3---16 | 5--4 | 50 | 100% | 120.9969 | 94.86% | 4.853% | 0.2849% | 5.6816 | 0 | 0 | 5.6816 | 0 | 4.932 | 0.37007 | 13.3272 | 4.932 | 0.37007 | 13.3272 | 5.7656 | 0.43262 | 13.3272 | 4.696% | 0.10726 | 0.10195 | 1128.0883 | 171.5054 | 73.8837 | 882.6993 | 1131.1066 | 0 | 0 | 1131.1066 | 0.001193%
2028 | 980 | CB 980 | Tier-2 | Tier-2---12 | 2--5 | 423 | 100% | 71.0483 | 98.38% | 0% | 1.619% | 3.46 | 0 | 0 | 3.46 | 0 | 3.0035 | 3.1308 | 0.95933 | 3.0035 | 3.1308 | 0.95933 | 3.5111 | 3.66 | 0.95933 | 4.87% | 0.0069124 | 0.0065702 | 10278.3875 | 4306.656 | 761.4547 | 5210.2768 | 10287.0528 | 0 | 0 | 10287.0528 | 0.0007262%
2028 | 981 | CB 981 | Tier-2 | Tier-2---15 | 1--5 | 106 | 100% | 31.4522 | 98.54% | 0% | 1.457% | 1.5342 | 0 | 0 | 1.5342 | 0 | 1.3318 | 0.78455 | 1.6975 | 1.3318 | 0.78455 | 1.6975 | 1.5569 | 0.91715 | 1.6975 | 4.878% | 0.0030076 | 0.0028587 | 10457.5682 | 1238.1114 | 2911.2172 | 6308.2397 | 10465.5035 | 0 | 0 | 10465.5035 | 0.000322%
2028 | CTL1 | CB CTL1 | Tier-3 | Tier-3---19 | 5--1 | 4 | 100% | 6.7195 | 60.86% | 38.02% | 1.116% | 0.20243 | 0 | 0 | 0.20243 | 0 | 0.17573 | 0.029606 | 5.9355 | 0.17573 | 0.029606 | 5.9355 | 0.20543 | 0.034609 | 5.9355 | 3.013% | 0.42111 | 0.40027 | 15.9564 | 1.4967 | 5.9559 | 8.5038 | 16.2817 | 0 | 0 | 16.2817 | 4.249e-05%
2028 | FB1 | CB FB1 | Tier-2 | Tier-2---11 | 4--4 | 463 | 100% | 245.022 | 12.75% | 85.01% | 2.236% | 1.5467 | 0 | 0 | 1.5467 | 0 | 1.3426 | 3.4269 | 0.39179 | 1.3426 | 3.4269 | 0.39179 | 1.5695 | 4.006 | 0.39179 | 0.6312% | 0.04664 | 0.044331 | 5253.4738 | 206.1005 | 4090.6925 | 956.6808 | 5492.1747 | 0 | 0 | 5492.1747 | 0.0003246%
2028 | FB2 | CB FB2 | Tier-2 | Tier-2---9 | 4--5 | 343 | 100% | 225.8323 | 74.73% | 23.69% | 1.581% | 8.3536 | 0 | 0 | 8.3536 | 0 | 7.2515 | 2.5387 | 2.8564 | 7.2515 | 2.5387 | 2.8564 | 8.477 | 2.9678 | 2.8564 | 3.699% | 0.045688 | 0.043427 | 4942.9022 | 871.2523 | 1151.504 | 2920.1458 | 5007.9571 | 0 | 0 | 5007.9571 | 0.001753%
2028 | JU1 | CB JU1 | Tier-3 | Tier-3---15 | 5--4 | 417 | 100% | 282.3719 | 88.57% | 10.71% | 0.7177% | 12.3804 | 0 | 0 | 12.3804 | 0 | 10.747 | 3.0864 | 3.4821 | 10.747 | 3.0864 | 3.4821 | 12.5634 | 3.608 | 3.4821 | 4.384% | 0.1808 | 0.17185 | 1561.7518 | 212.6103 | 161.3522 | 1187.7892 | 1571.0444 | 0 | 0 | 1571.0444 | 0.002599%
2028 | MOR1 | CB MOR1 | Tier-2 | Tier-2---4 | 5--5 | 286 | 100% | 584.1991 | 87.63% | 11.93% | 0.4377% | 25.3416 | 0 | 0 | 25.3416 | 0 | 21.9981 | 2.1168 | 10.3921 | 21.9981 | 2.1168 | 10.3921 | 25.7161 | 2.4746 | 10.3921 | 4.338% | 0.12647 | 0.12021 | 4619.2848 | 721.3686 | 522.5493 | 3375.3669 | 4649.0352 | 0 | 0 | 4649.0352 | 0.005319%
2028 | NVS1 | CB NVS1 | Tier-2 | Tier-2---12 | 4--5 | 19 | 100% | 109.1989 | 94.39% | 0% | 5.606% | 5.1023 | 0 | 0 | 5.1023 | 0 | 4.4292 | 0.14063 | 31.4957 | 4.4292 | 0.14063 | 31.4957 | 5.1777 | 0.1644 | 31.4957 | 4.673% | 0.029239 | 0.027792 | 3734.676 | 571.7006 | 249.4939 | 2913.4815 | 3745.5791 | 0 | 0 | 3745.5791 | 0.001071%
2028 | OK1 | CB OK1 | Tier-3 | Tier-3---7 | 5--5 | 786 | 100% | 1048.1259 | 93.55% | 5.94% | 0.509% | 48.5366 | 0 | 0 | 48.5366 | 0 | 42.1329 | 5.8175 | 7.2424 | 42.1329 | 5.8175 | 7.2424 | 49.2539 | 6.8008 | 7.2424 | 4.631% | 0.20255 | 0.19252 | 5174.6627 | 847.3251 | 299.3088 | 4028.0288 | 5192.0406 | 0 | 0 | 5192.0406 | 0.01019%
2028 | PE1 | CB PE1 | Tier-3 | Tier-3---13 | 5--4 | 1534 | 100% | 620.7512 | 74.86% | 24.36% | 0.7799% | 23.002 | 0 | 0 | 23.002 | 0 | 19.9673 | 11.3538 | 1.7586 | 19.9673 | 11.3538 | 1.7586 | 23.342 | 13.2727 | 1.7586 | 3.706% | 0.24168 | 0.22972 | 2568.4774 | 292.3041 | 583.6879 | 1692.4855 | 2602.1063 | 0 | 0 | 2602.1063 | 0.004828%
2028 | RA1 | CB RA1 | Tier-2 | Tier-2---2 | 5--5 | 454 | 100% | 1222.3715 | 85.76% | 13.62% | 0.6194% | 51.8894 | 0 | 0 | 51.8894 | 0 | 45.0434 | 3.3603 | 13.4048 | 45.0434 | 3.3603 | 13.4048 | 52.6563 | 3.9282 | 13.4048 | 4.245% | 0.14726 | 0.13997 | 8300.6807 | 1160.1787 | 1072.7493 | 6067.7527 | 8362.2497 | 0 | 0 | 8362.2497 | 0.01089%
2028 | RA2 | CB RA2 | Tier-2 | Tier-2---4 | 5--5 | 283 | 100% | 579.2495 | 83.34% | 16.16% | 0.4909% | 23.8972 | 0 | 0 | 23.8972 | 0 | 20.7443 | 2.0946 | 9.9037 | 20.7443 | 2.0946 | 9.9037 | 24.2503 | 2.4486 | 9.9037 | 4.126% | 0.12706 | 0.12077 | 4558.9302 | 908.2518 | 686.0992 | 2964.5792 | 4598.474 | 0 | 0 | 4598.474 | 0.005016%
2028 | RA3 | CB RA3 | Tier-2 | Tier-2---10 | 5--4 | 200 | 100% | 353.8636 | 22.75% | 76.17% | 1.082% | 3.9851 | 0 | 0 | 3.9851 | 0 | 3.4593 | 1.4803 | 2.3369 | 3.4593 | 1.4803 | 2.3369 | 4.0439 | 1.7305 | 2.3369 | 1.126% | 0.12911 | 0.12272 | 2740.8339 | 103.3538 | 1864.7752 | 772.7049 | 2851.0971 | 0 | 0 | 2851.0971 | 0.0008365%
2028 | RB1 | CB RB1 | Tier-3 | Tier-3---20 | 1--5 | 4 | 100% | 3.2964 | 98.93% | 0% | 1.066% | 0.16143 | 0 | 0 | 0.16143 | 0 | 0.14013 | 0.029606 | 4.7333 | 0.14013 | 0.029606 | 4.7333 | 0.16382 | 0.034609 | 4.7333 | 4.897% | 0.0001458 | 0.00013858 | 22608.9431 | 3603.4994 | 517.2364 | 18488.2073 | 22621.4997 | 0 | 0 | 22621.4997 | 3.388e-05%
2028 | RC1 | CB RC1 | Tier-2 | Tier-2---4 | 4--5 | 330 | 100% | 397.5199 | 92.07% | 7.427% | 0.5025% | 18.117 | 0 | 0 | 18.117 | 0 | 15.7267 | 2.4425 | 6.4388 | 15.7267 | 2.4425 | 6.4388 | 18.3847 | 2.8553 | 6.4388 | 4.558% | 0.084253 | 0.080083 | 4718.147 | 893.9653 | 343.0371 | 3481.1447 | 4737.6299 | 0 | 0 | 4737.6299 | 0.003803%
2028 | SL1 | CB SL1 | Tier-3 | Tier-3---11 | 5--5 | 793 | 100% | 677.9763 | 69.55% | 29.7% | 0.758% | 23.3394 | 0 | 0 | 23.3394 | 0 | 20.2601 | 5.8693 | 3.4519 | 20.2601 | 5.8693 | 3.4519 | 23.6843 | 6.8613 | 3.4519 | 3.443% | 0.19527 | 0.18561 | 3471.9301 | 456.3042 | 974.4203 | 2041.2056 | 3526.9947 | 0 | 0 | 3526.9947 | 0.004899%
2028 | SSC1 | CB SSC1 | Tier-2 | Tier-2---18 | 4--3 | 52 | 100% | 91.8404 | 1.784% | 94.85% | 3.363% | 0.081116 | 0 | 0 | 0.081116 | 0 | 0.070414 | 0.38488 | 0.18295 | 0.070414 | 0.38488 | 0.18295 | 0.082315 | 0.44992 | 0.18295 | 0.08832% | 0.031528 | 0.029967 | 2912.9967 | 6.2531 | 2639.8755 | 266.8681 | 3061.9925 | 0 | 0 | 3061.9925 | 1.703e-05%
2028 | CTL1 | CTL1-3R | Tier-3 | Tier-3---14 | 5--4 | 1644 | 100% | 691.1308 | 38.4% | 60.91% | 0.6868% | 13.1376 | 0 | 0 | 13.1376 | 0 | 11.4043 | 12.168 | 0.93724 | 11.4043 | 12.168 | 0.93724 | 13.3317 | 14.2245 | 0.93724 | 1.901% | 0.42513 | 0.40409 | 1625.6897 | 99.6026 | 905.5939 | 620.4932 | 1677.8405 | 0 | 0 | 1677.8405 | 0.002758%
2028 | DV1 | DV1-3R | Tier-3 | Tier-3---11 | 5--5 | 433 | 100% | 634.2705 | 72.29% | 26.89% | 0.8162% | 22.6974 | 0 | 0 | 22.6974 | 0 | 19.7028 | 3.2048 | 6.1479 | 19.7028 | 3.2048 | 6.1479 | 23.0328 | 3.7465 | 6.1479 | 3.578% | 0.19421 | 0.1846 | 3265.8667 | 390.6526 | 820.8791 | 2054.3349 | 3312.9907 | 0 | 0 | 3312.9907 | 0.004764%
2028 | RA1 | RA1-402R | Tier-3 | Tier-3---4 | 5--5 | 341 | 100% | 861.3982 | 92.86% | 6.845% | 0.2988% | 39.5931 | 0 | 0 | 39.5931 | 0 | 34.3694 | 2.5239 | 13.6176 | 34.3694 | 2.5239 | 13.6176 | 40.1782 | 2.9505 | 13.6176 | 4.596% | 0.12948 | 0.12307 | 6652.8745 | 1118.7394 | 431.7484 | 5102.3868 | 6677.6256 | 0 | 0 | 6677.6256 | 0.008311%
2028 | RB1 | RB1-427R | Tier-3 | Tier-3---7 | 5--5 | 1098 | 100% | 996.0696 | 83.51% | 15.68% | 0.8099% | 41.1767 | 0 | 0 | 41.1767 | 0 | 35.7441 | 8.1268 | 4.3983 | 35.7441 | 8.1268 | 4.3983 | 41.7852 | 9.5003 | 4.3983 | 4.134% | 0.15381 | 0.14619 | 6476.1764 | 929.4617 | 937.2221 | 4609.4925 | 6531.7795 | 0 | 0 | 6531.7795 | 0.008643%
2028 | RB1 | RB1-433R | Tier-3 | Tier-3---10 | 5--5 | 329 | 100% | 717.075 | 94.45% | 5% | 0.5477% | 33.526 | 0 | 0 | 33.526 | 0 | 29.1028 | 2.4351 | 11.9515 | 29.1028 | 2.4351 | 11.9515 | 34.0215 | 2.8466 | 11.9515 | 4.675% | 0.15284 | 0.14528 | 4691.5909 | 760.1035 | 231.5295 | 3699.958 | 4705.1455 | 0 | 0 | 4705.1455 | 0.007037%
2028 | TM1 | TM1-10R | Tier-3 | Tier-3---12 | 5--5 | 505 | 100% | 437.3004 | 95.61% | 3.838% | 0.5568% | 20.695 | 0 | 0 | 20.695 | 0 | 17.9646 | 3.7377 | 4.8063 | 17.9646 | 3.7377 | 4.8063 | 21.0009 | 4.3694 | 4.8063 | 4.732% | 0.093421 | 0.088796 | 4680.975 | 712.9363 | 184.5612 | 3783.4774 | 4691.6885 | 0 | 0 | 4691.6885 | 0.004344%

## Veg_Detail_Inspection
Veg Detail Inspection - Risk & Cost Benefit | [29 empty] | Summary Table |  | Baseline 2024 | Baseline 2024 | Baseline 2024 | WACC | WACC | WACC | H.D.R | H.D.R | H.D.R | S.D.R | S.D.R | S.D.R
[30 empty] | Year | Total Units (miles) | WF + PSPS + PEDS Risk Baseline (K$) | Baseline Risk Reduction (K$) | Baseline Risk Reduction (%) | PV Risk Reduced (K$) Year 40 | PV Total Cost Capital + O&M (K$) Year 40 | BCR WACC | PV Risk Reduced (K$) Year 40 | PV Total Cost Capital + O&M (K$) Year 40 | BCR HDR | PV Risk Reduced (K$) Year 40 | PV Total Cost Capital + O&M (K$) Year 40 | BCR SDR | Service Territory Risk Reduction (%)
back to index | [29 empty] | 2026 | 255000 | 389422.7586 | 15573.8948 | 3.999% | 14856.4376 | 4648.9198 | 3.1957 | 14856.4376 | 4648.9198 | 3.1957 | 15650.2374 | 4897.3179 | 3.1957 | 3.269%
[9 empty] | Assumptions | Value | Units | Last Update | Comments |  |  |  | Notes | [12 empty] | 2027 | 255000 | 389422.7586 | 15573.8948 | 3.999% | 14172.0321 | 4434.7536 | 3.1957 | 14172.0321 | 4434.7536 | 3.1957 | 15726.9543 | 4921.3244 | 3.1957 | 3.269%
[9 empty] | Capital Cost only in Year 0 | 0.019111 | K$/inspection | 2025-05-07 |  |  |  |  | [1] SDG&E does not calculate the risk reduction for the safety and reliability attributes for this program. All risk reduction is considered to fall within the financial attribute. | [12 empty] | 2028 | 255000 | 389422.7586 | 15573.8948 | 3.999% | 13519.1558 | 4230.4537 | 3.1957 | 13519.1558 | 4230.4537 | 3.1957 | 15804.0472 | 4945.4485 | 3.1957 | 3.269%
[9 empty] | Service Drop factor | 0% | % | 2025-05-07 |  |  |  |  | [2] To avoid double counting of foundational cost SDG&E assumes no foundational cost for this program. | [12 empty] | Total 2026-2028 | 765000 | 1168268.2759 | 46721.6844 | 3.999% | 42547.6255 | 13314.127 | 3.1957 | 42547.6255 | 13314.127 | 3.1957 | 47181.2389 | 14764.0908 | 3.1957 | 9.807%
[9 empty] | OH to UG conversion factor | 0% | % | 2025-05-07
[9 empty] | Long-term Ongoing costs | 0 | $/unit | 2025-05-07
[9 empty] | Lifetime | 1 | Years | 2025-05-07
[9 empty] | Inflation Assumption to adjust Baseline | 2.5% |  | 2025-05-07
[9 empty] | Mitigation Effectiveness Estimate (%) | 4.95% | % | 2025-05-07
[9 empty] | Additional Installation Cost (O&M) only in Year 0 | 0 | M$/mile | 2025-05-07
[13 empty] | [1] | [1] | [1] | [2]
[8 empty] | Baseline 2025 | Baseline 2025 | Baseline 2025 | Baseline 2025 | Baseline 2025 | Baseline 2025 | Baseline 2025 | Baseline 2025 | Baseline 2025 | WACC | WACC | WACC | H.D.R | H.D.R | H.D.R | S.D.R | S.D.R | S.D.R |  |  |  | Pre - Mitigation CoRE |  |  |  | Post - Mitigation CoRE
Year | Feeder | Feeder Segment | HFTD Tier | Tranche ID HTM | Tranche ID Quintile | Total Units | Units (Poles) | WF + PSPS + PEDS Risk Baseline (K$/year) | Baseline Wildfire (%) | Baseline PSPS (%) | Baseline PEDS (%) | Risk Reduction (K$/year) | Safety Risk Reduction (K$/year) | Reliability Risk Reduction (K$/year) | Financial Risk Reduction (K$/year) | Mitigation Annual Cost (K$/year) | PV Risk Reduced (K$) Year 55 | PV Total Cost Capital + O&M (K$) Year 55 | BCR WACC | PV Risk Reduced (K$) Year 55 | PV Total Cost Capital + O&M (K$) Year 55 | BCR HDR | PV Risk Reduced (K$) Year 55 | PV Total Cost Capital + O&M (K$) Year 55 | BCR SDR | Risk Reduction % | Pre-Mitigation LoRE | Post-Mitigation LoRE | Pre-Mitigated CoRE [K$] | Pre-Mitigated CoRE Safety [K$] | Pre-Mitigated CoRE Reliability [K$] | Pre-Mitigated CoRE Financial [K$] | Post-Mitigated CoRE [K$] | Post-Mitigated CoRE Safety [K$] | Post-Mitigated CoRE Reliability [K$] | Post-Mitigated CoRE Financial [K$] | Service Territory Risk Reduction (%)
2026 | 1001 | 1001-1231F | Tier-2 | Tier-2---15 | 3--3 | 6 | 100% | 14.0535 | 92.14% | 7.108% | 0.7568% | 0.64094 | 0 | 0 | 0.64094 | 0 | 0.61141 | 0.10939 | 5.5895 | 0.61141 | 0.10939 | 5.5895 | 0.64408 | 0.11523 | 5.5895 | 4.561% | 0.025088 | 0.023847 | 560.1576 | 85.0993 | 40.4936 | 434.5648 | 562.4519 | 0 | 0 | 562.4519 | 0.0001345%
2026 | 1001 | 1001-1814AE | Tier-2 | Tier-2---11 | 5--3 | 79 | 100% | 47.9998 | 92.92% | 6.426% | 0.6525% | 2.2078 | 0 | 0 | 2.2078 | 0 | 2.1061 | 1.4403 | 1.4623 | 2.1061 | 1.4403 | 1.4623 | 2.2186 | 1.5172 | 1.4623 | 4.6% | 0.094213 | 0.089549 | 509.4829 | 78.1654 | 33.1388 | 398.1787 | 511.361 | 0 | 0 | 511.361 | 0.0004634%
2026 | 1001 | 1001-1820F | Tier-2 | Tier-2---5 | 5--5 | 1219 | 100% | 829.5199 | 57.26% | 42.23% | 0.5113% | 23.5124 | 0 | 0 | 23.5124 | 0 | 22.4292 | 22.2237 | 1.0092 | 22.4292 | 22.2237 | 1.0092 | 23.6276 | 23.4111 | 1.0092 | 2.834% | 0.12846 | 0.1221 | 6457.4377 | 610.0184 | 2517.829 | 3329.5903 | 6601.1622 | 0 | 0 | 6601.1622 | 0.004935%
2026 | 1006 | 1006-829F | Tier-2 | Tier-2---15 | 1--5 | 20 | 100% | 17.7536 | 98.49% | 0% | 1.506% | 0.86556 | 0 | 0 | 0.86556 | 0 | 0.82569 | 0.36462 | 2.2645 | 0.82569 | 0.36462 | 2.2645 | 0.86981 | 0.3841 | 2.2645 | 4.875% | 0.0022112 | 0.0021017 | 8028.9403 | 1624.4298 | 111.3505 | 6293.1601 | 8035.239 | 0 | 0 | 8035.239 | 0.0001817%
2026 | 1021 | 1021-1748F | Tier-3 | Tier-3---2 | 5--5 | 1445 | 100% | 3232.7645 | 89.58% | 10.03% | 0.3884% | 143.3482 | 0 | 0 | 143.3482 | 0 | 136.7444 | 26.3439 | 5.1907 | 136.7444 | 26.3439 | 5.1907 | 144.0509 | 27.7515 | 5.1907 | 4.434% | 0.16564 | 0.15744 | 19517.3055 | 3280.9667 | 1890.5731 | 14345.7657 | 19623.2124 | 0 | 0 | 19623.2124 | 0.03009%
2026 | 1021 | 1021-1760R | Tier-3 | Tier-3---6 | 5--5 | 194 | 100% | 678.7974 | 81.46% | 18.22% | 0.3148% | 27.3725 | 0 | 0 | 27.3725 | 0 | 26.1115 | 3.5368 | 7.3827 | 26.1115 | 3.5368 | 7.3827 | 27.5067 | 3.7258 | 7.3827 | 4.032% | 0.10829 | 0.10293 | 6268.2599 | 949.9835 | 1058.3856 | 4259.8908 | 6328.7664 | 0 | 0 | 6328.7664 | 0.005746%
2026 | 1021 | 1021-25R | Tier-3 | Tier-3---2 | 5--5 | 618 | 100% | 1498.4695 | 96.3% | 3.418% | 0.2826% | 71.4297 | 0 | 0 | 71.4297 | 0 | 68.1391 | 11.2668 | 6.0478 | 68.1391 | 11.2668 | 6.0478 | 71.7798 | 11.8688 | 6.0478 | 4.767% | 0.12361 | 0.11749 | 12122.637 | 2220.1266 | 404.4712 | 9498.0392 | 12145.9969 | 0 | 0 | 12145.9969 | 0.01499%
2026 | 1021 | 1021-855 | Tier-3 | Tier-3---10 | 5--5 | 334 | 100% | 466.7529 | 94.79% | 4.788% | 0.426% | 21.8995 | 0 | 0 | 21.8995 | 0 | 20.8906 | 6.0892 | 3.4308 | 20.8906 | 6.0892 | 3.4308 | 22.0068 | 6.4145 | 3.4308 | 4.692% | 0.10909 | 0.10369 | 4278.6432 | 663.1014 | 202.1105 | 3413.4312 | 4290.2623 | 0 | 0 | 4290.2623 | 0.004597%
2026 | 1021 | 1021-883R | Tier-3 | Tier-3---16 | 5--4 | 70 | 100% | 128.5827 | 95.57% | 4.014% | 0.4192% | 6.0827 | 0 | 0 | 6.0827 | 0 | 5.8024 | 1.2762 | 4.5468 | 5.8024 | 1.2762 | 4.5468 | 6.1125 | 1.3444 | 4.5468 | 4.731% | 0.10042 | 0.095448 | 1280.464 | 200.1169 | 52.1937 | 1028.1534 | 1283.4204 | 0 | 0 | 1283.4204 | 0.001277%
2026 | 1021 | 1021-92 | Tier-3 | Tier-3---15 | 5--4 | 28 | 100% | 73.801 | 95.78% | 3.784% | 0.4383% | 3.4989 | 0 | 0 | 3.4989 | 0 | 3.3377 | 0.51047 | 6.5385 | 3.3377 | 0.51047 | 6.5385 | 3.516 | 0.53774 | 6.5385 | 4.741% | 0.099013 | 0.094112 | 745.3636 | 116.7498 | 26.9385 | 601.6753 | 747.0028 | 0 | 0 | 747.0028 | 0.0007344%
2026 | 1022 | 1022-17F | Tier-3 | Tier-3---4 | 5--5 | 473 | 100% | 887.1334 | 95.91% | 3.733% | 0.3607% | 42.1153 | 0 | 0 | 42.1153 | 0 | 40.1752 | 8.6233 | 4.6589 | 40.1752 | 8.6233 | 4.6589 | 42.3218 | 9.084 | 4.6589 | 4.747% | 0.10945 | 0.10403 | 8105.3609 | 1393.5381 | 301.1063 | 6410.7165 | 8122.6419 | 0 | 0 | 8122.6419 | 0.00884%
2026 | 1022 | 1022-26R | Tier-3 | Tier-3---15 | 4--4 | 18 | 100% | 67.2303 | 92.09% | 7.549% | 0.3574% | 3.0648 | 0 | 0 | 3.0648 | 0 | 2.9236 | 0.32816 | 8.9091 | 2.9236 | 0.32816 | 8.9091 | 3.0798 | 0.34569 | 8.9091 | 4.559% | 0.092662 | 0.088075 | 725.545 | 109.1423 | 50.7298 | 565.6729 | 728.5325 | 0 | 0 | 728.5325 | 0.0006433%
2026 | 1022 | 1022-322R | Tier-3 | Tier-3---10 | 5--5 | 262 | 100% | 526.8683 | 92.1% | 7.447% | 0.4577% | 24.0185 | 0 | 0 | 24.0185 | 0 | 22.912 | 4.7765 | 4.7968 | 22.912 | 4.7765 | 4.7968 | 24.1362 | 5.0318 | 4.7968 | 4.559% | 0.10587 | 0.10063 | 4976.7569 | 830.1937 | 356.0985 | 3790.4647 | 4997.2437 | 0 | 0 | 4997.2437 | 0.005041%
2026 | 1023 | 1023-200R | Tier-2 | Tier-2---5 | 4--5 | 428 | 100% | 340.3967 | 93.71% | 5.554% | 0.7407% | 15.7891 | 0 | 0 | 15.7891 | 0 | 15.0617 | 7.8029 | 1.9303 | 15.0617 | 7.8029 | 1.9303 | 15.8665 | 8.2198 | 1.9303 | 4.638% | 0.083115 | 0.079 | 4095.5104 | 628.6418 | 234.4876 | 3232.381 | 4108.9353 | 0 | 0 | 4108.9353 | 0.003314%
2026 | 1023 | 1023-46AE | Tier-2 | Tier-2---2 | 5--5 | 1949 | 100% | 1480.046 | 74.84% | 24.29% | 0.8655% | 54.8311 | 0 | 0 | 54.8311 | 0 | 52.3052 | 35.5323 | 1.472 | 52.3052 | 35.5323 | 1.472 | 55.0999 | 37.4309 | 1.472 | 3.705% | 0.13914 | 0.13225 | 10637.4667 | 1301.0798 | 2440.2216 | 6896.1652 | 10776.8346 | 0 | 0 | 10776.8346 | 0.01151%
2026 | 1023 | 1023-48R | Tier-2 | Tier-2---5 | 5--5 | 1169 | 100% | 664.4014 | 85.5% | 12.99% | 1.509% | 28.1206 | 0 | 0 | 28.1206 | 0 | 26.8252 | 21.3121 | 1.2587 | 26.8252 | 21.3121 | 1.2587 | 28.2585 | 22.4508 | 1.2587 | 4.232% | 0.12816 | 0.12182 | 5184.0424 | 718.5028 | 688.8951 | 3776.6445 | 5223.1761 | 0 | 0 | 5223.1761 | 0.005903%
2026 | 1023 | 1023-89R | Tier-2 | Tier-2---11 | 4--4 | 235 | 100% | 171.3673 | 58.84% | 39.57% | 1.585% | 4.9915 | 0 | 0 | 4.9915 | 0 | 4.7615 | 4.2843 | 1.1114 | 4.7615 | 4.2843 | 1.1114 | 5.0159 | 4.5132 | 1.1114 | 2.913% | 0.083403 | 0.079275 | 2054.6806 | 198.0279 | 761.6338 | 1095.0189 | 2098.7199 | 0 | 0 | 2098.7199 | 0.001048%
2026 | 1030 | 1030-1728R | Tier-3 | Tier-3---9 | 5--5 | 100 | 100% | 527.0422 | 83.47% | 16.25% | 0.2733% | 21.7771 | 0 | 0 | 21.7771 | 0 | 20.7739 | 1.8231 | 11.3948 | 20.7739 | 1.8231 | 11.3948 | 21.8838 | 1.9205 | 11.3948 | 4.132% | 0.23544 | 0.22379 | 2238.5434 | 326.4296 | 340.3101 | 1571.8036 | 2257.8096 | 0 | 0 | 2257.8096 | 0.004571%
2026 | 1030 | 1030-1777 | Tier-3 | Tier-3---5 | 5--5 | 240 | 100% | 1156.6044 | 85.87% | 13.79% | 0.3401% | 49.1606 | 0 | 0 | 49.1606 | 0 | 46.8959 | 4.3755 | 10.7179 | 46.8959 | 4.3755 | 10.7179 | 49.4016 | 4.6092 | 10.7179 | 4.25% | 0.24629 | 0.2341 | 4696.0317 | 680.3464 | 620.6467 | 3395.0386 | 4730.5949 | 0 | 0 | 4730.5949 | 0.01032%
2026 | 1030 | 1030-1823F | Tier-3 | Tier-3---13 | 5--5 | 288 | 100% | 202.5757 | 94.25% | 5.49% | 0.2586% | 9.4511 | 0 | 0 | 9.4511 | 0 | 9.0157 | 5.2505 | 1.7171 | 9.0157 | 5.2505 | 1.7171 | 9.4974 | 5.5311 | 1.7171 | 4.665% | 0.10605 | 0.1008 | 1910.1293 | 293.8795 | 98.2865 | 1517.9633 | 1915.8474 | 0 | 0 | 1915.8474 | 0.001984%
2026 | 1030 | 1030-18R | Tier-3 | Tier-3---7 | 5--5 | 762 | 100% | 693.6608 | 87.49% | 12.21% | 0.2965% | 30.0406 | 0 | 0 | 30.0406 | 0 | 28.6567 | 13.8921 | 2.0628 | 28.6567 | 13.8921 | 2.0628 | 30.1878 | 14.6343 | 2.0628 | 4.331% | 0.23843 | 0.22663 | 2909.3141 | 434.9069 | 331.8024 | 2142.6047 | 2928.2688 | 0 | 0 | 2928.2688 | 0.006306%
2026 | 1030 | 1030-20R | Tier-3 | Tier-3---3 | 5--5 | 1434 | 100% | 2610.2797 | 91.86% | 7.744% | 0.3915% | 118.6968 | 0 | 0 | 118.6968 | 0 | 113.2286 | 26.1433 | 4.3311 | 113.2286 | 26.1433 | 4.3311 | 119.2786 | 27.5402 | 4.3311 | 4.547% | 0.28668 | 0.27249 | 9105.2413 | 1516.1831 | 664.7389 | 6924.3193 | 9143.8195 | 0 | 0 | 9143.8195 | 0.02491%
2026 | 1030 | 1030-42R | Tier-3 | Tier-3---3 | 5--5 | 1366 | 100% | 2942.2545 | 85.79% | 13.83% | 0.3713% | 124.9524 | 0 | 0 | 124.9524 | 0 | 119.1961 | 24.9036 | 4.7863 | 119.1961 | 24.9036 | 4.7863 | 125.5649 | 26.2343 | 4.7863 | 4.247% | 0.28228 | 0.2683 | 10423.3029 | 1628.0334 | 1345.6404 | 7449.6291 | 10500.4141 | 0 | 0 | 10500.4141 | 0.02623%
2026 | 1030 | 1030-989R | Tier-3 | Tier-3---3 | 5--5 | 1131 | 100% | 3020.5785 | 92.73% | 6.883% | 0.3901% | 138.6439 | 0 | 0 | 138.6439 | 0 | 132.2569 | 20.6193 | 6.4142 | 132.2569 | 20.6193 | 6.4142 | 139.3235 | 21.721 | 6.4142 | 4.59% | 0.30703 | 0.29183 | 9838.1975 | 1537.3198 | 631.4887 | 7669.389 | 9875.4617 | 0 | 0 | 9875.4617 | 0.0291%
2026 | 1039 | 1039-13 | Tier-2 | Tier-2---3 | 5--5 | 1778 | 100% | 2056.5259 | 80.69% | 18.74% | 0.569% | 82.1418 | 0 | 0 | 82.1418 | 0 | 78.3577 | 32.4148 | 2.4173 | 78.3577 | 32.4148 | 2.4173 | 82.5445 | 34.1468 | 2.4173 | 3.994% | 0.1351 | 0.12841 | 15222.1821 | 2652.795 | 2719.3692 | 9850.0179 | 15375.2522 | 0 | 0 | 15375.2522 | 0.01724%
2026 | 1073 | 1073-872F | Tier-2 | Tier-2---20 | 3--2 | 92 | 100% | 7.9014 | 70.78% | 23.83% | 5.396% | 0.27682 | 0 | 0 | 0.27682 | 0 | 0.26407 | 1.6773 | 0.15744 | 0.26407 | 1.6773 | 0.15744 | 0.27817 | 1.7669 | 0.15744 | 3.503% | 0.018584 | 0.017664 | 425.1621 | 49.479 | 114.8811 | 260.802 | 431.6327 | 0 | 0 | 431.6327 | 5.81e-05%
2026 | 1073 | 1073-886F | Tier-2 | Tier-2---20 | 3--2 | 25 | 100% | 24.1814 | 4.506% | 95.04% | 0.4562% | 0.053933 | 0 | 0 | 0.053933 | 0 | 0.051448 | 0.45578 | 0.11288 | 0.051448 | 0.45578 | 0.11288 | 0.054197 | 0.48013 | 0.11288 | 0.223% | 0.016776 | 0.015946 | 1441.409 | 12.0618 | 1249.7892 | 179.558 | 1513.0923 | 0 | 0 | 1513.0923 | 1.132e-05%
2026 | 1073 | 1073-887F | Tier-2 | Tier-2---21 | 3--1 | 4 | 100% | 4.8278 | 14.92% | 83.66% | 1.424% | 0.035654 | 0 | 0 | 0.035654 | 0 | 0.034012 | 0.072924 | 0.4664 | 0.034012 | 0.072924 | 0.4664 | 0.035829 | 0.076821 | 0.4664 | 0.7385% | 0.016639 | 0.015815 | 290.1481 | 7.5827 | 212.0226 | 70.5428 | 303.004 | 0 | 0 | 303.004 | 7.484e-06%
2026 | 1090 | 1090-1734 | Tier-3 | Tier-3---16 | 2--5 | 21 | 100% | 102.6812 | 94.73% | 4.077% | 1.193% | 4.8148 | 0 | 0 | 4.8148 | 0 | 4.593 | 0.38285 | 11.9969 | 4.593 | 0.38285 | 11.9969 | 4.8384 | 0.40331 | 11.9969 | 4.689% | 0.01345 | 0.012784 | 7634.5181 | 1203.6871 | 422.3196 | 6008.5114 | 7655.4733 | 0 | 0 | 7655.4733 | 0.001011%
2026 | 1090 | 1090-636R | Tier-3 | Tier-3---15 | 5--3 | 183 | 100% | 202.402 | 73% | 25.01% | 1.988% | 7.3141 | 0 | 0 | 7.3141 | 0 | 6.9771 | 3.3363 | 2.0913 | 6.9771 | 3.3363 | 2.0913 | 7.3499 | 3.5145 | 2.0913 | 3.614% | 0.38465 | 0.36561 | 526.2047 | 57.0359 | 118.3494 | 350.8194 | 533.603 | 0 | 0 | 533.603 | 0.001535%
2026 | 1090 | 1090-70F | Tier-2 | Tier-2---15 | 2--5 | 39 | 100% | 35.1863 | 53.14% | 45.71% | 1.154% | 0.92556 | 0 | 0 | 0.92556 | 0 | 0.88292 | 0.71101 | 1.2418 | 0.88292 | 0.71101 | 1.2418 | 0.93009 | 0.749 | 1.2418 | 2.63% | 0.0083 | 0.0078891 | 4239.3083 | 364.6844 | 1853.0615 | 2021.5624 | 4342.7622 | 0 | 0 | 4342.7622 | 0.0001943%
2026 | 1090 | 1090-73F | Tier-3 | Tier-3---10 | 4--5 | 564 | 100% | 724.1417 | 96.98% | 2.008% | 1.013% | 34.7621 | 0 | 0 | 34.7621 | 0 | 33.1607 | 10.2823 | 3.225 | 33.1607 | 10.2823 | 3.225 | 34.9325 | 10.8317 | 3.225 | 4.8% | 0.046754 | 0.044439 | 15488.4699 | 2874.558 | 442.3847 | 12171.5272 | 15512.8378 | 0 | 0 | 15512.8378 | 0.007297%
2026 | 1090 | 1090-74F | Tier-3 | Tier-3---10 | 4--5 | 628 | 100% | 595.9278 | 96.92% | 1.794% | 1.287% | 28.5897 | 0 | 0 | 28.5897 | 0 | 27.2726 | 11.4491 | 2.3821 | 27.2726 | 11.4491 | 2.3821 | 28.7298 | 12.0608 | 2.3821 | 4.798% | 0.045737 | 0.043473 | 13029.5603 | 2451.0895 | 420.5295 | 10157.9412 | 13050.4642 | 0 | 0 | 13050.4642 | 0.006001%
2026 | 1094 | 1094-35F | Tier-2 | Tier-2---7 | 3--5 | 414 | 100% | 314.0502 | 98.71% | 0% | 1.287% | 15.3455 | 0 | 0 | 15.3455 | 0 | 14.6385 | 7.5477 | 1.9395 | 14.6385 | 7.5477 | 1.9395 | 15.4207 | 7.9509 | 1.9395 | 4.886% | 0.020398 | 0.019388 | 15396.4279 | 2493.2081 | 249.741 | 12653.4788 | 15406.7451 | 0 | 0 | 15406.7451 | 0.003221%
2026 | 1094 | 1094-7 | Tier-2 | Tier-2---17 | 2--4 | 100 | 100% | 23.6343 | 95.14% | 0% | 4.857% | 1.1131 | 0 | 0 | 1.1131 | 0 | 1.0618 | 1.8231 | 0.58241 | 1.0618 | 1.8231 | 0.58241 | 1.1185 | 1.9205 | 0.58241 | 4.71% | 0.0065074 | 0.0061853 | 3631.9148 | 548.3695 | 294.63 | 2788.9153 | 3641.1014 | 0 | 0 | 3641.1014 | 0.0002336%
2026 | 1100 | 1100-1168F | Tier-2 | Tier-2---18 | 4--2 | 1 | 100% | 7.378 | 90.91% | 7.749% | 1.342% | 0.33201 | 0 | 0 | 0.33201 | 0 | 0.31672 | 0.018231 | 17.3725 | 0.31672 | 0.018231 | 17.3725 | 0.33364 | 0.019205 | 17.3725 | 4.5% | 0.070904 | 0.067394 | 104.0564 | 15.6381 | 7.6766 | 80.7416 | 104.549 | 0 | 0 | 104.549 | 6.969e-05%
2026 | 1100 | 1100-1172R | Tier-2 | Tier-2---7 | 4--5 | 43 | 100% | 224.6699 | 96.97% | 2.526% | 0.5062% | 10.7839 | 0 | 0 | 10.7839 | 0 | 10.2871 | 0.78394 | 13.1224 | 10.2871 | 0.78394 | 13.1224 | 10.8368 | 0.82582 | 13.1224 | 4.8% | 0.080798 | 0.076798 | 2780.644 | 645.5698 | 68.3515 | 2066.7227 | 2785.0355 | 0 | 0 | 2785.0355 | 0.002264%
2026 | 1105 | 1105-1479 | Tier-2 | Tier-2---4 | 5--5 | 120 | 100% | 388.9465 | 99.2% | 0.3457% | 0.4512% | 19.0994 | 0 | 0 | 19.0994 | 0 | 18.2196 | 2.1877 | 8.3281 | 18.2196 | 2.1877 | 8.3281 | 19.1931 | 2.3046 | 8.3281 | 4.911% | 0.10556 | 0.10034 | 3684.559 | 828.8019 | 25.956 | 2829.8012 | 3686.0881 | 0 | 0 | 3686.0881 | 0.004009%
2026 | 1105 | 1105-1483 | Tier-2 | Tier-2---11 | 4--4 | 113 | 100% | 59.1581 | 61.98% | 37.43% | 0.5957% | 1.8149 | 0 | 0 | 1.8149 | 0 | 1.7313 | 2.0601 | 0.84039 | 1.7313 | 2.0601 | 0.84039 | 1.8238 | 2.1702 | 0.84039 | 3.068% | 0.063819 | 0.06066 | 926.9702 | 95.1212 | 282.7416 | 549.1075 | 945.3255 | 0 | 0 | 945.3255 | 0.0003809%
2026 | 1118 | 1118-1718F | Tier-2 | Tier-2---10 | 5--4 | 69 | 100% | 86.4712 | 94.68% | 4.653% | 0.67% | 4.0525 | 0 | 0 | 4.0525 | 0 | 3.8658 | 1.2579 | 3.0731 | 3.8658 | 1.2579 | 3.0731 | 4.0723 | 1.3252 | 3.0731 | 4.686% | 0.10781 | 0.10247 | 802.0788 | 148.072 | 34.1971 | 619.8097 | 804.3024 | 0 | 0 | 804.3024 | 0.0008506%
2026 | 1138 | 1138-6R | Tier-2 | Tier-2---5 | 5--5 | 2029 | 100% | 1117.3657 | 63.79% | 34.95% | 1.264% | 35.2809 | 0 | 0 | 35.2809 | 0 | 33.6556 | 36.9908 | 0.90984 | 33.6556 | 36.9908 | 0.90984 | 35.4539 | 38.9673 | 0.90984 | 3.158% | 0.17153 | 0.16304 | 6514.2797 | 790.3405 | 2180.8634 | 3543.0757 | 6637.1286 | 0 | 0 | 6637.1286 | 0.007405%
2026 | 1162 | 1162-324R | Tier-2 | Tier-2---13 | 4--3 | 24 | 100% | 67.3479 | 58.69% | 38.45% | 2.854% | 1.9567 | 0 | 0 | 1.9567 | 0 | 1.8665 | 0.43755 | 4.266 | 1.8665 | 0.43755 | 4.266 | 1.9663 | 0.46092 | 4.266 | 2.905% | 0.068658 | 0.065259 | 980.9191 | 90.4084 | 338.5141 | 551.9967 | 1002.0201 | 0 | 0 | 1002.0201 | 0.0004107%
2026 | 1162 | 1162-329R | Tier-2 | Tier-2---13 | 4--3 | 25 | 100% | 43.5602 | 84.31% | 12.05% | 3.642% | 1.8179 | 0 | 0 | 1.8179 | 0 | 1.7341 | 0.45578 | 3.8048 | 1.7341 | 0.45578 | 3.8048 | 1.8268 | 0.48013 | 3.8048 | 4.173% | 0.070019 | 0.066553 | 622.1156 | 81.8972 | 81.6762 | 458.5422 | 627.1997 | 0 | 0 | 627.1997 | 0.0003816%
2026 | 1162 | 1162-363 | Tier-2 | Tier-2---13 | 4--3 | 7 | 100% | 41.7736 | 86.9% | 10.44% | 2.668% | 1.7968 | 0 | 0 | 1.7968 | 0 | 1.7141 | 0.12762 | 13.4313 | 1.7141 | 0.12762 | 13.4313 | 1.8056 | 0.13444 | 13.4313 | 4.301% | 0.064829 | 0.06162 | 644.3653 | 89.5043 | 68.646 | 486.215 | 648.7625 | 0 | 0 | 648.7625 | 0.0003772%
2026 | 1166 | 1166-15R | Tier-3 | Tier-3---11 | 5--5 | 151 | 100% | 528.031 | 87.26% | 12.17% | 0.5736% | 22.8075 | 0 | 0 | 22.8075 | 0 | 21.7568 | 2.7529 | 7.9033 | 21.7568 | 2.7529 | 7.9033 | 22.9193 | 2.9 | 7.9033 | 4.319% | 0.19397 | 0.18436 | 2722.2863 | 390.5327 | 317.9476 | 2013.8061 | 2740.3485 | 0 | 0 | 2740.3485 | 0.004787%
2026 | 1166 | 1166-18R | Tier-3 | Tier-3---5 | 5--5 | 214 | 100% | 1129.6851 | 97.99% | 1.718% | 0.2919% | 54.7956 | 0 | 0 | 54.7956 | 0 | 52.2713 | 3.9014 | 13.3979 | 52.2713 | 3.9014 | 13.3979 | 55.0642 | 4.1099 | 13.3979 | 4.851% | 0.21365 | 0.20307 | 5287.5602 | 933.108 | 102.1782 | 4252.2741 | 5293.094 | 0 | 0 | 5293.094 | 0.0115%
2026 | 1166 | 1166-342R | Tier-3 | Tier-3---5 | 5--5 | 457 | 100% | 1306.4494 | 92.9% | 6.658% | 0.4418% | 60.0776 | 0 | 0 | 60.0776 | 0 | 57.3099 | 8.3316 | 6.8786 | 57.3099 | 8.3316 | 6.8786 | 60.3721 | 8.7768 | 6.8786 | 4.599% | 0.21878 | 0.20795 | 5971.6251 | 888.1999 | 386.1133 | 4697.3119 | 5993.7061 | 0 | 0 | 5993.7061 | 0.01261%
2026 | 1215 | 1215-12R | Tier-3 | Tier-3---9 | 5--4 | 85 | 100% | 1149.8777 | 88.93% | 10.69% | 0.3802% | 50.6191 | 0 | 0 | 50.6191 | 0 | 48.2871 | 1.5496 | 31.1602 | 48.2871 | 1.5496 | 31.1602 | 50.8672 | 1.6324 | 31.1602 | 4.402% | 0.69907 | 0.66447 | 1644.8687 | 214.1134 | 166.723 | 1264.0324 | 1654.3499 | 0 | 0 | 1654.3499 | 0.01062%
2026 | 1215 | 1215-28R | Tier-3 | Tier-3---14 | 5--3 | 52 | 100% | 466.2657 | 75.31% | 24.3% | 0.3892% | 17.3819 | 0 | 0 | 17.3819 | 0 | 16.5811 | 0.94802 | 17.4903 | 16.5811 | 0.94802 | 17.4903 | 17.4671 | 0.99867 | 17.4903 | 3.728% | 0.66756 | 0.63451 | 698.4647 | 77.4157 | 150.4059 | 470.6431 | 707.4453 | 0 | 0 | 707.4453 | 0.003648%
2026 | 1215 | 1215-32R | Tier-3 | Tier-3---7 | 5--4 | 334 | 100% | 1677.0531 | 82.12% | 17.49% | 0.3917% | 68.1738 | 0 | 0 | 68.1738 | 0 | 65.0332 | 6.0892 | 10.6801 | 65.0332 | 6.0892 | 10.6801 | 68.508 | 6.4145 | 10.6801 | 4.065% | 0.68132 | 0.6476 | 2461.4685 | 295.8109 | 389.7657 | 1775.8918 | 2484.3845 | 0 | 0 | 2484.3845 | 0.01431%
2026 | 1233 | 1233-259R | Tier-3 | Tier-3---16 | 5--4 | 166 | 100% | 252.1704 | 91.31% | 7.348% | 1.341% | 11.3978 | 0 | 0 | 11.3978 | 0 | 10.8727 | 3.0264 | 3.5927 | 10.8727 | 3.0264 | 3.5927 | 11.4536 | 3.1881 | 3.5927 | 4.52% | 0.12749 | 0.12118 | 1978.0181 | 293.7888 | 180.7034 | 1503.5259 | 1986.9694 | 0 | 0 | 1986.9694 | 0.002392%
2026 | 1233 | 1233-585R | Tier-3 | Tier-3---12 | 5--5 | 452 | 100% | 496.1989 | 88.91% | 10.23% | 0.8642% | 21.8376 | 0 | 0 | 21.8376 | 0 | 20.8316 | 8.2404 | 2.528 | 20.8316 | 8.2404 | 2.528 | 21.9446 | 8.6807 | 2.528 | 4.401% | 0.12988 | 0.12345 | 3820.3589 | 569.6038 | 386.1666 | 2864.5885 | 3842.4262 | 0 | 0 | 3842.4262 | 0.004584%
2026 | 1233 | 1233-587R | Tier-3 | Tier-3---13 | 5--5 | 766 | 100% | 468.3326 | 86.93% | 12.01% | 1.054% | 20.1536 | 0 | 0 | 20.1536 | 0 | 19.2252 | 13.965 | 1.3767 | 19.2252 | 13.965 | 1.3767 | 20.2524 | 14.7112 | 1.3767 | 4.303% | 0.13489 | 0.12821 | 3472.0209 | 495.7254 | 420.8281 | 2555.4674 | 3495.6448 | 0 | 0 | 3495.6448 | 0.00423%
2026 | 1233 | 1233-589R | Tier-3 | Tier-3---16 | 5--4 | 112 | 100% | 204.2414 | 92.81% | 6.245% | 0.9483% | 9.3828 | 0 | 0 | 9.3828 | 0 | 8.9505 | 2.0419 | 4.3835 | 8.9505 | 2.0419 | 4.3835 | 9.4288 | 2.151 | 4.3835 | 4.594% | 0.11751 | 0.11169 | 1738.0856 | 257.6679 | 107.3811 | 1373.0366 | 1744.5963 | 0 | 0 | 1744.5963 | 0.001969%
2026 | 1233 | 1233-591R | Tier-3 | Tier-3---12 | 5--5 | 544 | 100% | 575.4654 | 90.21% | 8.957% | 0.8354% | 25.6963 | 0 | 0 | 25.6963 | 0 | 24.5125 | 9.9177 | 2.4716 | 24.5125 | 9.9177 | 2.4716 | 25.8222 | 10.4476 | 2.4716 | 4.465% | 0.13142 | 0.12491 | 4378.9662 | 686.8056 | 385.5684 | 3306.5923 | 4401.2964 | 0 | 0 | 4401.2964 | 0.005394%
2026 | 1242 | 1242-1079R | Tier-2 | Tier-2---12 | 2--5 | 27 | 100% | 62.7006 | 97.78% | 0% | 2.22% | 3.0348 | 0 | 0 | 3.0348 | 0 | 2.895 | 0.49224 | 5.8813 | 2.895 | 0.49224 | 5.8813 | 3.0497 | 0.51854 | 5.8813 | 4.84% | 0.0067316 | 0.0063984 | 9314.3707 | 3724.1415 | 317.0899 | 5273.1393 | 9325.1374 | 0 | 0 | 9325.1374 | 0.000637%
2026 | 1242 | 1242-1084 | Tier-2 | Tier-2---12 | 2--5 | 77 | 100% | 67.671 | 98.5% | 0% | 1.502% | 3.2994 | 0 | 0 | 3.2994 | 0 | 3.1474 | 1.4038 | 2.2421 | 3.1474 | 1.4038 | 2.2421 | 3.3156 | 1.4788 | 2.2421 | 4.876% | 0.005996 | 0.0056992 | 11286.0292 | 3154.1305 | 158.2746 | 7973.6241 | 11294.8588 | 0 | 0 | 11294.8588 | 0.0006925%
2026 | 1243 | 1243-319R | Tier-2 | Tier-2---9 | 4--4 | 129 | 100% | 157.976 | 95.24% | 3.794% | 0.9624% | 7.4479 | 0 | 0 | 7.4479 | 0 | 7.1048 | 2.3518 | 3.021 | 7.1048 | 2.3518 | 3.021 | 7.4844 | 2.4775 | 3.021 | 4.715% | 0.081051 | 0.077039 | 1949.0936 | 286.756 | 79.621 | 1582.7166 | 1953.9216 | 0 | 0 | 1953.9216 | 0.001563%
2026 | 1243 | 1243-38R | Tier-2 | Tier-2---16 | 4--3 | 20 | 100% | 20.6467 | 96.08% | 2.766% | 1.159% | 0.9819 | 0 | 0 | 0.9819 | 0 | 0.93666 | 0.36462 | 2.5689 | 0.93666 | 0.36462 | 2.5689 | 0.98671 | 0.3841 | 2.5689 | 4.756% | 0.072591 | 0.068997 | 284.4264 | 43.4839 | 9.2234 | 231.7191 | 285.0078 | 0 | 0 | 285.0078 | 0.0002061%
2026 | 1243 | 1243-45R | Tier-2 | Tier-2---7 | 4--5 | 173 | 100% | 254.5086 | 93.11% | 5.994% | 0.8952% | 11.7303 | 0 | 0 | 11.7303 | 0 | 11.1899 | 3.154 | 3.5479 | 11.1899 | 3.154 | 3.5479 | 11.7878 | 3.3225 | 3.5479 | 4.609% | 0.087615 | 0.083278 | 2904.8382 | 427.4889 | 168.1582 | 2309.191 | 2915.2597 | 0 | 0 | 2915.2597 | 0.002462%
2026 | 1250 | 1250-27R | Tier-2 | Tier-2---6 | 5--5 | 137 | 100% | 986.6118 | 55.72% | 43.98% | 0.301% | 27.2133 | 0 | 0 | 27.2133 | 0 | 25.9596 | 2.4977 | 10.3936 | 25.9596 | 2.4977 | 10.3936 | 27.3467 | 2.6311 | 10.3936 | 2.758% | 0.097369 | 0.09255 | 10132.6684 | 1217.1368 | 4251.8401 | 4663.6915 | 10366.316 | 0 | 0 | 10366.316 | 0.005712%
2026 | 1250 | 1250-671R | Tier-2 | Tier-2---6 | 4--5 | 121 | 100% | 929.0776 | 60.83% | 39% | 0.1645% | 27.9762 | 0 | 0 | 27.9762 | 0 | 26.6874 | 2.206 | 12.0979 | 26.6874 | 2.206 | 12.0979 | 28.1134 | 2.3238 | 12.0979 | 3.011% | 0.09205 | 0.087494 | 10093.1841 | 1136.9369 | 3676.6867 | 5279.5604 | 10299.0635 | 0 | 0 | 10299.0635 | 0.005872%
2026 | 1250 | 1250-677R | Tier-2 | Tier-2---3 | 5--5 | 740 | 100% | 1140.8126 | 92.57% | 6.885% | 0.545% | 52.2747 | 0 | 0 | 52.2747 | 0 | 49.8666 | 13.491 | 3.6963 | 49.8666 | 13.491 | 3.6963 | 52.531 | 14.2118 | 3.6963 | 4.582% | 0.11659 | 0.11081 | 9785.2264 | 1563.6458 | 667.8739 | 7553.7067 | 9823.0868 | 0 | 0 | 9823.0868 | 0.01097%
2026 | 1250 | 1250-8R | Tier-2 | Tier-2---4 | 4--5 | 333 | 100% | 384.7428 | 82.72% | 16.59% | 0.6903% | 15.7538 | 0 | 0 | 15.7538 | 0 | 15.0281 | 6.0709 | 2.4754 | 15.0281 | 6.0709 | 2.4754 | 15.831 | 6.3953 | 2.4754 | 4.095% | 0.092289 | 0.08772 | 4168.9089 | 570.5627 | 668.7462 | 2929.6001 | 4206.4253 | 0 | 0 | 4206.4253 | 0.003307%
2026 | 1448 | 1448-368 | Tier-1 | Non-HFTD---11 | 2--3 | 123 | 100% | 9.6516 | 81.66% | 0% | 18.34% | 0.39014 | 0 | 0 | 0.39014 | 0 | 0.37216 | 2.2424 | 0.16597 | 0.37216 | 2.2424 | 0.16597 | 0.39205 | 2.3622 | 0.16597 | 4.042% | 0.0077936 | 0.0074078 | 1238.3992 | 84.9711 | 737.9517 | 415.4764 | 1250.2268 | 0 | 0 | 1250.2268 | 8.189e-05%
2026 | 1458 | 1458-1056 | Tier-2 | Tier-2---11 | 5--3 | 76 | 100% | 79.604 | 49.93% | 49.51% | 0.5563% | 1.9674 | 0 | 0 | 1.9674 | 0 | 1.8768 | 1.3856 | 1.3545 | 1.8768 | 1.3856 | 1.3545 | 1.9771 | 1.4596 | 1.3545 | 2.472% | 0.13508 | 0.12839 | 589.3284 | 48.7394 | 264.1575 | 276.4315 | 604.6953 | 0 | 0 | 604.6953 | 0.000413%
2026 | 1458 | 1458-1058F | Tier-3 | Tier-3---13 | 5--5 | 17 | 100% | 533.9366 | 37.36% | 62.45% | 0.1834% | 9.8751 | 0 | 0 | 9.8751 | 0 | 9.4201 | 0.30993 | 30.3946 | 9.4201 | 0.30993 | 30.3946 | 9.9235 | 0.32649 | 30.3946 | 1.849% | 0.13833 | 0.13149 | 3859.7922 | 265.8584 | 2184.7015 | 1409.2323 | 3985.6981 | 0 | 0 | 3985.6981 | 0.002073%
2026 | 1458 | 1458-1061 | Tier-2 | Tier-2---5 | 5--5 | 221 | 100% | 412.6338 | 86.27% | 13.38% | 0.3514% | 17.621 | 0 | 0 | 17.621 | 0 | 16.8092 | 4.0291 | 4.172 | 16.8092 | 4.0291 | 4.172 | 17.7074 | 4.2443 | 4.172 | 4.27% | 0.14228 | 0.13523 | 2900.2061 | 586.2064 | 364.6762 | 1949.3235 | 2920.9434 | 0 | 0 | 2920.9434 | 0.003699%
2026 | 1458 | 1458-1075F | Tier-3 | Tier-3---20 | 1--5 | 4 | 100% | 5.049 | 99.29% | 0% | 0.71% | 0.24815 | 0 | 0 | 0.24815 | 0 | 0.23672 | 0.072924 | 3.2461 | 0.23672 | 0.072924 | 3.2461 | 0.24937 | 0.076821 | 3.2461 | 4.915% | 0.00013 | 0.00012356 | 38838.3667 | 6319.0217 | 320.6643 | 32198.6807 | 38852.7263 | 0 | 0 | 38852.7263 | 5.209e-05%
2026 | 1458 | 1458-1115F | Tier-2 | Tier-2---18 | 4--2 | 15 | 100% | 65.1969 | 0% | 100% | 0% | 0 | 0 | 0 | 0 | 0 | 0 | 0.27347 | 0 | 0 | 0.27347 | 0 | 0 | 0.28808 | 0 | 0% | 0.091242 | 0.086726 | 714.5495 | 1.4118 | 564.5507 | 148.587 | 751.7617 | 0 | 0 | 751.7617 | 0%
2026 | 1458 | 1458-1117F | Tier-2 | Tier-2---16 | 4--2 | 23 | 100% | 136.3317 | 0% | 100% | 0% | 0 | 0 | 0 | 0 | 0 | 0 | 0.41931 | 0 | 0 | 0.41931 | 0 | 0 | 0.44172 | 0 | 0% | 0.091116 | 0.086606 | 1496.247 | 1.9882 | 1350.0391 | 144.2196 | 1574.1683 | 0 | 0 | 1574.1683 | 0%
2026 | 1458 | 1458-1131R | Tier-3 | Tier-3---4 | 5--5 | 149 | 100% | 1406.6624 | 89.91% | 9.875% | 0.2137% | 62.6052 | 0 | 0 | 62.6052 | 0 | 59.7211 | 2.7164 | 21.9852 | 59.7211 | 2.7164 | 21.9852 | 62.9121 | 2.8616 | 21.9852 | 4.451% | 0.15941 | 0.15152 | 8824.2343 | 1339.2018 | 802.9411 | 6682.0914 | 8870.5956 | 0 | 0 | 8870.5956 | 0.01314%
2026 | 1458 | 1458-456F | Tier-2 | Tier-2---16 | 4--3 | 19 | 100% | 120.5031 | 4.551% | 95.42% | 0.02562% | 0.27144 | 0 | 0 | 0.27144 | 0 | 0.25894 | 0.34639 | 0.74753 | 0.25894 | 0.34639 | 0.74753 | 0.27277 | 0.3649 | 0.74753 | 0.2253% | 0.091761 | 0.087218 | 1313.2339 | 11.3935 | 1113.5701 | 188.2703 | 1378.5121 | 0 | 0 | 1378.5121 | 5.698e-05%
2026 | 1458 | 1458-519 | Tier-2 | Tier-2---17 | 1--5 | 1 | 100% | 7.6147 | 99.51% | 0% | 0.4892% | 0.37508 | 0 | 0 | 0.37508 | 0 | 0.3578 | 0.018231 | 19.6261 | 0.3578 | 0.018231 | 19.6261 | 0.37692 | 0.019205 | 19.6261 | 4.926% | 0.000217 | 0.00020626 | 35090.7714 | 5636.6246 | 740.6939 | 28713.4529 | 35099.7115 | 0 | 0 | 35099.7115 | 7.873e-05%
2026 | 1458 | 1458-565R | Tier-3 | Tier-3---6 | 5--5 | 334 | 100% | 865.4889 | 93.04% | 6.555% | 0.3997% | 39.862 | 0 | 0 | 39.862 | 0 | 38.0257 | 6.0892 | 6.2448 | 38.0257 | 6.0892 | 6.2448 | 40.0574 | 6.4145 | 6.2448 | 4.606% | 0.15819 | 0.15036 | 5471.15 | 831.2842 | 343.7471 | 4296.1187 | 5490.9667 | 0 | 0 | 5490.9667 | 0.008367%
2026 | 1458 | 1458-601R | Tier-3 | Tier-3---2 | 5--5 | 831 | 100% | 3446.9071 | 93.23% | 6.468% | 0.3015% | 159.0724 | 0 | 0 | 159.0724 | 0 | 151.7442 | 15.15 | 10.0161 | 151.7442 | 15.15 | 10.0161 | 159.8521 | 15.9595 | 10.0161 | 4.615% | 0.20421 | 0.1941 | 16878.9798 | 3452.9233 | 1062.0214 | 12364.0351 | 16938.4814 | 0 | 0 | 16938.4814 | 0.03339%
2026 | 1525 | 1525-23R | Tier-2 | Tier-2---20 | 4--1 | 9 | 100% | 2.2492 | 62.24% | 25.04% | 12.72% | 0.069291 | 0 | 0 | 0.069291 | 0 | 0.066099 | 0.16408 | 0.40285 | 0.066099 | 0.16408 | 0.40285 | 0.069631 | 0.17285 | 0.40285 | 3.081% | 0.032823 | 0.031198 | 68.526 | 7.5628 | 21.4776 | 39.4855 | 69.8736 | 0 | 0 | 69.8736 | 1.454e-05%
2026 | 157 | 157-165R | Tier-3 | Tier-3---18 | 5--2 | 124 | 100% | 161.4875 | 68.83% | 29.58% | 1.593% | 5.5019 | 0 | 0 | 5.5019 | 0 | 5.2485 | 2.2607 | 2.3217 | 5.2485 | 2.2607 | 2.3217 | 5.5289 | 2.3814 | 2.3217 | 3.407% | 0.28262 | 0.26863 | 571.4006 | 45.3664 | 164.9781 | 361.0561 | 580.6762 | 0 | 0 | 580.6762 | 0.001155%
2026 | 157 | 157-189R | Tier-3 | Tier-3---9 | 5--4 | 1030 | 100% | 1466.7959 | 72.32% | 26.57% | 1.114% | 52.5064 | 0 | 0 | 52.5064 | 0 | 50.0876 | 18.778 | 2.6674 | 50.0876 | 18.778 | 2.6674 | 52.7638 | 19.7813 | 2.6674 | 3.58% | 0.3705 | 0.35216 | 3959.0061 | 404.1268 | 974.6501 | 2580.2292 | 4016.0828 | 0 | 0 | 4016.0828 | 0.01102%
2026 | 157 | 157-1928R | Tier-3 | Tier-3---11 | 5--4 | 96 | 100% | 379.4778 | 92.67% | 6.848% | 0.4867% | 17.4064 | 0 | 0 | 17.4064 | 0 | 16.6045 | 1.7502 | 9.4873 | 16.6045 | 1.7502 | 9.4873 | 17.4917 | 1.8437 | 9.4873 | 4.587% | 0.2812 | 0.26728 | 1349.4751 | 199.7127 | 87.7056 | 1062.0567 | 1354.6297 | 0 | 0 | 1354.6297 | 0.003654%
2026 | 157 | 157-204R | Tier-3 | Tier-3---11 | 5--4 | 316 | 100% | 728.9999 | 94.73% | 4.338% | 0.9356% | 34.1826 | 0 | 0 | 34.1826 | 0 | 32.6079 | 5.761 | 5.6601 | 32.6079 | 5.761 | 5.6601 | 34.3502 | 6.0688 | 5.6601 | 4.689% | 0.32777 | 0.31154 | 2224.1461 | 315.248 | 151.9679 | 1756.9302 | 2230.254 | 0 | 0 | 2230.254 | 0.007175%
2026 | 157 | 157-232R | Tier-3 | Tier-3---11 | 5--4 | 356 | 100% | 737.6356 | 80.19% | 18.85% | 0.9654% | 29.2782 | 0 | 0 | 29.2782 | 0 | 27.9294 | 6.4903 | 4.3033 | 27.9294 | 6.4903 | 4.3033 | 29.4217 | 6.837 | 4.3033 | 3.969% | 0.32167 | 0.30575 | 2293.1426 | 264.1373 | 427.4504 | 1601.5549 | 2316.8052 | 0 | 0 | 2316.8052 | 0.006146%
2026 | 157 | 157-257R | Tier-3 | Tier-3---14 | 5--4 | 882 | 100% | 854.144 | 56.45% | 41.98% | 1.572% | 23.8658 | 0 | 0 | 23.8658 | 0 | 22.7664 | 16.0798 | 1.4158 | 22.7664 | 16.0798 | 1.4158 | 23.9828 | 16.939 | 1.4158 | 2.794% | 0.36686 | 0.3487 | 2328.2535 | 169.8306 | 913.7375 | 1244.6854 | 2381.0619 | 0 | 0 | 2381.0619 | 0.005009%
2026 | 157 | 157-273R | Tier-3 | Tier-3---14 | 5--4 | 441 | 100% | 480.7998 | 81.05% | 17.89% | 1.052% | 19.2905 | 0 | 0 | 19.2905 | 0 | 18.4019 | 8.0399 | 2.2888 | 18.4019 | 8.0399 | 2.2888 | 19.3851 | 8.4695 | 2.2888 | 4.012% | 0.32295 | 0.30696 | 1488.7712 | 174.3464 | 278.1483 | 1036.2764 | 1503.4603 | 0 | 0 | 1503.4603 | 0.004049%
2026 | 157 | 157-81R | Tier-3 | Tier-3---3 | 5--5 | 1391 | 100% | 2882.5826 | 80.96% | 18.44% | 0.5996% | 115.514 | 0 | 0 | 115.514 | 0 | 110.1925 | 25.3594 | 4.3452 | 110.1925 | 25.3594 | 4.3452 | 116.0803 | 26.7144 | 4.3452 | 4.007% | 0.38414 | 0.36512 | 7504.0834 | 990.345 | 1294.8297 | 5218.9087 | 7578.5076 | 0 | 0 | 7578.5076 | 0.02425%
2026 | 175 | 175-2024R | Tier-2 | Tier-2---5 | 5--5 | 593 | 100% | 563.0882 | 93.71% | 5.71% | 0.5784% | 26.1201 | 0 | 0 | 26.1201 | 0 | 24.9168 | 10.811 | 2.3048 | 24.9168 | 10.811 | 2.3048 | 26.2481 | 11.3887 | 2.3048 | 4.639% | 0.19114 | 0.18168 | 2945.925 | 621.2029 | 162.2415 | 2162.4806 | 2955.5726 | 0 | 0 | 2955.5726 | 0.005483%
2026 | 175 | 175-24R | Tier-2 | Tier-2---8 | 5--4 | 236 | 100% | 1055.746 | 27.96% | 71.78% | 0.2605% | 14.6103 | 0 | 0 | 14.6103 | 0 | 13.9373 | 4.3025 | 3.2393 | 13.9373 | 4.3025 | 3.2393 | 14.6819 | 4.5324 | 3.2393 | 1.384% | 0.17491 | 0.16625 | 6035.8973 | 385.7406 | 3993.7328 | 1656.4239 | 6262.3539 | 0 | 0 | 6262.3539 | 0.003067%
2026 | 175 | 175-64R | Tier-3 | Tier-3---11 | 5--5 | 756 | 100% | 731.7191 | 85.48% | 13.53% | 0.984% | 30.9619 | 0 | 0 | 30.9619 | 0 | 29.5356 | 13.7827 | 2.1429 | 29.5356 | 13.7827 | 2.1429 | 31.1137 | 14.5191 | 2.1429 | 4.231% | 0.20232 | 0.19231 | 3616.5854 | 555.855 | 463.329 | 2597.4013 | 3643.9277 | 0 | 0 | 3643.9277 | 0.006499%
2026 | 175 | 175-90R | Tier-3 | Tier-3---9 | 5--5 | 864 | 100% | 894.6693 | 80.29% | 18.79% | 0.921% | 35.5586 | 0 | 0 | 35.5586 | 0 | 33.9204 | 15.7516 | 2.1535 | 33.9204 | 15.7516 | 2.1535 | 35.7329 | 16.5933 | 2.1535 | 3.974% | 0.20491 | 0.19477 | 4366.1148 | 584.0624 | 757.6208 | 3024.4316 | 4410.9247 | 0 | 0 | 4410.9247 | 0.007464%
2026 | 175 | 175-94R | Tier-2 | Tier-2---10 | 5--4 | 245 | 100% | 275.6722 | 39.95% | 59.59% | 0.4576% | 5.4519 | 0 | 0 | 5.4519 | 0 | 5.2007 | 4.4666 | 1.1644 | 5.2007 | 4.4666 | 1.1644 | 5.4786 | 4.7053 | 1.1644 | 1.978% | 0.16555 | 0.15736 | 1665.1861 | 117.2564 | 895.8047 | 652.125 | 1717.2587 | 0 | 0 | 1717.2587 | 0.001144%
2026 | 176 | 176-161R | Tier-3 | Tier-3---5 | 5--5 | 575 | 100% | 1442.7596 | 90.39% | 9.157% | 0.4576% | 64.5504 | 0 | 0 | 64.5504 | 0 | 61.5767 | 10.4829 | 5.874 | 61.5767 | 10.4829 | 5.874 | 64.8669 | 11.043 | 5.874 | 4.474% | 0.22417 | 0.21307 | 6436.0353 | 957.8537 | 605.899 | 4872.2826 | 6468.2597 | 0 | 0 | 6468.2597 | 0.01355%
2026 | 176 | 176-164R | Tier-3 | Tier-3---11 | 5--5 | 357 | 100% | 613.402 | 87.29% | 12.01% | 0.6968% | 26.5055 | 0 | 0 | 26.5055 | 0 | 25.2844 | 6.5085 | 3.8848 | 25.2844 | 6.5085 | 3.8848 | 26.6354 | 6.8562 | 3.8848 | 4.321% | 0.20727 | 0.19701 | 2959.4233 | 422.7131 | 329.6607 | 2207.0495 | 2979.0056 | 0 | 0 | 2979.0056 | 0.005564%
2026 | 176 | 176-1834R | Tier-3 | Tier-3---5 | 5--5 | 870 | 100% | 1527.634 | 81.51% | 17.94% | 0.5573% | 61.6342 | 0 | 0 | 61.6342 | 0 | 58.7948 | 15.861 | 3.7069 | 58.7948 | 15.861 | 3.7069 | 61.9363 | 16.7085 | 3.7069 | 4.035% | 0.23205 | 0.22056 | 6583.3295 | 1087.0711 | 1168.7765 | 4327.4819 | 6646.7304 | 0 | 0 | 6646.7304 | 0.01294%
2026 | 176 | 176-1836R | Tier-2 | Tier-2---11 | 5--3 | 30 | 100% | 176.1999 | 27.39% | 72.07% | 0.5367% | 2.389 | 0 | 0 | 2.389 | 0 | 2.2789 | 0.54693 | 4.1668 | 2.2789 | 0.54693 | 4.1668 | 2.4007 | 0.57616 | 4.1668 | 1.356% | 0.10638 | 0.10111 | 1656.3379 | 87.619 | 1121.6433 | 447.0755 | 1718.9695 | 0 | 0 | 1718.9695 | 0.0005015%
2026 | 176 | 176-1845R | Tier-3 | Tier-3---11 | 5--5 | 270 | 100% | 550.3123 | 86.34% | 12.77% | 0.8885% | 23.5203 | 0 | 0 | 23.5203 | 0 | 22.4368 | 4.9224 | 4.5581 | 22.4368 | 4.9224 | 4.5581 | 23.6356 | 5.1854 | 4.5581 | 4.274% | 0.20978 | 0.19939 | 2623.3078 | 370.7068 | 320.9781 | 1931.6229 | 2641.9652 | 0 | 0 | 2641.9652 | 0.004937%
2026 | 176 | 176-194R | Tier-3 | Tier-3---9 | 5--5 | 451 | 100% | 677.779 | 83.64% | 15.51% | 0.8494% | 28.061 | 0 | 0 | 28.061 | 0 | 26.7683 | 8.2222 | 3.2556 | 26.7683 | 8.2222 | 3.2556 | 28.1986 | 8.6615 | 3.2556 | 4.14% | 0.21542 | 0.20476 | 3146.314 | 445.8846 | 458.0112 | 2242.4182 | 3173.1215 | 0 | 0 | 3173.1215 | 0.00589%
2026 | 176 | 176-197F | Tier-3 | Tier-3---5 | 5--5 | 1054 | 100% | 1901.6652 | 78.35% | 21.16% | 0.4918% | 73.7557 | 0 | 0 | 73.7557 | 0 | 70.358 | 19.2155 | 3.6615 | 70.358 | 19.2155 | 3.6615 | 74.1173 | 20.2422 | 3.6615 | 3.878% | 0.23242 | 0.22091 | 8182.1472 | 1427.4932 | 1620.6818 | 5133.9723 | 8274.3863 | 0 | 0 | 8274.3863 | 0.01548%
2026 | 176 | 176-200F | Tier-3 | Tier-3---15 | 5--4 | 77 | 100% | 342.7574 | 49.83% | 49.91% | 0.2576% | 8.4543 | 0 | 0 | 8.4543 | 0 | 8.0648 | 1.4038 | 5.745 | 8.0648 | 1.4038 | 5.745 | 8.4958 | 1.4788 | 5.745 | 2.467% | 0.18529 | 0.17612 | 1849.8169 | 153.4619 | 845.5193 | 850.8357 | 1898.1484 | 0 | 0 | 1898.1484 | 0.001775%
2026 | 177 | 177-955 | Tier-2 | Tier-2---5 | 5--5 | 36 | 100% | 950.0511 | 33.62% | 66.04% | 0.3363% | 15.8108 | 0 | 0 | 15.8108 | 0 | 15.0824 | 0.65632 | 22.9804 | 15.0824 | 0.65632 | 22.9804 | 15.8883 | 0.69139 | 22.9804 | 1.664% | 0.11726 | 0.11145 | 8102.2285 | 665.4806 | 4864.4056 | 2572.3423 | 8382.3153 | 0 | 0 | 8382.3153 | 0.003319%
2026 | 178 | 178-968AE | Tier-2 | Tier-2---18 | 3--3 | 9 | 100% | 15.4322 | 73.56% | 0% | 26.44% | 0.56191 | 0 | 0 | 0.56191 | 0 | 0.53603 | 0.16408 | 3.2669 | 0.53603 | 0.16408 | 3.2669 | 0.56467 | 0.17285 | 3.2669 | 3.641% | 0.018466 | 0.017552 | 835.6994 | 94.2014 | 379.7988 | 361.6992 | 847.2069 | 0 | 0 | 847.2069 | 0.0001179%
2026 | 178 | 178-982 | Tier-2 | Tier-2---21 | 1--1 | 3 | 100% | 0.93128 | 13.4% | 0% | 86.6% | 0.0061774 | 0 | 0 | 0.0061774 | 0 | 0.0058928 | 0.054693 | 0.10774 | 0.0058928 | 0.054693 | 0.10774 | 0.0062077 | 0.057616 | 0.10774 | 0.6633% | 0.0033454 | 0.0031798 | 278.3757 | 0.63264 | 254.3025 | 23.4406 | 290.9303 | 0 | 0 | 290.9303 | 1.297e-06%
2026 | 182 | 182-2240F | Tier-2 | Tier-2---2 | 5--5 | 1311 | 100% | 1849.4802 | 64.04% | 35.59% | 0.3658% | 58.6279 | 0 | 0 | 58.6279 | 0 | 55.9271 | 23.9009 | 2.34 | 55.9271 | 23.9009 | 2.34 | 58.9153 | 25.178 | 2.34 | 3.17% | 0.1455 | 0.1383 | 12710.8197 | 2473.4049 | 4337.8066 | 5899.6082 | 12948.8593 | 0 | 0 | 12948.8593 | 0.01231%
2026 | 182 | 182-2250 | Tier-2 | Tier-2---8 | 5--5 | 11 | 100% | 188.3209 | 97.39% | 2.141% | 0.4657% | 9.0789 | 0 | 0 | 9.0789 | 0 | 8.6607 | 0.20054 | 43.1863 | 8.6607 | 0.20054 | 43.1863 | 9.1234 | 0.21126 | 43.1863 | 4.821% | 0.10496 | 0.099761 | 1794.2707 | 286.1267 | 42.0773 | 1466.0666 | 1796.7063 | 0 | 0 | 1796.7063 | 0.001906%
2026 | 182 | 182-2252R | Tier-2 | Tier-2---5 | 5--5 | 338 | 100% | 437.4034 | 92.58% | 6.861% | 0.5557% | 20.0457 | 0 | 0 | 20.0457 | 0 | 19.1223 | 6.1621 | 3.1032 | 19.1223 | 6.1621 | 3.1032 | 20.144 | 6.4913 | 3.1032 | 4.583% | 0.11307 | 0.10747 | 3868.3889 | 593.9237 | 259.5961 | 3014.8691 | 3883.3295 | 0 | 0 | 3883.3295 | 0.004208%
2026 | 182 | 182-2254R | Tier-2 | Tier-2---11 | 5--4 | 17 | 100% | 74.8792 | 92.6% | 6.527% | 0.8705% | 3.4323 | 0 | 0 | 3.4323 | 0 | 3.2742 | 0.30993 | 10.5644 | 3.2742 | 0.30993 | 10.5644 | 3.4492 | 0.32649 | 10.5644 | 4.584% | 0.10223 | 0.097167 | 732.4796 | 113.3566 | 46.859 | 572.264 | 735.3014 | 0 | 0 | 735.3014 | 0.0007205%
2026 | 183 | 183-439 | Tier-2 | Tier-2---14 | 3--5 | 85 | 100% | 138.4322 | 24.55% | 74.86% | 0.5956% | 1.6821 | 0 | 0 | 1.6821 | 0 | 1.6046 | 1.5496 | 1.0355 | 1.6046 | 1.5496 | 1.0355 | 1.6904 | 1.6324 | 1.0355 | 1.215% | 0.018422 | 0.01751 | 7514.4213 | 312.7649 | 5165.0291 | 2036.6274 | 7809.6923 | 0 | 0 | 7809.6923 | 0.0003531%
2026 | 183 | 183-440 | Tier-2 | Tier-2---12 | 3--5 | 180 | 100% | 173.9797 | 32.16% | 66.62% | 1.222% | 2.7698 | 0 | 0 | 2.7698 | 0 | 2.6422 | 3.2816 | 0.80516 | 2.6422 | 3.2816 | 0.80516 | 2.7834 | 3.4569 | 0.80516 | 1.592% | 0.025335 | 0.024081 | 6867.059 | 365.5871 | 4285.7066 | 2215.7653 | 7109.6613 | 0 | 0 | 7109.6613 | 0.0005814%
2026 | 185 | 185-51F | Tier-2 | Tier-2---7 | 4--5 | 481 | 100% | 390.6047 | 65.18% | 33.32% | 1.503% | 12.602 | 0 | 0 | 12.602 | 0 | 12.0214 | 8.7691 | 1.3709 | 12.0214 | 8.7691 | 1.3709 | 12.6637 | 9.2377 | 1.3709 | 3.226% | 0.048222 | 0.045835 | 8100.2023 | 1032.7815 | 2609.1587 | 4458.2621 | 8247.0995 | 0 | 0 | 8247.0995 | 0.002645%
2026 | 196 | 196-43F | Tier-2 | Tier-2---17 | 3--4 | 138 | 100% | 88.7043 | 1.997% | 97.73% | 0.2744% | 0.087686 | 0 | 0 | 0.087686 | 0 | 0.083646 | 2.5159 | 0.033247 | 0.083646 | 2.5159 | 0.033247 | 0.088116 | 2.6503 | 0.033247 | 0.09885% | 0.017356 | 0.016497 | 5110.7559 | 20.3981 | 4582.2226 | 508.1351 | 5371.5979 | 0 | 0 | 5371.5979 | 1.841e-05%
2026 | 197 | 197-1150F | Tier-2 | Tier-2---15 | 3--4 | 2 | 100% | 37.9092 | 96.86% | 0.4538% | 2.686% | 1.8176 | 0 | 0 | 1.8176 | 0 | 1.7339 | 0.036462 | 47.5523 | 1.7339 | 0.036462 | 47.5523 | 1.8265 | 0.03841 | 47.5523 | 4.795% | 0.021777 | 0.020699 | 1740.8051 | 277.2878 | 48.7789 | 1414.7385 | 1743.6514 | 0 | 0 | 1743.6514 | 0.0003815%
2026 | 197 | 197-1155F | Tier-2 | Tier-2---21 | 1--4 | 27 | 100% | 2.6346 | 91.13% | 0% | 8.87% | 0.11884 | 0 | 0 | 0.11884 | 0 | 0.11337 | 0.49224 | 0.23031 | 0.11337 | 0.49224 | 0.23031 | 0.11943 | 0.51854 | 0.23031 | 4.511% | 0.0010316 | 0.00098054 | 2553.8632 | 379.4847 | 234.4628 | 1939.9157 | 2565.6607 | 0 | 0 | 2565.6607 | 2.495e-05%
2026 | 198 | 198-37R | Tier-2 | Tier-2---9 | 4--5 | 103 | 100% | 225.7204 | 81.18% | 16.94% | 1.877% | 9.0709 | 0 | 0 | 9.0709 | 0 | 8.653 | 1.8778 | 4.608 | 8.653 | 1.8778 | 4.608 | 9.1153 | 1.9781 | 4.608 | 4.019% | 0.030671 | 0.029153 | 7359.4074 | 2410.2174 | 1700.5946 | 3248.5954 | 7431.5203 | 0 | 0 | 7431.5203 | 0.001904%
2026 | 204 | 204-32R | Tier-2 | Tier-2---11 | 4--4 | 301 | 100% | 174.7993 | 90.03% | 3.465% | 6.507% | 7.7897 | 0 | 0 | 7.7897 | 0 | 7.4309 | 5.4875 | 1.3541 | 7.4309 | 5.4875 | 1.3541 | 7.8279 | 5.7808 | 1.3541 | 4.456% | 0.087106 | 0.082794 | 2006.7428 | 246.9421 | 179.8959 | 1579.9048 | 2017.1643 | 0 | 0 | 2017.1643 | 0.001635%
2026 | 205 | 205-1550 | Tier-2 | Tier-2---15 | 2--4 | 9 | 100% | 27.6639 | 93.54% | 0% | 6.46% | 1.2809 | 0 | 0 | 1.2809 | 0 | 1.2219 | 0.16408 | 7.4469 | 1.2219 | 0.16408 | 7.4469 | 1.2872 | 0.17285 | 7.4469 | 4.63% | 0.008789 | 0.0083539 | 3147.5552 | 439.5356 | 466.2565 | 2241.7631 | 3158.1449 | 0 | 0 | 3158.1449 | 0.0002689%
2026 | 206 | 206-1105 | Tier-2 | Tier-2---9 | 3--5 | 66 | 100% | 189.805 | 98.58% | 0% | 1.419% | 9.2621 | 0 | 0 | 9.2621 | 0 | 8.8354 | 1.2032 | 7.3429 | 8.8354 | 1.2032 | 7.3429 | 9.3075 | 1.2675 | 7.3429 | 4.88% | 0.014019 | 0.013325 | 13539.1253 | 2187.5417 | 263.1851 | 11088.3985 | 13549.1271 | 0 | 0 | 13549.1271 | 0.001944%
2026 | 206 | 206-1817 | Tier-2 | Tier-2---4 | 4--5 | 385 | 100% | 414.414 | 98.25% | 0% | 1.752% | 20.154 | 0 | 0 | 20.154 | 0 | 19.2256 | 7.019 | 2.7391 | 19.2256 | 7.019 | 2.7391 | 20.2528 | 7.394 | 2.7391 | 4.863% | 0.038208 | 0.036317 | 10846.319 | 1742.1104 | 241.9911 | 8862.2175 | 10856.2171 | 0 | 0 | 10856.2171 | 0.00423%
2026 | 209 | 209-1769F | Tier-2 | Tier-2---6 | 5--5 | 1294 | 100% | 1246.6839 | 98.28% | 0% | 1.716% | 60.6517 | 0 | 0 | 60.6517 | 0 | 57.8576 | 23.591 | 2.4525 | 57.8576 | 23.591 | 2.4525 | 60.9491 | 24.8515 | 2.4525 | 4.865% | 0.11169 | 0.10616 | 11161.7212 | 1795.9566 | 261.2581 | 9104.5065 | 11171.6974 | 0 | 0 | 11171.6974 | 0.01273%
2026 | 210 | 210-172R | Tier-2 | Tier-2---11 | 5--2 | 202 | 100% | 187.8449 | 74.26% | 23.89% | 1.85% | 6.9052 | 0 | 0 | 6.9052 | 0 | 6.5871 | 3.6827 | 1.7887 | 6.5871 | 3.6827 | 1.7887 | 6.939 | 3.8794 | 1.7887 | 3.676% | 0.32588 | 0.30975 | 576.4292 | 39.7856 | 130.795 | 405.8486 | 584.1554 | 0 | 0 | 584.1554 | 0.001449%
2026 | 210 | 210-392R | Tier-2 | Tier-2---10 | 5--3 | 360 | 100% | 420.3387 | 65.56% | 32.94% | 1.504% | 13.641 | 0 | 0 | 13.641 | 0 | 13.0126 | 6.5632 | 1.9827 | 13.0126 | 6.5632 | 1.9827 | 13.7079 | 6.9139 | 1.9827 | 3.245% | 0.34771 | 0.33049 | 1208.8925 | 89.1732 | 378.0363 | 741.683 | 1230.5744 | 0 | 0 | 1230.5744 | 0.002863%
2026 | 210 | 210-394R | Tier-2 | Tier-2---16 | 5--2 | 240 | 100% | 90.8214 | 45.65% | 51.72% | 2.624% | 2.0524 | 0 | 0 | 2.0524 | 0 | 1.9579 | 4.3755 | 0.44746 | 1.9579 | 4.3755 | 0.44746 | 2.0625 | 4.6092 | 0.44746 | 2.26% | 0.31841 | 0.30265 | 285.2308 | 14.2948 | 124.8192 | 146.1168 | 293.3036 | 0 | 0 | 293.3036 | 0.0004308%
2026 | 210 | 210-9R | Tier-2 | Tier-2---13 | 5--2 | 183 | 100% | 204.3186 | 25.26% | 73.76% | 0.9801% | 2.5548 | 0 | 0 | 2.5548 | 0 | 2.4371 | 3.3363 | 0.73049 | 2.4371 | 3.3363 | 0.73049 | 2.5673 | 3.5145 | 0.73049 | 1.25% | 0.31397 | 0.29843 | 650.7604 | 21.6073 | 447.6112 | 181.5419 | 676.0897 | 0 | 0 | 676.0897 | 0.0005363%
2026 | 211 | 211-279R | Tier-2 | Tier-2---10 | 5--3 | 410 | 100% | 472.6727 | 73.92% | 24.32% | 1.766% | 17.295 | 0 | 0 | 17.295 | 0 | 16.4983 | 7.4747 | 2.2072 | 16.4983 | 7.4747 | 2.2072 | 17.3798 | 7.8741 | 2.2072 | 3.659% | 0.37314 | 0.35467 | 1266.7597 | 81.8701 | 334.8802 | 850.0094 | 1283.9654 | 0 | 0 | 1283.9654 | 0.00363%
2026 | 211 | 211-312R | Tier-2 | Tier-2---8 | 5--3 | 321 | 100% | 754.0624 | 63.09% | 35.39% | 1.526% | 23.5477 | 0 | 0 | 23.5477 | 0 | 22.4629 | 5.8522 | 3.8384 | 22.4629 | 5.8522 | 3.8384 | 23.6632 | 6.1649 | 3.8384 | 3.123% | 0.39031 | 0.37099 | 1931.9795 | 162.2508 | 643.7527 | 1125.9761 | 1969.1194 | 0 | 0 | 1969.1194 | 0.004943%
2026 | 211 | 211-771R | Tier-3 | Tier-3---14 | 5--4 | 1148 | 100% | 617.3051 | 73.22% | 25.44% | 1.334% | 22.3748 | 0 | 0 | 22.3748 | 0 | 21.344 | 20.9293 | 1.0198 | 21.344 | 20.9293 | 1.0198 | 22.4845 | 22.0475 | 1.0198 | 3.625% | 0.3743 | 0.35578 | 1649.207 | 127.1804 | 388.1922 | 1133.8343 | 1672.204 | 0 | 0 | 1672.204 | 0.004696%
2026 | 212 | 212-1177R | Tier-2 | Tier-2---8 | 5--4 | 386 | 100% | 484.9484 | 83.96% | 14.37% | 1.67% | 20.155 | 0 | 0 | 20.155 | 0 | 19.2265 | 7.0372 | 2.7321 | 19.2265 | 7.0372 | 2.7321 | 20.2538 | 7.4132 | 2.7321 | 4.156% | 0.15054 | 0.14309 | 3221.4606 | 348.4219 | 528.8758 | 2344.1629 | 3248.3676 | 0 | 0 | 3248.3676 | 0.004231%
2026 | 212 | 212-1204R | Tier-2 | Tier-2---8 | 5--4 | 267 | 100% | 431.7599 | 82.12% | 16.51% | 1.365% | 17.5508 | 0 | 0 | 17.5508 | 0 | 16.7423 | 4.8677 | 3.4395 | 16.7423 | 4.8677 | 3.4395 | 17.6369 | 5.1278 | 3.4395 | 4.065% | 0.19221 | 0.18269 | 2246.3396 | 244.3912 | 383.4547 | 1618.4937 | 2267.2561 | 0 | 0 | 2267.2561 | 0.003684%
2026 | 212 | 212-638R | Tier-2 | Tier-2---11 | 5--4 | 39 | 100% | 157.455 | 96.47% | 1.863% | 1.664% | 7.5191 | 0 | 0 | 7.5191 | 0 | 7.1727 | 0.71101 | 10.0881 | 7.1727 | 0.71101 | 10.0881 | 7.556 | 0.749 | 10.0881 | 4.775% | 0.10708 | 0.10177 | 1470.5114 | 155.1186 | 63.8116 | 1251.5811 | 1473.2126 | 0 | 0 | 1473.2126 | 0.001578%
2026 | 212 | 212-725R | Tier-3 | Tier-3---10 | 5--5 | 1799 | 100% | 749.6423 | 94.58% | 4.636% | 0.779% | 35.0978 | 0 | 0 | 35.0978 | 0 | 33.4809 | 32.7977 | 1.0208 | 33.4809 | 32.7977 | 1.0208 | 35.2698 | 34.5501 | 1.0208 | 4.682% | 0.13941 | 0.13251 | 5377.288 | 738.7725 | 258.1994 | 4380.3161 | 5392.4534 | 0 | 0 | 5392.4534 | 0.007367%
2026 | 212 | 212-734R | Tier-2 | Tier-2---10 | 5--4 | 23 | 100% | 405.6391 | 93.64% | 4.241% | 2.118% | 18.8023 | 0 | 0 | 18.8023 | 0 | 17.9361 | 0.41931 | 42.7748 | 17.9361 | 0.41931 | 42.7748 | 18.8944 | 0.44172 | 42.7748 | 4.635% | 0.17753 | 0.16875 | 2284.84 | 188.9421 | 239.3419 | 1856.5561 | 2292.4067 | 0 | 0 | 2292.4067 | 0.003947%
2026 | 212 | 212-739R | Tier-3 | Tier-3---15 | 5--4 | 658 | 100% | 301.7157 | 89.07% | 9.028% | 1.906% | 13.302 | 0 | 0 | 13.302 | 0 | 12.6892 | 11.996 | 1.0578 | 12.6892 | 11.996 | 1.0578 | 13.3672 | 12.637 | 1.0578 | 4.409% | 0.13097 | 0.12449 | 2303.7005 | 251.0522 | 237.9772 | 1814.6711 | 2316.8178 | 0 | 0 | 2316.8178 | 0.002792%
2026 | 212 | 212-743R | Tier-2 | Tier-2---13 | 5--3 | 63 | 100% | 81.923 | 90.82% | 6.613% | 2.567% | 3.6829 | 0 | 0 | 3.6829 | 0 | 3.5132 | 1.1486 | 3.0588 | 3.5132 | 1.1486 | 3.0588 | 3.701 | 1.2099 | 3.0588 | 4.496% | 0.11654 | 0.11078 | 702.9342 | 71.3752 | 58.8304 | 572.7286 | 706.2949 | 0 | 0 | 706.2949 | 0.000773%
2026 | 212 | 212-758R | Tier-2 | Tier-2---8 | 5--4 | 268 | 100% | 381.3507 | 89.63% | 8.808% | 1.561% | 16.9197 | 0 | 0 | 16.9197 | 0 | 16.1402 | 4.8859 | 3.3034 | 16.1402 | 4.8859 | 3.3034 | 17.0026 | 5.147 | 3.3034 | 4.437% | 0.1427 | 0.13564 | 2672.3387 | 313.5648 | 256.9237 | 2101.8502 | 2686.7681 | 0 | 0 | 2686.7681 | 0.003551%
2026 | 212 | 212-773R | Tier-2 | Tier-2---5 | 5--4 | 413 | 100% | 677.1103 | 83.18% | 15.77% | 1.046% | 27.8801 | 0 | 0 | 27.8801 | 0 | 26.5957 | 7.5294 | 3.5322 | 26.5957 | 7.5294 | 3.5322 | 28.0168 | 7.9317 | 3.5322 | 4.118% | 0.19881 | 0.18897 | 3405.7885 | 402.585 | 522.8709 | 2480.3327 | 3435.6179 | 0 | 0 | 3435.6179 | 0.005852%
2026 | 212 | 212-799R | Tier-2 | Tier-2---10 | 5--4 | 105 | 100% | 254.923 | 88.52% | 10.12% | 1.358% | 11.1702 | 0 | 0 | 11.1702 | 0 | 10.6557 | 1.9143 | 5.5665 | 10.6557 | 1.9143 | 5.5665 | 11.225 | 2.0165 | 5.5665 | 4.382% | 0.12493 | 0.11875 | 2040.5268 | 236.751 | 211.9535 | 1591.8223 | 2052.7246 | 0 | 0 | 2052.7246 | 0.002345%
2026 | 212 | 212-880R | Tier-2 | Tier-2---16 | 5--2 | 94 | 100% | 30.3116 | 92.5% | 4.382% | 3.114% | 1.3879 | 0 | 0 | 1.3879 | 0 | 1.324 | 1.7137 | 0.77259 | 1.324 | 1.7137 | 0.77259 | 1.3948 | 1.8053 | 0.77259 | 4.579% | 0.10736 | 0.10205 | 282.3367 | 28.4993 | 19.5005 | 234.337 | 283.4389 | 0 | 0 | 283.4389 | 0.0002913%
2026 | 212 | 212-886R | Tier-2 | Tier-2---8 | 5--4 | 160 | 100% | 472.8052 | 94.27% | 4.633% | 1.099% | 22.0624 | 0 | 0 | 22.0624 | 0 | 21.0461 | 2.917 | 7.215 | 21.0461 | 2.917 | 7.215 | 22.1706 | 3.0728 | 7.215 | 4.666% | 0.18767 | 0.17838 | 2519.3545 | 323.5371 | 126.2126 | 2069.6048 | 2526.8745 | 0 | 0 | 2526.8745 | 0.004631%
2026 | 212 | 212-888R | Tier-2 | Tier-2---8 | 5--4 | 125 | 100% | 346.5382 | 90.95% | 7.817% | 1.237% | 15.6005 | 0 | 0 | 15.6005 | 0 | 14.8818 | 2.2789 | 6.5303 | 14.8818 | 2.2789 | 6.5303 | 15.677 | 2.4006 | 6.5303 | 4.502% | 0.13116 | 0.12466 | 2642.179 | 334.1686 | 213.131 | 2094.8795 | 2654.6375 | 0 | 0 | 2654.6375 | 0.003275%
2026 | 214 | 214-1122R | Tier-3 | Tier-3---3 | 5--5 | 1694 | 100% | 2893.3725 | 90.28% | 9.311% | 0.4067% | 129.3045 | 0 | 0 | 129.3045 | 0 | 123.3477 | 30.8834 | 3.994 | 123.3477 | 30.8834 | 3.994 | 129.9384 | 32.5336 | 3.994 | 4.469% | 0.26918 | 0.25585 | 10749.0069 | 1574.7708 | 951.5348 | 8222.7013 | 10803.4034 | 0 | 0 | 10803.4034 | 0.02714%
2026 | 214 | 214-1135R | Tier-3 | Tier-3---6 | 4--5 | 980 | 100% | 805.3146 | 95.2% | 3.81% | 0.9931% | 37.9484 | 0 | 0 | 37.9484 | 0 | 36.2002 | 17.8664 | 2.0262 | 36.2002 | 17.8664 | 2.0262 | 38.1344 | 18.8211 | 2.0262 | 4.712% | 0.090777 | 0.086284 | 8871.3507 | 1468.4713 | 438.4999 | 6964.3795 | 8893.5417 | 0 | 0 | 8893.5417 | 0.007965%
2026 | 214 | 214-17AE | Tier-3 | Tier-3---17 | 4--4 | 1791 | 100% | 127.491 | 90.35% | 5.503% | 4.145% | 5.7019 | 0 | 0 | 5.7019 | 0 | 5.4392 | 32.6518 | 0.16658 | 5.4392 | 32.6518 | 0.16658 | 5.7299 | 34.3965 | 0.16658 | 4.472% | 0.071957 | 0.068395 | 1771.7769 | 216.0551 | 150.3479 | 1405.374 | 1780.6795 | 0 | 0 | 1780.6795 | 0.001197%
2026 | 214 | 214-4R | Tier-3 | Tier-3---17 | 4--4 | 892 | 100% | 89.6399 | 90.66% | 5.945% | 3.4% | 4.0225 | 0 | 0 | 4.0225 | 0 | 3.8372 | 16.2621 | 0.23596 | 3.8372 | 16.2621 | 0.23596 | 4.0423 | 17.131 | 0.23596 | 4.487% | 0.059676 | 0.056722 | 1502.1196 | 200.0517 | 124.6473 | 1177.4206 | 1509.4294 | 0 | 0 | 1509.4294 | 0.0008443%
2026 | 214 | 214-536R | Tier-3 | Tier-3---17 | 4--4 | 433 | 100% | 96.9267 | 93.35% | 4.585% | 2.069% | 4.4786 | 0 | 0 | 4.4786 | 0 | 4.2723 | 7.894 | 0.54121 | 4.2723 | 7.894 | 0.54121 | 4.5006 | 8.3158 | 0.54121 | 4.621% | 0.053744 | 0.051083 | 1803.5024 | 246.1785 | 178.6516 | 1378.6723 | 1809.7517 | 0 | 0 | 1809.7517 | 0.0009401%
2026 | 214 | 214-583R | Tier-3 | Tier-3---13 | 4--5 | 318 | 100% | 328.9866 | 94.06% | 4.474% | 1.469% | 15.3171 | 0 | 0 | 15.3171 | 0 | 14.6115 | 5.7975 | 2.5203 | 14.6115 | 5.7975 | 2.5203 | 15.3922 | 6.1072 | 2.5203 | 4.656% | 0.070413 | 0.066928 | 4672.2426 | 712.2083 | 352.9213 | 3607.1129 | 4686.7021 | 0 | 0 | 4686.7021 | 0.003215%
2026 | 214 | 214-613R | Tier-3 | Tier-3---14 | 5--3 | 1357 | 100% | 480.8617 | 49.89% | 49.25% | 0.8586% | 11.8746 | 0 | 0 | 11.8746 | 0 | 11.3276 | 24.7395 | 0.45787 | 11.3276 | 24.7395 | 0.45787 | 11.9328 | 26.0614 | 0.45787 | 2.469% | 0.43289 | 0.41146 | 1110.8228 | 86.441 | 501.4412 | 522.9406 | 1139.8124 | 0 | 0 | 1139.8124 | 0.002492%
2026 | 214 | 214-647R | Tier-3 | Tier-3---8 | 5--5 | 617 | 100% | 2287.3818 | 92.77% | 6.976% | 0.2574% | 105.0353 | 0 | 0 | 105.0353 | 0 | 100.1965 | 11.2486 | 8.9075 | 100.1965 | 11.2486 | 8.9075 | 105.5502 | 11.8496 | 8.9075 | 4.592% | 0.23844 | 0.22663 | 9593.2735 | 1427.6996 | 628.6999 | 7536.874 | 9629.4117 | 0 | 0 | 9629.4117 | 0.02205%
2026 | 215 | 215-1531R | Tier-2 | Tier-2---2 | 5--5 | 729 | 100% | 1398.9852 | 84.15% | 15.42% | 0.4283% | 58.2745 | 0 | 0 | 58.2745 | 0 | 55.5899 | 13.2904 | 4.1827 | 55.5899 | 13.2904 | 4.1827 | 58.5601 | 14.0006 | 4.1827 | 4.165% | 0.20291 | 0.19287 | 6894.5825 | 1039.1679 | 1002.2008 | 4853.2138 | 6951.4886 | 0 | 0 | 6951.4886 | 0.01223%
2026 | 215 | 215-1534R | Tier-2 | Tier-2---1 | 5--5 | 471 | 100% | 1734.1452 | 88.98% | 10.7% | 0.3246% | 76.3804 | 0 | 0 | 76.3804 | 0 | 72.8617 | 8.5868 | 8.4853 | 72.8617 | 8.5868 | 8.4853 | 76.7548 | 9.0456 | 8.4853 | 4.404% | 0.1982 | 0.18839 | 8749.2684 | 1441.1188 | 882.1072 | 6426.0424 | 8799.4812 | 0 | 0 | 8799.4812 | 0.01603%
2026 | 215 | 215-1544R | Tier-2 | Tier-2---8 | 5--4 | 156 | 100% | 205.9069 | 87.21% | 11.98% | 0.8132% | 8.8888 | 0 | 0 | 8.8888 | 0 | 8.4793 | 2.844 | 2.9814 | 8.4793 | 2.844 | 2.9814 | 8.9324 | 2.996 | 2.9814 | 4.317% | 0.10891 | 0.10352 | 1890.6466 | 333.0962 | 217.1495 | 1340.4009 | 1903.2393 | 0 | 0 | 1903.2393 | 0.001866%
2026 | 215 | 215-38R | Tier-3 | Tier-3---10 | 5--5 | 354 | 100% | 650.1784 | 91.15% | 8.25% | 0.6037% | 29.3345 | 0 | 0 | 29.3345 | 0 | 27.9831 | 6.4538 | 4.3359 | 27.9831 | 6.4538 | 4.3359 | 29.4783 | 6.7986 | 4.3359 | 4.512% | 0.12528 | 0.11908 | 5189.8024 | 828.3476 | 472.2938 | 3889.161 | 5213.7305 | 0 | 0 | 5213.7305 | 0.006157%
2026 | 216 | 216-1859F | Tier-3 | Tier-3---4 | 5--5 | 445 | 100% | 1336.0946 | 91.63% | 7.965% | 0.4046% | 60.6013 | 0 | 0 | 60.6013 | 0 | 57.8095 | 8.1128 | 7.1257 | 57.8095 | 8.1128 | 7.1257 | 60.8984 | 8.5463 | 7.1257 | 4.536% | 0.15704 | 0.14927 | 8507.7615 | 1421.0211 | 648.1937 | 6438.5467 | 8544.8444 | 0 | 0 | 8544.8444 | 0.01272%
2026 | 216 | 216-220R | Tier-3 | Tier-3---20 | 1--5 | 7 | 100% | 7.0463 | 99.01% | 0% | 0.9852% | 0.34535 | 0 | 0 | 0.34535 | 0 | 0.32944 | 0.12762 | 2.5815 | 0.32944 | 0.12762 | 2.5815 | 0.34705 | 0.13444 | 2.5815 | 4.901% | 0.000285 | 0.00027089 | 24723.7218 | 3992.0434 | 221.2684 | 20510.41 | 24736.4072 | 0 | 0 | 24736.4072 | 7.249e-05%
2026 | 217 | 217-41AE | Tier-2 | Tier-2---8 | 5--4 | 997 | 100% | 548.1248 | 61.28% | 37.04% | 1.683% | 16.6264 | 0 | 0 | 16.6264 | 0 | 15.8605 | 18.1764 | 0.87259 | 15.8605 | 18.1764 | 0.87259 | 16.7079 | 19.1476 | 0.87259 | 3.033% | 0.19664 | 0.1869 | 2787.4845 | 272.106 | 973.6181 | 1541.7603 | 2843.6939 | 0 | 0 | 2843.6939 | 0.00349%
2026 | 217 | 217-48AE | Tier-2 | Tier-2---8 | 5--4 | 790 | 100% | 701.5771 | 53.79% | 44.81% | 1.4% | 18.6798 | 0 | 0 | 18.6798 | 0 | 17.8193 | 14.4025 | 1.2372 | 17.8193 | 14.4025 | 1.2372 | 18.7714 | 15.1721 | 1.2372 | 2.663% | 0.20236 | 0.19234 | 3466.9889 | 313.4539 | 1406.954 | 1746.581 | 3550.4247 | 0 | 0 | 3550.4247 | 0.003921%
2026 | 217 | 217-835R | Tier-3 | Tier-3---5 | 5--5 | 1010 | 100% | 1459.42 | 90.56% | 8.764% | 0.6769% | 65.4212 | 0 | 0 | 65.4212 | 0 | 62.4073 | 18.4134 | 3.3892 | 62.4073 | 18.4134 | 3.3892 | 65.7419 | 19.3972 | 3.3892 | 4.483% | 0.28412 | 0.27006 | 5136.5819 | 779.5394 | 417.5644 | 3939.4781 | 5161.8362 | 0 | 0 | 5161.8362 | 0.01373%
2026 | 217 | 217-837R | Tier-3 | Tier-3---12 | 5--5 | 866 | 100% | 680.508 | 71.93% | 26.93% | 1.134% | 24.231 | 0 | 0 | 24.231 | 0 | 23.1147 | 15.7881 | 1.4641 | 23.1147 | 15.7881 | 1.4641 | 24.3498 | 16.6317 | 1.4641 | 3.561% | 0.14269 | 0.13563 | 4769.0891 | 589.9072 | 1292.048 | 2887.1339 | 4838.7956 | 0 | 0 | 4838.7956 | 0.005086%
2026 | 217 | 217-972R | Tier-2 | Tier-2---8 | 5--4 | 923 | 100% | 360.9866 | 64.42% | 33.78% | 1.803% | 11.5112 | 0 | 0 | 11.5112 | 0 | 10.9809 | 16.8273 | 0.65256 | 10.9809 | 16.8273 | 0.65256 | 11.5676 | 17.7264 | 0.65256 | 3.189% | 0.18227 | 0.17325 | 1980.496 | 214.776 | 614.2082 | 1151.5119 | 2017.1929 | 0 | 0 | 2017.1929 | 0.002416%
2026 | 217 | 217-983R | Tier-3 | Tier-3---5 | 5--5 | 249 | 100% | 1187.4841 | 92.09% | 7.578% | 0.3365% | 54.1281 | 0 | 0 | 54.1281 | 0 | 51.6345 | 4.5395 | 11.3744 | 51.6345 | 4.5395 | 11.3744 | 54.3934 | 4.7821 | 11.3744 | 4.558% | 0.2438 | 0.23173 | 4870.8263 | 716.2537 | 353.1181 | 3801.4544 | 4890.9032 | 0 | 0 | 4890.9032 | 0.01136%
2026 | 220 | 220-288R | Tier-3 | Tier-3---14 | 5--4 | 187 | 100% | 437.6752 | 81.99% | 17.08% | 0.9315% | 17.7636 | 0 | 0 | 17.7636 | 0 | 16.9452 | 3.4092 | 4.9704 | 16.9452 | 3.4092 | 4.9704 | 17.8506 | 3.5914 | 4.9704 | 4.059% | 0.37523 | 0.35666 | 1166.4109 | 131.8052 | 200.8528 | 833.7529 | 1177.3495 | 0 | 0 | 1177.3495 | 0.003729%
2026 | 220 | 220-294R | Tier-3 | Tier-3---14 | 5--3 | 978 | 100% | 720.9399 | 58.97% | 39.92% | 1.12% | 21.0426 | 0 | 0 | 21.0426 | 0 | 20.0732 | 17.83 | 1.1258 | 20.0732 | 17.83 | 1.1258 | 21.1458 | 18.7827 | 1.1258 | 2.919% | 0.44397 | 0.422 | 1623.8364 | 124.0259 | 599.3861 | 900.4244 | 1658.5379 | 0 | 0 | 1658.5379 | 0.004417%
2026 | 220 | 220-298R | Tier-3 | Tier-3---11 | 5--4 | 2947 | 100% | 1053.2838 | 64.6% | 33.51% | 1.887% | 33.6832 | 0 | 0 | 33.6832 | 0 | 32.1315 | 53.7269 | 0.59805 | 32.1315 | 53.7269 | 0.59805 | 33.8483 | 56.5976 | 0.59805 | 3.198% | 0.50177 | 0.47693 | 2099.1459 | 164.9638 | 658.2461 | 1275.9359 | 2137.8399 | 0 | 0 | 2137.8399 | 0.00707%
2026 | 221 | 221-1230F | Tier-3 | Tier-3---12 | 4--5 | 161 | 100% | 637.2245 | 99.48% | 0% | 0.5187% | 31.379 | 0 | 0 | 31.379 | 0 | 29.9334 | 2.9352 | 10.1981 | 29.9334 | 2.9352 | 10.1981 | 31.5328 | 3.092 | 10.1981 | 4.924% | 0.035843 | 0.034069 | 17778.1145 | 2647.4462 | 83.7682 | 15046.9001 | 17782.9169 | 0 | 0 | 17782.9169 | 0.006586%
2026 | 221 | 221-23R | Tier-3 | Tier-3---11 | 5--5 | 1068 | 100% | 764.9858 | 67.26% | 31.99% | 0.7569% | 25.4678 | 0 | 0 | 25.4678 | 0 | 24.2946 | 19.4708 | 1.2477 | 24.2946 | 19.4708 | 1.2477 | 25.5926 | 20.5111 | 1.2477 | 3.329% | 0.19945 | 0.18957 | 3835.5267 | 452.4998 | 1178.7605 | 2204.2664 | 3900.9309 | 0 | 0 | 3900.9309 | 0.005346%
2026 | 221 | 221-344R | Tier-3 | Tier-3---13 | 5--4 | 1386 | 100% | 642.3372 | 83.79% | 15.02% | 1.193% | 26.6423 | 0 | 0 | 26.6423 | 0 | 25.415 | 25.2682 | 1.0058 | 25.415 | 25.2682 | 1.0058 | 26.7729 | 26.6184 | 1.0058 | 4.148% | 0.2115 | 0.20103 | 3037.0437 | 366.2743 | 441.4951 | 2229.2742 | 3062.6782 | 0 | 0 | 3062.6782 | 0.005592%
2026 | 221 | 221-35 | Tier-2 | Tier-2---10 | 5--3 | 16 | 100% | 111.3988 | 96.62% | 2.989% | 0.3886% | 5.328 | 0 | 0 | 5.328 | 0 | 5.0825 | 0.2917 | 17.4241 | 5.0825 | 0.2917 | 17.4241 | 5.3541 | 0.30728 | 17.4241 | 4.783% | 0.17281 | 0.16425 | 644.6479 | 94.7644 | 26.1294 | 523.7541 | 645.7818 | 0 | 0 | 645.7818 | 0.001118%
2026 | 221 | 221-37AE | Tier-3 | Tier-3---11 | 5--5 | 1029 | 100% | 769.7343 | 85.13% | 14.19% | 0.6769% | 32.4379 | 0 | 0 | 32.4379 | 0 | 30.9435 | 18.7598 | 1.6495 | 30.9435 | 18.7598 | 1.6495 | 32.5969 | 19.7621 | 1.6495 | 4.214% | 0.19925 | 0.18939 | 3863.0999 | 511.5521 | 574.4994 | 2777.0485 | 3893.0064 | 0 | 0 | 3893.0064 | 0.006809%
2026 | 221 | 221-38AE | Tier-3 | Tier-3---17 | 5--3 | 144 | 100% | 225.9712 | 8.218% | 91.4% | 0.3782% | 0.91919 | 0 | 0 | 0.91919 | 0 | 0.87684 | 2.6253 | 0.334 | 0.87684 | 2.6253 | 0.334 | 0.92369 | 2.7655 | 0.334 | 0.4068% | 0.16917 | 0.1608 | 1335.7574 | 19.3633 | 1034.9942 | 281.3999 | 1399.6044 | 0 | 0 | 1399.6044 | 0.0001929%
2026 | 221 | 221-675R | Tier-2 | Tier-2---8 | 5--4 | 113 | 100% | 383.5958 | 97.43% | 1.747% | 0.8215% | 18.5004 | 0 | 0 | 18.5004 | 0 | 17.6481 | 2.0601 | 8.5666 | 17.6481 | 2.0601 | 8.5666 | 18.5911 | 2.1702 | 8.5666 | 4.823% | 0.22072 | 0.20979 | 1737.9263 | 228.1325 | 87.6764 | 1422.1174 | 1740.2506 | 0 | 0 | 1740.2506 | 0.003883%
2026 | 221 | 221-6R | Tier-2 | Tier-2---5 | 5--5 | 6 | 100% | 616.9841 | 99.25% | 0.1999% | 0.5529% | 30.3108 | 0 | 0 | 30.3108 | 0 | 28.9145 | 0.10939 | 264.3333 | 28.9145 | 0.10939 | 264.3333 | 30.4594 | 0.11523 | 264.3333 | 4.913% | 0.21604 | 0.20535 | 2855.887 | 420.5436 | 58.2104 | 2377.133 | 2857.0066 | 0 | 0 | 2857.0066 | 0.006362%
2026 | 221 | 221-782R | Tier-3 | Tier-3---17 | 5--3 | 333 | 100% | 156.081 | 94.9% | 3.083% | 2.022% | 7.3316 | 0 | 0 | 7.3316 | 0 | 6.9939 | 6.0709 | 1.152 | 6.9939 | 6.0709 | 1.152 | 7.3675 | 6.3953 | 1.152 | 4.697% | 0.2472 | 0.23496 | 631.3929 | 85.1107 | 27.1817 | 519.1005 | 633.0714 | 0 | 0 | 633.0714 | 0.001539%
2026 | 221 | 221-788 | Tier-3 | Tier-3---12 | 5--5 | 365 | 100% | 677.5152 | 96.42% | 3.298% | 0.2798% | 32.3372 | 0 | 0 | 32.3372 | 0 | 30.8475 | 6.6543 | 4.6357 | 30.8475 | 6.6543 | 4.6357 | 32.4957 | 7.0099 | 4.6357 | 4.773% | 0.18975 | 0.18036 | 3570.5978 | 586.4326 | 168.8515 | 2815.3137 | 3577.2505 | 0 | 0 | 3577.2505 | 0.006788%
2026 | 221 | 221-824 | Tier-3 | Tier-3---13 | 5--4 | 172 | 100% | 431.5232 | 83.48% | 15.96% | 0.5616% | 17.831 | 0 | 0 | 17.831 | 0 | 17.0095 | 3.1357 | 5.4244 | 17.0095 | 3.1357 | 5.4244 | 17.9184 | 3.3033 | 5.4244 | 4.132% | 0.18396 | 0.17486 | 2345.6862 | 321.7207 | 355.7349 | 1668.2306 | 2365.8706 | 0 | 0 | 2365.8706 | 0.003743%
2026 | 222 | 222-1433R | Tier-3 | Tier-3---5 | 5--5 | 173 | 100% | 1073.7524 | 96.43% | 3.224% | 0.3472% | 51.2525 | 0 | 0 | 51.2525 | 0 | 48.8914 | 3.154 | 15.5015 | 48.8914 | 3.154 | 15.5015 | 51.5038 | 3.3225 | 15.5015 | 4.773% | 0.37266 | 0.35421 | 2881.3332 | 440.8984 | 92.1003 | 2348.3345 | 2886.6922 | 0 | 0 | 2886.6922 | 0.01076%
2026 | 222 | 222-1503R | Tier-3 | Tier-3---15 | 5--4 | 573 | 100% | 289.1141 | 77.72% | 21.59% | 0.6888% | 11.1231 | 0 | 0 | 11.1231 | 0 | 10.6107 | 10.4464 | 1.0157 | 10.6107 | 10.4464 | 1.0157 | 11.1776 | 11.0046 | 1.0157 | 3.847% | 0.23465 | 0.22303 | 1232.1205 | 140.7183 | 258.7997 | 832.6024 | 1246.4147 | 0 | 0 | 1246.4147 | 0.002335%
2026 | 222 | 222-1523R | Tier-3 | Tier-3---7 | 5--5 | 2453 | 100% | 1341.7279 | 81.78% | 17.54% | 0.6801% | 54.3129 | 0 | 0 | 54.3129 | 0 | 51.8108 | 44.7208 | 1.1585 | 51.8108 | 44.7208 | 1.1585 | 54.5792 | 47.1103 | 1.1585 | 4.048% | 0.26901 | 0.25569 | 4987.6805 | 618.9983 | 835.0785 | 3533.6036 | 5035.0131 | 0 | 0 | 5035.0131 | 0.0114%
2026 | 222 | 222-1986R | Tier-3 | Tier-3---1 | 5--5 | 895 | 100% | 6887.3845 | 91.59% | 8.216% | 0.1933% | 312.256 | 0 | 0 | 312.256 | 0 | 297.871 | 16.3168 | 18.2555 | 297.871 | 16.3168 | 18.2555 | 313.7866 | 17.1886 | 18.2555 | 4.534% | 0.41507 | 0.39452 | 16593.3004 | 2725.7619 | 1237.4149 | 12630.1236 | 16665.9691 | 0 | 0 | 16665.9691 | 0.06554%
2026 | 222 | 222-1988R | Tier-3 | Tier-3---11 | 5--4 | 47 | 100% | 316.0275 | 91.8% | 8.01% | 0.1868% | 14.3611 | 0 | 0 | 14.3611 | 0 | 13.6995 | 0.85686 | 15.9881 | 13.6995 | 0.85686 | 15.9881 | 14.4315 | 0.90264 | 15.9881 | 4.544% | 0.34461 | 0.32755 | 917.0546 | 137.1058 | 68.1895 | 711.7593 | 920.9692 | 0 | 0 | 920.9692 | 0.003014%
2026 | 222 | 222-1990R | Tier-3 | Tier-3---1 | 5--5 | 409 | 100% | 4318.7821 | 96.21% | 3.588% | 0.2018% | 205.6787 | 0 | 0 | 205.6787 | 0 | 196.2035 | 7.4565 | 26.3131 | 196.2035 | 7.4565 | 26.3131 | 206.687 | 7.8549 | 26.3131 | 4.762% | 0.41211 | 0.39171 | 10479.6421 | 1615.523 | 393.9401 | 8470.179 | 10500.323 | 0 | 0 | 10500.323 | 0.04317%
2026 | 222 | 222-1992R | Tier-3 | Tier-3---18 | 5--2 | 40 | 100% | 77.8798 | 51.19% | 47.85% | 0.9609% | 1.9735 | 0 | 0 | 1.9735 | 0 | 1.8826 | 0.72924 | 2.5815 | 1.8826 | 0.72924 | 2.5815 | 1.9832 | 0.76821 | 2.5815 | 2.534% | 0.22115 | 0.2102 | 352.1575 | 26.3738 | 147.8812 | 177.9024 | 361.1086 | 0 | 0 | 361.1086 | 0.0004142%
2026 | 222 | 222-2013R | Tier-3 | Tier-3---7 | 5--5 | 1410 | 100% | 1434.8215 | 80% | 19.3% | 0.6983% | 56.8219 | 0 | 0 | 56.8219 | 0 | 54.2042 | 25.7058 | 2.1086 | 54.2042 | 25.7058 | 2.1086 | 57.1005 | 27.0793 | 2.1086 | 3.96% | 0.27927 | 0.26545 | 5137.7317 | 647.5611 | 923.7481 | 3566.4225 | 5191.2329 | 0 | 0 | 5191.2329 | 0.01193%
2026 | 222 | 222-2063 | Tier-3 | Tier-3---9 | 5--5 | 237 | 100% | 621.1772 | 98.86% | 0.7243% | 0.4185% | 30.3969 | 0 | 0 | 30.3969 | 0 | 28.9966 | 4.3208 | 6.711 | 28.9966 | 4.3208 | 6.711 | 30.5459 | 4.5516 | 6.711 | 4.893% | 0.23776 | 0.22599 | 2612.6138 | 401.8596 | 25.7342 | 2185.02 | 2614.1686 | 0 | 0 | 2614.1686 | 0.00638%
2026 | 222 | 222-2085 | Tier-3 | Tier-3---3 | 5--5 | 3377 | 100% | 3261.4227 | 83.38% | 16% | 0.6198% | 134.6122 | 0 | 0 | 134.6122 | 0 | 128.4109 | 61.5663 | 2.0857 | 128.4109 | 61.5663 | 2.0857 | 135.2721 | 64.8559 | 2.0857 | 4.127% | 0.35117 | 0.33379 | 9287.3202 | 1207.9834 | 1459.1451 | 6620.1916 | 9367.6954 | 0 | 0 | 9367.6954 | 0.02826%
2026 | 223 | 223-536R | Tier-2 | Tier-2---19 | 1--4 | 4 | 100% | 4.8357 | 94.16% | 0% | 5.835% | 0.2254 | 0 | 0 | 0.2254 | 0 | 0.21501 | 0.072924 | 2.9485 | 0.21501 | 0.072924 | 2.9485 | 0.2265 | 0.076821 | 2.9485 | 4.661% | 0.0018852 | 0.0017919 | 2565.0639 | 388.8234 | 137.2862 | 2038.9544 | 2572.8591 | 0 | 0 | 2572.8591 | 4.731e-05%
2026 | 230 | 230-1008R | Tier-2 | Tier-2---16 | 4--3 | 10 | 100% | 29.9584 | 96.46% | 2.54% | 0.9994% | 1.4305 | 0 | 0 | 1.4305 | 0 | 1.3646 | 0.18231 | 7.4848 | 1.3646 | 0.18231 | 7.4848 | 1.4375 | 0.19205 | 7.4848 | 4.775% | 0.055697 | 0.05294 | 537.8829 | 82.2553 | 33.2931 | 422.3344 | 538.8743 | 0 | 0 | 538.8743 | 0.0003003%
2026 | 230 | 230-127AE | Tier-2 | Tier-2---7 | 5--5 | 1039 | 100% | 422.4651 | 76.79% | 21.48% | 1.73% | 16.0577 | 0 | 0 | 16.0577 | 0 | 15.318 | 18.9421 | 0.80867 | 15.318 | 18.9421 | 0.80867 | 16.1364 | 19.9542 | 0.80867 | 3.801% | 0.093988 | 0.089336 | 4494.8739 | 563.2432 | 960.6446 | 2970.9861 | 4549.2118 | 0 | 0 | 4549.2118 | 0.003371%
2026 | 230 | 230-133AE | Tier-2 | Tier-2---6 | 5--5 | 1418 | 100% | 947.6516 | 88.55% | 10.64% | 0.8078% | 41.5386 | 0 | 0 | 41.5386 | 0 | 39.625 | 25.8516 | 1.5328 | 39.625 | 25.8516 | 1.5328 | 41.7422 | 27.2329 | 1.5328 | 4.383% | 0.095565 | 0.090834 | 9916.3461 | 1445.4329 | 1050.4793 | 7420.4339 | 9975.4668 | 0 | 0 | 9975.4668 | 0.008719%
2026 | 230 | 230-1586R | Tier-2 | Tier-2---7 | 4--5 | 1039 | 100% | 476.4865 | 62.01% | 36.72% | 1.273% | 14.6255 | 0 | 0 | 14.6255 | 0 | 13.9518 | 18.9421 | 0.73655 | 13.9518 | 18.9421 | 0.73655 | 14.6972 | 19.9542 | 0.73655 | 3.069% | 0.084625 | 0.080436 | 5630.5637 | 561.1393 | 2038.0856 | 3031.3388 | 5741.9633 | 0 | 0 | 5741.9633 | 0.00307%
2026 | 230 | 230-1606R | Tier-2 | Tier-2---11 | 4--4 | 329 | 100% | 185.0767 | 40.42% | 58.67% | 0.9045% | 3.7033 | 0 | 0 | 3.7033 | 0 | 3.5327 | 5.998 | 0.58897 | 3.5327 | 5.998 | 0.58897 | 3.7214 | 6.3185 | 0.58897 | 2.001% | 0.062818 | 0.059709 | 2946.2367 | 194.5466 | 1610.7155 | 1140.9746 | 3037.6479 | 0 | 0 | 3037.6479 | 0.0007773%
2026 | 230 | 230-181 | Tier-2 | Tier-2---9 | 4--4 | 165 | 100% | 148.8171 | 90.62% | 8.321% | 1.055% | 6.6758 | 0 | 0 | 6.6758 | 0 | 6.3682 | 3.0081 | 2.117 | 6.3682 | 3.0081 | 2.117 | 6.7085 | 3.1689 | 2.117 | 4.486% | 0.063241 | 0.060111 | 2353.1666 | 304.6061 | 482.4063 | 1566.1542 | 2364.6565 | 0 | 0 | 2364.6565 | 0.001401%
2026 | 230 | 230-2060R | Tier-2 | Tier-2---4 | 4--5 | 865 | 100% | 578.2503 | 86.36% | 12.53% | 1.105% | 24.7195 | 0 | 0 | 24.7195 | 0 | 23.5808 | 15.7699 | 1.4953 | 23.5808 | 15.7699 | 1.4953 | 24.8407 | 16.6125 | 1.4953 | 4.275% | 0.088414 | 0.084038 | 6540.2273 | 927.2098 | 823.7907 | 4789.2268 | 6586.6807 | 0 | 0 | 6586.6807 | 0.005189%
2026 | 230 | 230-2067 | Tier-2 | Tier-2---16 | 4--3 | 13 | 100% | 24.6544 | 66.14% | 33% | 0.8592% | 0.8072 | 0 | 0 | 0.8072 | 0 | 0.77001 | 0.237 | 3.249 | 0.77001 | 0.237 | 3.249 | 0.81116 | 0.24967 | 3.249 | 3.274% | 0.054619 | 0.051915 | 451.389 | 49.4904 | 139.1284 | 262.7702 | 459.348 | 0 | 0 | 459.348 | 0.0001694%
2026 | 230 | 230-371AE | Tier-2 | Tier-2---13 | 4--3 | 106 | 100% | 66.0989 | 47.04% | 51.57% | 1.387% | 1.5392 | 0 | 0 | 1.5392 | 0 | 1.4683 | 1.9325 | 0.7598 | 1.4683 | 1.9325 | 0.7598 | 1.5468 | 2.0357 | 0.7598 | 2.329% | 0.059006 | 0.056085 | 1120.2069 | 86.6285 | 524.1056 | 509.4728 | 1151.1006 | 0 | 0 | 1151.1006 | 0.0003231%
2026 | 231 | 231-1136R | Tier-2 | Tier-2---7 | 4--5 | 1011 | 100% | 532.5953 | 91.49% | 6.883% | 1.625% | 24.1206 | 0 | 0 | 24.1206 | 0 | 23.0094 | 18.4316 | 1.2484 | 23.0094 | 18.4316 | 1.2484 | 24.2388 | 19.4164 | 1.2484 | 4.529% | 0.054655 | 0.051949 | 9744.7482 | 1528.1869 | 1244.2736 | 6972.2877 | 9787.9229 | 0 | 0 | 9787.9229 | 0.005063%
2026 | 231 | 231-1635R | Tier-2 | Tier-2---4 | 5--5 | 3541 | 100% | 1024.1696 | 93.53% | 4.422% | 2.048% | 47.4165 | 0 | 0 | 47.4165 | 0 | 45.2321 | 64.5562 | 0.70066 | 45.2321 | 64.5562 | 0.70066 | 47.649 | 68.0055 | 0.70066 | 4.63% | 0.11648 | 0.11071 | 8792.8912 | 1469.9696 | 598.2137 | 6724.7079 | 8822.5165 | 0 | 0 | 8822.5165 | 0.009953%
2026 | 232 | 232-40AE | Tier-2 | Tier-2---19 | 2--3 | 6 | 100% | 11.1503 | 0.2712% | 98.76% | 0.9657% | 0.001497 | 0 | 0 | 0.001497 | 0 | 0.001428 | 0.10939 | 0.013055 | 0.001428 | 0.10939 | 0.013055 | 0.0015043 | 0.11523 | 0.013055 | 0.01343% | 0.0059544 | 0.0056597 | 1872.6196 | 2.8979 | 1701.602 | 168.1196 | 1969.8771 | 0 | 0 | 1969.8771 | 3.142e-07%
2026 | 233 | 233-123R | Tier-2 | Tier-2---4 | 4--5 | 1420 | 100% | 528.7545 | 93.49% | 4.613% | 1.898% | 24.4691 | 0 | 0 | 24.4691 | 0 | 23.3419 | 25.8881 | 0.90165 | 23.3419 | 25.8881 | 0.90165 | 24.5891 | 27.2713 | 0.90165 | 4.628% | 0.06125 | 0.058219 | 8632.6707 | 1309.838 | 600.1971 | 6722.6355 | 8661.9434 | 0 | 0 | 8661.9434 | 0.005136%
2026 | 233 | 233-41R | Tier-2 | Tier-2---9 | 4--5 | 548 | 100% | 183.353 | 90.69% | 5.205% | 4.101% | 8.2314 | 0 | 0 | 8.2314 | 0 | 7.8522 | 9.9906 | 0.78595 | 7.8522 | 9.9906 | 0.78595 | 8.2717 | 10.5244 | 0.78595 | 4.489% | 0.044487 | 0.042285 | 4121.4954 | 626.0879 | 496.8097 | 2998.5978 | 4141.4696 | 0 | 0 | 4141.4696 | 0.001728%
2026 | 233 | 233-81F | Tier-2 | Tier-2---12 | 3--5 | 453 | 100% | 110.7293 | 80.07% | 17.19% | 2.737% | 4.3887 | 0 | 0 | 4.3887 | 0 | 4.1866 | 8.2587 | 0.50693 | 4.1866 | 8.2587 | 0.50693 | 4.4103 | 8.6999 | 0.50693 | 3.963% | 0.02204 | 0.020949 | 5024.0598 | 647.7753 | 960.0108 | 3416.2738 | 5076.2039 | 0 | 0 | 5076.2039 | 0.0009212%
2026 | 233 | 233-86F | Tier-2 | Tier-2---8 | 5--5 | 875 | 100% | 706.2331 | 54.32% | 44.07% | 1.616% | 18.9878 | 0 | 0 | 18.9878 | 0 | 18.1131 | 15.9522 | 1.1355 | 18.1131 | 15.9522 | 1.1355 | 19.0809 | 16.8045 | 1.1355 | 2.689% | 0.1204 | 0.11444 | 5865.9084 | 518.326 | 2449.0121 | 2898.5703 | 6005.4678 | 0 | 0 | 6005.4678 | 0.003986%
2026 | 234 | 234-48R | Tier-2 | Tier-2---4 | 4--5 | 1371 | 100% | 716.3442 | 96.34% | 2.639% | 1.021% | 34.1612 | 0 | 0 | 34.1612 | 0 | 32.5875 | 24.9948 | 1.3038 | 32.5875 | 24.9948 | 1.3038 | 34.3287 | 26.3303 | 1.3038 | 4.769% | 0.047931 | 0.045559 | 14945.1963 | 2921.5226 | 549.3325 | 11474.3413 | 14973.6824 | 0 | 0 | 14973.6824 | 0.00717%
2026 | 235 | 235-897R | Tier-2 | Tier-2---5 | 5--5 | 275 | 100% | 866.8246 | 43.88% | 55.6% | 0.5206% | 18.8293 | 0 | 0 | 18.8293 | 0 | 17.9618 | 5.0135 | 3.5827 | 17.9618 | 5.0135 | 3.5827 | 18.9216 | 5.2814 | 3.5827 | 2.172% | 0.1179 | 0.11206 | 7352.2019 | 570.5761 | 3790.2833 | 2991.3426 | 7567.0664 | 0 | 0 | 7567.0664 | 0.003952%
2026 | 235 | 235-899R | Tier-2 | Tier-2---1 | 5--5 | 897 | 100% | 2436.3247 | 84.48% | 15.14% | 0.3828% | 101.8834 | 0 | 0 | 101.8834 | 0 | 97.1899 | 16.3533 | 5.9431 | 97.1899 | 16.3533 | 5.9431 | 102.3828 | 17.227 | 5.9431 | 4.182% | 0.15496 | 0.14729 | 15721.7941 | 2441.7508 | 2344.0438 | 10935.9995 | 15848.8506 | 0 | 0 | 15848.8506 | 0.02139%
2026 | 236 | 236-1535R | Tier-3 | Tier-3---4 | 5--5 | 800 | 100% | 1123.8498 | 89.29% | 10.22% | 0.4922% | 49.6715 | 0 | 0 | 49.6715 | 0 | 47.3832 | 14.5848 | 3.2488 | 47.3832 | 14.5848 | 3.2488 | 49.915 | 15.3641 | 3.2488 | 4.42% | 0.12847 | 0.12211 | 8747.8328 | 1479.3496 | 871.8453 | 6396.6378 | 8796.6325 | 0 | 0 | 8796.6325 | 0.01043%
2026 | 236 | 236-1561R | Tier-3 | Tier-3---13 | 5--4 | 260 | 100% | 444.4117 | 83% | 16.25% | 0.7514% | 18.2577 | 0 | 0 | 18.2577 | 0 | 17.4166 | 4.7401 | 3.6743 | 17.4166 | 4.7401 | 3.6743 | 18.3472 | 4.9933 | 3.6743 | 4.108% | 0.17766 | 0.16886 | 2501.5323 | 344.8298 | 385.247 | 1771.4555 | 2523.6848 | 0 | 0 | 2523.6848 | 0.003832%
2026 | 236 | 236-1563R | Tier-3 | Tier-3---13 | 5--4 | 177 | 100% | 322.2295 | 90.43% | 8.853% | 0.72% | 14.4235 | 0 | 0 | 14.4235 | 0 | 13.759 | 3.2269 | 4.2638 | 13.759 | 3.2269 | 4.2638 | 14.4942 | 3.3993 | 4.2638 | 4.476% | 0.17215 | 0.16363 | 1871.7647 | 281.6479 | 145.5683 | 1444.5485 | 1881.0961 | 0 | 0 | 1881.0961 | 0.003027%
2026 | 236 | 236-1567R | Tier-3 | Tier-3---10 | 5--5 | 530 | 100% | 728.3381 | 86.22% | 13.17% | 0.6054% | 31.0853 | 0 | 0 | 31.0853 | 0 | 29.6532 | 9.6625 | 3.0689 | 29.6532 | 9.6625 | 3.0689 | 31.2376 | 10.1787 | 3.0689 | 4.268% | 0.18129 | 0.17232 | 4017.5481 | 642.8423 | 507.3315 | 2867.3744 | 4046.3759 | 0 | 0 | 4046.3759 | 0.006525%
2026 | 236 | 236-1569R | Tier-3 | Tier-3---8 | 5--5 | 954 | 100% | 2598.3213 | 86.94% | 12.66% | 0.4079% | 111.8136 | 0 | 0 | 111.8136 | 0 | 106.6626 | 17.3924 | 6.1327 | 106.6626 | 17.3924 | 6.1327 | 112.3617 | 18.3217 | 6.1327 | 4.303% | 0.21435 | 0.20374 | 12122.1344 | 1764.7125 | 1443.2517 | 8914.1702 | 12204.6105 | 0 | 0 | 12204.6105 | 0.02347%
2026 | 236 | 236-1573R | Tier-3 | Tier-3---7 | 5--5 | 256 | 100% | 969.4749 | 84.94% | 14.59% | 0.4654% | 40.7624 | 0 | 0 | 40.7624 | 0 | 38.8846 | 4.6672 | 8.3315 | 38.8846 | 4.6672 | 8.3315 | 40.9622 | 4.9165 | 8.3315 | 4.205% | 0.18488 | 0.17572 | 5243.9365 | 792.3542 | 712.8146 | 3738.7677 | 5285.0612 | 0 | 0 | 5285.0612 | 0.008556%
2026 | 237 | 237-1761R | Tier-3 | Tier-3---12 | 5--5 | 112 | 100% | 522.7762 | 95.9% | 3.361% | 0.7442% | 24.8152 | 0 | 0 | 24.8152 | 0 | 23.672 | 2.0419 | 11.5933 | 23.672 | 2.0419 | 11.5933 | 24.9369 | 2.151 | 11.5933 | 4.747% | 0.14935 | 0.14196 | 3500.2866 | 538.7804 | 128.5026 | 2833.0037 | 3507.7692 | 0 | 0 | 3507.7692 | 0.005209%
2026 | 237 | 237-1765R | Tier-3 | Tier-3---1 | 5--5 | 398 | 100% | 2444.4351 | 92.59% | 7.183% | 0.2234% | 112.0377 | 0 | 0 | 112.0377 | 0 | 106.8763 | 7.256 | 14.7295 | 106.8763 | 7.256 | 14.7295 | 112.5869 | 7.6437 | 14.7295 | 4.583% | 0.25909 | 0.24626 | 9434.877 | 1790.0282 | 634.4518 | 7010.397 | 9471.2689 | 0 | 0 | 9471.2689 | 0.02352%
2026 | 237 | 237-17R | Tier-2 | Tier-2---1 | 5--5 | 1107 | 100% | 2654.2774 | 88.95% | 10.68% | 0.3671% | 116.8717 | 0 | 0 | 116.8717 | 0 | 111.4876 | 20.1818 | 5.5242 | 111.4876 | 20.1818 | 5.5242 | 117.4446 | 21.2601 | 5.5242 | 4.403% | 0.15539 | 0.1477 | 17081.2815 | 2840.7254 | 1819.0583 | 12421.4979 | 17179.5559 | 0 | 0 | 17179.5559 | 0.02453%
2026 | 237 | 237-26F | Tier-2 | Tier-2---10 | 5--4 | 88 | 100% | 243.3269 | 22.41% | 76.53% | 1.061% | 2.6994 | 0 | 0 | 2.6994 | 0 | 2.575 | 1.6043 | 1.6051 | 2.575 | 1.6043 | 1.6051 | 2.7126 | 1.6901 | 1.6051 | 1.109% | 0.10897 | 0.10358 | 2232.9014 | 83.0982 | 1551.1406 | 598.6626 | 2323.1249 | 0 | 0 | 2323.1249 | 0.0005666%
2026 | 237 | 237-28F | Tier-2 | Tier-2---7 | 5--5 | 35 | 100% | 276.8464 | 89.51% | 9.983% | 0.5111% | 12.2658 | 0 | 0 | 12.2658 | 0 | 11.7007 | 0.63809 | 18.3372 | 11.7007 | 0.63809 | 18.3372 | 12.3259 | 0.67218 | 18.3372 | 4.431% | 0.10804 | 0.1027 | 2562.3441 | 370.7553 | 259.1168 | 1932.4719 | 2576.3477 | 0 | 0 | 2576.3477 | 0.002575%
2026 | 237 | 237-2R | Tier-3 | Tier-3---2 | 5--5 | 1011 | 100% | 3287.5739 | 91.84% | 7.803% | 0.3572% | 149.4548 | 0 | 0 | 149.4548 | 0 | 142.5697 | 18.4316 | 7.7351 | 142.5697 | 18.4316 | 7.7351 | 150.1874 | 19.4164 | 7.7351 | 4.546% | 0.18156 | 0.17257 | 18107.5885 | 3632.5791 | 1358.7984 | 13116.211 | 18184.543 | 0 | 0 | 18184.543 | 0.03137%
2026 | 237 | 237-30R | Tier-3 | Tier-3---1 | 5--5 | 1263 | 100% | 6959.5787 | 90.17% | 9.556% | 0.2771% | 310.6253 | 0 | 0 | 310.6253 | 0 | 296.3154 | 23.0258 | 12.8688 | 296.3154 | 23.0258 | 12.8688 | 312.1479 | 24.2561 | 12.8688 | 4.463% | 0.49249 | 0.46811 | 14131.5489 | 2201.6928 | 1248.2128 | 10681.6433 | 14203.9124 | 0 | 0 | 14203.9124 | 0.0652%
2026 | 239 | 239-2207R | Tier-3 | Tier-3---16 | 4--4 | 689 | 100% | 165.8683 | 90.26% | 7.593% | 2.142% | 7.4112 | 0 | 0 | 7.4112 | 0 | 7.0698 | 12.5612 | 0.56283 | 7.0698 | 12.5612 | 0.56283 | 7.4475 | 13.2324 | 0.56283 | 4.468% | 0.078224 | 0.074352 | 2120.4383 | 333.2176 | 179.7389 | 1607.4818 | 2131.1885 | 0 | 0 | 2131.1885 | 0.001556%
2026 | 239 | 239-2211R | Tier-3 | Tier-3---16 | 5--4 | 111 | 100% | 226.1764 | 90.88% | 8.368% | 0.7485% | 10.1751 | 0 | 0 | 10.1751 | 0 | 9.7063 | 2.0236 | 4.7964 | 9.7063 | 2.0236 | 4.7964 | 10.2249 | 2.1318 | 4.7964 | 4.499% | 0.11902 | 0.11313 | 1900.3448 | 281.2109 | 151.0924 | 1468.0415 | 1909.367 | 0 | 0 | 1909.367 | 0.002136%
2026 | 239 | 239-2213R | Tier-3 | Tier-3---15 | 5--4 | 480 | 100% | 215.3295 | 82.04% | 16.39% | 1.578% | 8.744 | 0 | 0 | 8.744 | 0 | 8.3412 | 8.7509 | 0.95318 | 8.3412 | 8.7509 | 0.95318 | 8.7869 | 9.2185 | 0.95318 | 4.061% | 0.1294 | 0.123 | 1664.0021 | 212.2821 | 299.3019 | 1152.4181 | 1679.5697 | 0 | 0 | 1679.5697 | 0.001835%
2026 | 239 | 239-2215R | Tier-3 | Tier-3---10 | 5--5 | 909 | 100% | 915.8385 | 88.22% | 10.91% | 0.8692% | 39.9934 | 0 | 0 | 39.9934 | 0 | 38.151 | 16.572 | 2.3021 | 38.151 | 16.572 | 2.3021 | 40.1895 | 17.4575 | 2.3021 | 4.367% | 0.15408 | 0.14645 | 5944.0776 | 898.9932 | 660.8714 | 4384.2129 | 5980.5448 | 0 | 0 | 5980.5448 | 0.008395%
2026 | 239 | 239-2217R | Tier-3 | Tier-3---16 | 4--4 | 674 | 100% | 444.3449 | 30.41% | 68.9% | 0.6851% | 6.6893 | 0 | 0 | 6.6893 | 0 | 6.3811 | 12.2877 | 0.51931 | 6.3811 | 12.2877 | 0.51931 | 6.7221 | 12.9443 | 0.51931 | 1.505% | 0.073205 | 0.069582 | 6069.8378 | 288.4259 | 3924.7521 | 1856.6598 | 6289.8062 | 0 | 0 | 6289.8062 | 0.001404%
2026 | 239 | 239-89R | Tier-3 | Tier-3---17 | 4--4 | 61 | 100% | 82.0466 | 94.42% | 3.771% | 1.81% | 3.8346 | 0 | 0 | 3.8346 | 0 | 3.658 | 1.1121 | 3.2893 | 3.658 | 1.1121 | 3.2893 | 3.8534 | 1.1715 | 3.2893 | 4.674% | 0.064786 | 0.061579 | 1266.4282 | 154.9054 | 278.3508 | 833.172 | 1270.1091 | 0 | 0 | 1270.1091 | 0.0008049%
2026 | 240 | 240-1028R | Tier-2 | Tier-2---9 | 4--5 | 261 | 100% | 195.1953 | 90.44% | 7.788% | 1.769% | 8.7387 | 0 | 0 | 8.7387 | 0 | 8.3361 | 4.7583 | 1.7519 | 8.3361 | 4.7583 | 1.7519 | 8.7815 | 5.0125 | 1.7519 | 4.477% | 0.045174 | 0.042938 | 4320.9466 | 718.78 | 412.5342 | 3189.6324 | 4342.4545 | 0 | 0 | 4342.4545 | 0.001834%
2026 | 240 | 240-1044 | Tier-3 | Tier-3---16 | 4--4 | 103 | 100% | 119.2796 | 91.6% | 7.213% | 1.188% | 5.4083 | 0 | 0 | 5.4083 | 0 | 5.1592 | 1.8778 | 2.7475 | 5.1592 | 1.8778 | 2.7475 | 5.4348 | 1.9781 | 2.7475 | 4.534% | 0.076308 | 0.072531 | 1563.1261 | 243.3751 | 155.5211 | 1164.2298 | 1569.9649 | 0 | 0 | 1569.9649 | 0.001135%
2026 | 240 | 240-1148 | Tier-3 | Tier-3---17 | 4--4 | 102 | 100% | 81.4187 | 85.86% | 11.44% | 2.706% | 3.4602 | 0 | 0 | 3.4602 | 0 | 3.3008 | 1.8596 | 1.775 | 3.3008 | 1.8596 | 1.775 | 3.4771 | 1.9589 | 1.775 | 4.25% | 0.037482 | 0.035627 | 2172.1964 | 294.7676 | 257.633 | 1619.7958 | 2188.1967 | 0 | 0 | 2188.1967 | 0.0007263%
2026 | 240 | 240-2004R | Tier-3 | Tier-3---12 | 5--5 | 1050 | 100% | 772.9985 | 88.27% | 9.933% | 1.797% | 33.7751 | 0 | 0 | 33.7751 | 0 | 32.2191 | 19.1426 | 1.6831 | 32.2191 | 19.1426 | 1.6831 | 33.9406 | 20.1654 | 1.6831 | 4.369% | 0.095775 | 0.091035 | 8070.9504 | 1314.8813 | 873.0539 | 5883.0151 | 8120.2544 | 0 | 0 | 8120.2544 | 0.007089%
2026 | 240 | 240-2006R | Tier-3 | Tier-3---12 | 4--5 | 538 | 100% | 539.6343 | 93.67% | 5.127% | 1.207% | 25.02 | 0 | 0 | 25.02 | 0 | 23.8674 | 9.8083 | 2.4334 | 23.8674 | 9.8083 | 2.4334 | 25.1427 | 10.3324 | 2.4334 | 4.636% | 0.06999 | 0.066526 | 7710.1411 | 1171.5655 | 451.3222 | 6087.2534 | 7735.573 | 0 | 0 | 7735.573 | 0.005252%
2026 | 240 | 240-2032R | Tier-3 | Tier-3---12 | 5--5 | 555 | 100% | 650.049 | 82.45% | 16.15% | 1.395% | 26.5314 | 0 | 0 | 26.5314 | 0 | 25.3092 | 10.1182 | 2.5013 | 25.3092 | 10.1182 | 2.5013 | 26.6615 | 10.6589 | 2.5013 | 4.081% | 0.12278 | 0.1167 | 5294.5591 | 720.5691 | 843.0129 | 3730.977 | 5342.9398 | 0 | 0 | 5342.9398 | 0.005569%
2026 | 242 | 242-1426F | Tier-2 | Tier-2---10 | 5--4 | 301 | 100% | 427.3794 | 25.24% | 74.25% | 0.5092% | 5.3405 | 0 | 0 | 5.3405 | 0 | 5.0944 | 5.4875 | 0.92836 | 5.0944 | 5.4875 | 0.92836 | 5.3666 | 5.7808 | 0.92836 | 1.25% | 0.10724 | 0.10194 | 3985.1049 | 204.0417 | 2738.8493 | 1042.2139 | 4140.2501 | 0 | 0 | 4140.2501 | 0.001121%
2026 | 243 | 243-14R | Tier-2 | Tier-2---11 | 4--4 | 1 | 100% | 321.4724 | 13.36% | 84.05% | 2.591% | 2.1259 | 0 | 0 | 2.1259 | 0 | 2.0279 | 0.018231 | 111.2353 | 2.0279 | 0.018231 | 111.2353 | 2.1363 | 0.019205 | 111.2353 | 0.6613% | 0.066445 | 0.063156 | 4838.1873 | 94.8929 | 3936.5433 | 806.7511 | 5056.489 | 0 | 0 | 5056.489 | 0.0004462%
2026 | 246 | 246-34R | Tier-3 | Tier-3---12 | 4--5 | 883 | 100% | 673.2377 | 73.17% | 25.57% | 1.264% | 24.3835 | 0 | 0 | 24.3835 | 0 | 23.2602 | 16.098 | 1.4449 | 23.2602 | 16.098 | 1.4449 | 24.5031 | 16.9582 | 1.4449 | 3.622% | 0.070488 | 0.066999 | 9551.097 | 1283.5559 | 2416.0529 | 5851.4883 | 9684.5582 | 0 | 0 | 9684.5582 | 0.005118%
2026 | 247 | 247-46 | Tier-3 | Tier-3---16 | 4--5 | 296 | 100% | 297.9922 | 66.6% | 32.06% | 1.34% | 9.8236 | 0 | 0 | 9.8236 | 0 | 9.371 | 5.3964 | 1.7365 | 9.371 | 5.3964 | 1.7365 | 9.8717 | 5.6847 | 1.7365 | 3.297% | 0.045228 | 0.04299 | 6588.6081 | 720.5327 | 2027.5414 | 3840.534 | 6703.2179 | 0 | 0 | 6703.2179 | 0.002062%
2026 | 247 | 247-48 | Tier-2 | Tier-2---16 | 3--3 | 20 | 100% | 19.6012 | 90.45% | 8.053% | 1.494% | 0.87763 | 0 | 0 | 0.87763 | 0 | 0.8372 | 0.36462 | 2.2961 | 0.8372 | 0.36462 | 2.2961 | 0.88193 | 0.3841 | 2.2961 | 4.477% | 0.026216 | 0.024918 | 747.6923 | 111.2463 | 59.7602 | 576.6859 | 751.4096 | 0 | 0 | 751.4096 | 0.0001842%
2026 | 249 | 249-24R | Tier-3 | Tier-3---12 | 5--5 | 641 | 100% | 678.7483 | 77.57% | 20.95% | 1.472% | 26.063 | 0 | 0 | 26.063 | 0 | 24.8623 | 11.6861 | 2.1275 | 24.8623 | 11.6861 | 2.1275 | 26.1908 | 12.3105 | 2.1275 | 3.84% | 0.10094 | 0.09594 | 6724.4875 | 983.1026 | 1380.1319 | 4361.253 | 6803.0261 | 0 | 0 | 6803.0261 | 0.005471%
2026 | 252 | 252-129 | Tier-2 | Tier-2---18 | 3--3 | 9 | 100% | 18.3528 | 64.84% | 17.74% | 17.42% | 0.58905 | 0 | 0 | 0.58905 | 0 | 0.56191 | 0.16408 | 3.4246 | 0.56191 | 0.16408 | 3.4246 | 0.59193 | 0.17285 | 3.4246 | 3.21% | 0.02391 | 0.022726 | 767.5898 | 85.4984 | 240.0519 | 442.0395 | 781.6449 | 0 | 0 | 781.6449 | 0.0001236%
2026 | 280 | 280-24AE | Tier-2 | Tier-2---12 | 4--4 | 6 | 100% | 352.8079 | 1.864% | 97.69% | 0.4429% | 0.32551 | 0 | 0 | 0.32551 | 0 | 0.31052 | 0.10939 | 2.8387 | 0.31052 | 0.10939 | 2.8387 | 0.32711 | 0.11523 | 2.8387 | 0.09226% | 0.037093 | 0.035257 | 9511.4417 | 26.1887 | 8627.8534 | 857.3996 | 9997.5446 | 0 | 0 | 9997.5446 | 6.833e-05%
2026 | 283 | 283-55R | Tier-3 | Tier-3---9 | 5--5 | 109 | 100% | 691.0798 | 89.15% | 10.28% | 0.5685% | 30.4985 | 0 | 0 | 30.4985 | 0 | 29.0935 | 1.9872 | 14.6405 | 29.0935 | 1.9872 | 14.6405 | 30.648 | 2.0934 | 14.6405 | 4.413% | 0.20157 | 0.19159 | 3428.458 | 524.1491 | 347.4063 | 2556.9026 | 3447.8217 | 0 | 0 | 3447.8217 | 0.006402%
2026 | 283 | 283-71F | Tier-3 | Tier-3---13 | 5--4 | 284 | 100% | 488.2766 | 50.8% | 48.52% | 0.6792% | 12.2794 | 0 | 0 | 12.2794 | 0 | 11.7137 | 5.1776 | 2.2624 | 11.7137 | 5.1776 | 2.2624 | 12.3396 | 5.4543 | 2.2624 | 2.515% | 0.19011 | 0.1807 | 2568.3277 | 217.0861 | 1132.2268 | 1219.0148 | 2634.1276 | 0 | 0 | 2634.1276 | 0.002577%
2026 | 288 | 288-149R | Tier-2 | Tier-2---12 | 3--5 | 1 | 100% | 110.4011 | 75.76% | 21.09% | 3.152% | 4.1401 | 0 | 0 | 4.1401 | 0 | 3.9493 | 0.018231 | 216.6269 | 3.9493 | 0.018231 | 216.6269 | 4.1604 | 0.019205 | 216.6269 | 3.75% | 0.02124 | 0.020188 | 5197.889 | 630.048 | 1286.7386 | 3281.1025 | 5263.511 | 0 | 0 | 5263.511 | 0.000869%
2026 | 288 | 288-2375R | Tier-2 | Tier-2---19 | 2--4 | 18 | 100% | 8.0662 | 91.05% | 6.346% | 2.603% | 0.36354 | 0 | 0 | 0.36354 | 0 | 0.34679 | 0.32816 | 1.0568 | 0.34679 | 0.32816 | 1.0568 | 0.36532 | 0.34569 | 1.0568 | 4.507% | 0.0067116 | 0.0063794 | 1201.8253 | 174.6812 | 136.8966 | 890.2475 | 1207.4267 | 0 | 0 | 1207.4267 | 7.631e-05%
2026 | 288 | 288-2380F | Tier-2 | Tier-2---12 | 4--5 | 375 | 100% | 114.0664 | 66.42% | 32.7% | 0.8812% | 3.7504 | 0 | 0 | 3.7504 | 0 | 3.5776 | 6.8366 | 0.5233 | 3.5776 | 6.8366 | 0.5233 | 3.7688 | 7.2019 | 0.5233 | 3.288% | 0.030344 | 0.028842 | 3759.1098 | 411.8777 | 1165.9601 | 2181.2719 | 3824.8446 | 0 | 0 | 3824.8446 | 0.0007872%
2026 | 296 | 296-68F | Tier-2 | Tier-2---21 | 1--2 | 62 | 100% | 1.8827 | 64.81% | 0% | 35.19% | 0.060402 | 0 | 0 | 0.060402 | 0 | 0.05762 | 1.1303 | 0.050976 | 0.05762 | 1.1303 | 0.050976 | 0.060698 | 1.1907 | 0.050976 | 3.208% | 0.0027146 | 0.0025802 | 693.5578 | 98.2554 | 297.2044 | 298.098 | 706.2671 | 0 | 0 | 706.2671 | 1.268e-05%
2026 | 300 | 300-483F | Tier-2 | Tier-2---12 | 3--5 | 63 | 100% | 101.1563 | 97.7% | 0% | 2.297% | 4.8922 | 0 | 0 | 4.8922 | 0 | 4.6668 | 1.1486 | 4.0632 | 4.6668 | 1.1486 | 4.0632 | 4.9162 | 1.2099 | 4.0632 | 4.836% | 0.018397 | 0.017486 | 5498.5218 | 994.0131 | 114.7317 | 4389.777 | 5505.0994 | 0 | 0 | 5505.0994 | 0.001027%
2026 | 300 | 300-484F | Tier-2 | Tier-2---9 | 4--5 | 269 | 100% | 230.1484 | 75.7% | 22.04% | 2.261% | 8.6234 | 0 | 0 | 8.6234 | 0 | 8.2262 | 4.9042 | 1.6774 | 8.2262 | 4.9042 | 1.6774 | 8.6657 | 5.1662 | 1.6774 | 3.747% | 0.039922 | 0.037946 | 5764.9522 | 606.5801 | 1692.4173 | 3465.9548 | 5837.922 | 0 | 0 | 5837.922 | 0.00181%
2026 | 307 | 307-1538F | Tier-2 | Tier-2---7 | 5--5 | 521 | 100% | 433.4142 | 51.51% | 48.13% | 0.3587% | 11.0514 | 0 | 0 | 11.0514 | 0 | 10.5423 | 9.4984 | 1.1099 | 10.5423 | 9.4984 | 1.1099 | 11.1056 | 10.0059 | 1.1099 | 2.55% | 0.10098 | 0.09598 | 4292.1557 | 366.942 | 1865.6861 | 2059.5276 | 4400.5386 | 0 | 0 | 4400.5386 | 0.00232%
2026 | 307 | 307-234R | Tier-2 | Tier-2---4 | 5--5 | 1014 | 100% | 684.1346 | 69.69% | 29.83% | 0.4763% | 23.6004 | 0 | 0 | 23.6004 | 0 | 22.5131 | 18.4863 | 1.2178 | 22.5131 | 18.4863 | 1.2178 | 23.716 | 19.474 | 1.2178 | 3.45% | 0.11001 | 0.10456 | 6219.0213 | 711.7212 | 1737.152 | 3770.148 | 6317.1866 | 0 | 0 | 6317.1866 | 0.004954%
2026 | 308 | 308-485AE | Tier-2 | Tier-2---15 | 4--3 | 5 | 100% | 152.3393 | 1.469% | 97.9% | 0.6307% | 0.11079 | 0 | 0 | 0.11079 | 0 | 0.10569 | 0.091155 | 1.1595 | 0.10569 | 0.091155 | 1.1595 | 0.11134 | 0.096026 | 1.1595 | 0.07273% | 0.034738 | 0.033018 | 4385.3805 | 13.8979 | 3969.2995 | 402.1831 | 4610.4061 | 0 | 0 | 4610.4061 | 2.326e-05%
2026 | 308 | 308-486AE | Tier-2 | Tier-2---16 | 4--3 | 2 | 100% | 159.4756 | 1.494% | 97.08% | 1.429% | 0.1179 | 0 | 0 | 0.1179 | 0 | 0.11247 | 0.036462 | 3.0846 | 0.11247 | 0.036462 | 3.0846 | 0.11848 | 0.03841 | 3.0846 | 0.07393% | 0.040279 | 0.038285 | 3959.3132 | 11.8255 | 3590.7261 | 356.7616 | 4162.4261 | 0 | 0 | 4162.4261 | 2.475e-05%
2026 | 308 | 308-563AE | Tier-2 | Tier-2---18 | 4--3 | 16 | 100% | 81.5523 | 7.703% | 91.46% | 0.8327% | 0.31095 | 0 | 0 | 0.31095 | 0 | 0.29663 | 0.2917 | 1.0169 | 0.29663 | 0.2917 | 1.0169 | 0.31248 | 0.30728 | 1.0169 | 0.3813% | 0.03316 | 0.031518 | 2459.3887 | 44.7352 | 2075.3977 | 339.2558 | 2577.6026 | 0 | 0 | 2577.6026 | 6.527e-05%
2026 | 311 | 311-1163F | Tier-2 | Tier-2---18 | 3--3 | 5 | 100% | 23.154 | 70.13% | 28.81% | 1.065% | 0.80378 | 0 | 0 | 0.80378 | 0 | 0.76675 | 0.091155 | 8.4114 | 0.76675 | 0.091155 | 8.4114 | 0.80772 | 0.096026 | 8.4114 | 3.471% | 0.018623 | 0.017701 | 1243.3167 | 81.357 | 709.3756 | 452.5841 | 1262.6574 | 0 | 0 | 1262.6574 | 0.0001687%
2026 | 311 | 311-1199 | Tier-2 | Tier-2---20 | 3--2 | 34 | 100% | 10.8001 | 28.53% | 67.91% | 3.563% | 0.1525 | 0 | 0 | 0.1525 | 0 | 0.14547 | 0.61986 | 0.23469 | 0.14547 | 0.61986 | 0.23469 | 0.15325 | 0.65298 | 0.23469 | 1.412% | 0.018336 | 0.017428 | 589.0165 | 20.3604 | 431.6923 | 136.9639 | 610.9411 | 0 | 0 | 610.9411 | 3.201e-05%
2026 | 311 | 311-14R | Tier-2 | Tier-2---14 | 3--4 | 22 | 100% | 246.05 | 7.341% | 92.49% | 0.1658% | 0.89405 | 0 | 0 | 0.89405 | 0 | 0.85286 | 0.40108 | 2.1264 | 0.85286 | 0.40108 | 2.1264 | 0.89843 | 0.42251 | 2.1264 | 0.3634% | 0.018935 | 0.017998 | 12994.1779 | 107.2013 | 11392.857 | 1494.1196 | 13621.2122 | 0 | 0 | 13621.2122 | 0.0001877%
2026 | 311 | 311-43 | Tier-2 | Tier-2---15 | 3--4 | 347 | 100% | 155.2668 | 1.703% | 96.44% | 1.86% | 0.13091 | 0 | 0 | 0.13091 | 0 | 0.12488 | 6.3262 | 0.01974 | 0.12488 | 6.3262 | 0.01974 | 0.13155 | 6.6642 | 0.01974 | 0.08431% | 0.027937 | 0.026554 | 5557.7075 | 11.1328 | 4976.695 | 569.8797 | 5842.211 | 0 | 0 | 5842.211 | 2.748e-05%
2026 | 312 | 312-14F | Tier-2 | Tier-2---14 | 3--4 | 50 | 100% | 197.5178 | 0.1105% | 99.63% | 0.2595% | 0.0108 | 0 | 0 | 0.0108 | 0 | 0.010303 | 0.91155 | 0.011302 | 0.010303 | 0.91155 | 0.011302 | 0.010853 | 0.96026 | 0.011302 | 0.005468% | 0.018868 | 0.017934 | 10468.4008 | 14.5481 | 9413.1367 | 1040.7161 | 11012.9704 | 0 | 0 | 11012.9704 | 2.267e-06%
2026 | 315 | 315-1192F | Tier-2 | Tier-2---19 | 1--4 | 8 | 100% | 2.9239 | 90.71% | 0% | 9.29% | 0.13129 | 0 | 0 | 0.13129 | 0 | 0.12524 | 0.14585 | 0.8587 | 0.12524 | 0.14585 | 0.8587 | 0.13193 | 0.15364 | 0.8587 | 4.49% | 0.0015284 | 0.0014527 | 1913.0654 | 1007.4875 | 168.1228 | 737.4551 | 1922.3212 | 0 | 0 | 1922.3212 | 2.756e-05%
2026 | 315 | 315-485AE | Tier-2 | Tier-2---14 | 2--5 | 424 | 100% | 44.4978 | 97.71% | 0% | 2.29% | 2.1522 | 0 | 0 | 2.1522 | 0 | 2.053 | 7.73 | 0.2656 | 2.053 | 7.73 | 0.2656 | 2.1627 | 8.143 | 0.2656 | 4.837% | 0.00637 | 0.0060547 | 6985.5251 | 2468.7203 | 170.1118 | 4346.6929 | 6993.857 | 0 | 0 | 6993.857 | 0.0004517%
2026 | 350 | 350-2182R | Tier-2 | Tier-2---13 | 4--3 | 17 | 100% | 36.1393 | 94.02% | 5.411% | 0.5649% | 1.682 | 0 | 0 | 1.682 | 0 | 1.6045 | 0.30993 | 5.177 | 1.6045 | 0.30993 | 5.177 | 1.6902 | 0.32649 | 5.177 | 4.654% | 0.068991 | 0.065576 | 523.8262 | 80.2912 | 27.7458 | 415.7892 | 525.4565 | 0 | 0 | 525.4565 | 0.000353%
2026 | 350 | 350-2188R | Tier-2 | Tier-2---5 | 5--5 | 2015 | 100% | 752.4795 | 78.87% | 19.12% | 2.014% | 29.3759 | 0 | 0 | 29.3759 | 0 | 28.0226 | 36.7356 | 0.76282 | 28.0226 | 36.7356 | 0.76282 | 29.5199 | 38.6984 | 0.76282 | 3.904% | 0.15121 | 0.14373 | 4976.3874 | 631.9786 | 954.5279 | 3389.8809 | 5031.1577 | 0 | 0 | 5031.1577 | 0.006166%
2026 | 350 | 350-2192R | Tier-2 | Tier-2---2 | 5--5 | 2337 | 100% | 2025.3012 | 87.53% | 11.37% | 1.097% | 87.7486 | 0 | 0 | 87.7486 | 0 | 83.7062 | 42.606 | 1.9647 | 83.7062 | 42.606 | 1.9647 | 88.1788 | 44.8825 | 1.9647 | 4.333% | 0.18928 | 0.17991 | 10700.2197 | 1640.6573 | 1261.0201 | 7798.5423 | 10769.7208 | 0 | 0 | 10769.7208 | 0.01842%
2026 | 350 | 350-2196R | Tier-2 | Tier-2---5 | 5--5 | 2775 | 100% | 1111.1446 | 85.23% | 12.69% | 2.072% | 46.8801 | 0 | 0 | 46.8801 | 0 | 44.7204 | 50.5912 | 0.88396 | 44.7204 | 50.5912 | 0.88396 | 47.1099 | 53.2943 | 0.88396 | 4.219% | 0.19915 | 0.18929 | 5579.5197 | 797.1006 | 755.2806 | 4027.1385 | 5622.4251 | 0 | 0 | 5622.4251 | 0.00984%
2026 | 350 | 350-2201R | Tier-3 | Tier-3---4 | 5--5 | 1107 | 100% | 1600.0661 | 94.09% | 5.343% | 0.5699% | 74.5202 | 0 | 0 | 74.5202 | 0 | 71.0872 | 20.1818 | 3.5223 | 71.0872 | 20.1818 | 3.5223 | 74.8855 | 21.2601 | 3.5223 | 4.657% | 0.1241 | 0.11796 | 12893.008 | 2307.4254 | 698.8971 | 9886.6855 | 12932.7085 | 0 | 0 | 12932.7085 | 0.01564%
2026 | 350 | 350-41R | Tier-2 | Tier-2---3 | 5--5 | 1576 | 100% | 1428.3995 | 91.38% | 7.839% | 0.7806% | 64.611 | 0 | 0 | 64.611 | 0 | 61.6345 | 28.7321 | 2.1451 | 61.6345 | 28.7321 | 2.1451 | 64.9277 | 30.2673 | 2.1451 | 4.523% | 0.12896 | 0.12258 | 11076.0411 | 1996.9228 | 1010.9834 | 8068.135 | 11125.7625 | 0 | 0 | 11125.7625 | 0.01356%
2026 | 351 | 351-819R | Tier-2 | Tier-2---1 | 5--5 | 1026 | 100% | 2090.3176 | 91.75% | 7.875% | 0.3732% | 94.9359 | 0 | 0 | 94.9359 | 0 | 90.5624 | 18.7051 | 4.8416 | 90.5624 | 18.7051 | 4.8416 | 95.4012 | 19.7045 | 4.8416 | 4.542% | 0.14376 | 0.13664 | 14540.4698 | 3135.0555 | 1103.9508 | 10301.4635 | 14602.9309 | 0 | 0 | 14602.9309 | 0.01993%
2026 | 351 | 351-871R | Tier-3 | Tier-3---6 | 5--5 | 243 | 100% | 781.5367 | 96.92% | 2.713% | 0.3715% | 37.493 | 0 | 0 | 37.493 | 0 | 35.7658 | 4.4301 | 8.0733 | 35.7658 | 4.4301 | 8.0733 | 37.6768 | 4.6669 | 8.0733 | 4.797% | 0.11468 | 0.109 | 6814.8869 | 1079.7555 | 189.4866 | 5545.6448 | 6825.8322 | 0 | 0 | 6825.8322 | 0.00787%
2026 | 352 | 352-27R | Tier-3 | Tier-3---2 | 5--5 | 1556 | 100% | 1835.8142 | 93.66% | 5.876% | 0.4611% | 85.1138 | 0 | 0 | 85.1138 | 0 | 81.1928 | 28.3675 | 2.8622 | 81.1928 | 28.3675 | 2.8622 | 85.531 | 29.8832 | 2.8622 | 4.636% | 0.11814 | 0.11229 | 15539.9427 | 3024.467 | 902.1857 | 11613.29 | 15591.2308 | 0 | 0 | 15591.2308 | 0.01787%
2026 | 353 | 353-1429R | Tier-2 | Tier-2---6 | 5--5 | 951 | 100% | 1003.2846 | 77.44% | 22.07% | 0.495% | 38.4564 | 0 | 0 | 38.4564 | 0 | 36.6848 | 17.3377 | 2.1159 | 36.6848 | 17.3377 | 2.1159 | 38.6449 | 18.2641 | 2.1159 | 3.833% | 0.12141 | 0.1154 | 8263.4579 | 1440.9039 | 1734.7877 | 5087.7663 | 8360.5633 | 0 | 0 | 8360.5633 | 0.008072%
2026 | 353 | 353-593F | Tier-2 | Tier-2---7 | 5--5 | 266 | 100% | 254.848 | 92.09% | 7.347% | 0.5637% | 11.617 | 0 | 0 | 11.617 | 0 | 11.0819 | 4.8495 | 2.2852 | 11.0819 | 4.8495 | 2.2852 | 11.674 | 5.1086 | 2.2852 | 4.558% | 0.10537 | 0.10016 | 2418.5368 | 364.9212 | 170.4852 | 1883.1304 | 2428.5005 | 0 | 0 | 2428.5005 | 0.002438%
2026 | 353 | 353-594F | Tier-2 | Tier-2---7 | 5--5 | 93 | 100% | 200.2632 | 99.27% | 0.3225% | 0.4078% | 9.8406 | 0 | 0 | 9.8406 | 0 | 9.3873 | 1.6955 | 5.5366 | 9.3873 | 1.6955 | 5.5366 | 9.8889 | 1.7861 | 5.5366 | 4.914% | 0.10216 | 0.097099 | 1960.3623 | 318.7574 | 13.0779 | 1628.5269 | 1961.1078 | 0 | 0 | 1961.1078 | 0.002066%
2026 | 353 | 353-900F | Tier-2 | Tier-2---8 | 5--5 | 172 | 100% | 371.854 | 40.83% | 58.99% | 0.1797% | 7.5153 | 0 | 0 | 7.5153 | 0 | 7.1691 | 3.1357 | 2.2863 | 7.1691 | 3.1357 | 2.2863 | 7.5522 | 3.3033 | 2.2863 | 2.021% | 0.10085 | 0.09586 | 3687.104 | 250.2733 | 1989.9286 | 1446.9021 | 3800.7218 | 0 | 0 | 3800.7218 | 0.001577%
2026 | 353 | 353-901F | Tier-2 | Tier-2---4 | 5--5 | 138 | 100% | 613.1191 | 58.62% | 41.08% | 0.303% | 17.7913 | 0 | 0 | 17.7913 | 0 | 16.9717 | 2.5159 | 6.7458 | 16.9717 | 2.5159 | 6.7458 | 17.8785 | 2.6503 | 6.7458 | 2.902% | 0.10618 | 0.10093 | 5774.1958 | 681.1246 | 2172.7932 | 2920.278 | 5898.6241 | 0 | 0 | 5898.6241 | 0.003734%
2026 | 353 | 353-902F | Tier-2 | Tier-2---11 | 5--3 | 50 | 100% | 194.7859 | 13.28% | 86.55% | 0.1681% | 1.2803 | 0 | 0 | 1.2803 | 0 | 1.2213 | 0.91155 | 1.3398 | 1.2213 | 0.91155 | 1.3398 | 1.2866 | 0.96026 | 1.3398 | 0.6573% | 0.098854 | 0.093961 | 1970.4401 | 45.5501 | 1554.0368 | 370.8532 | 2059.4308 | 0 | 0 | 2059.4308 | 0.0002687%
2026 | 353 | 353-904R | Tier-2 | Tier-2---3 | 5--5 | 379 | 100% | 1250.3913 | 94% | 5.586% | 0.417% | 58.1788 | 0 | 0 | 58.1788 | 0 | 55.4987 | 6.9096 | 8.0321 | 55.4987 | 6.9096 | 8.0321 | 58.464 | 7.2788 | 8.0321 | 4.653% | 0.12577 | 0.11955 | 9941.809 | 1678.6898 | 757.2282 | 7505.891 | 9972.8894 | 0 | 0 | 9972.8894 | 0.01221%
2026 | 354 | 354-1706R | Tier-2 | Tier-2---1 | 5--5 | 1602 | 100% | 2161.9809 | 92.27% | 7.167% | 0.5599% | 98.7488 | 0 | 0 | 98.7488 | 0 | 94.1997 | 29.2062 | 3.2253 | 94.1997 | 29.2062 | 3.2253 | 99.2329 | 30.7667 | 3.2253 | 4.568% | 0.13939 | 0.13249 | 15510.3907 | 2900.5229 | 1230.7208 | 11379.147 | 15572.8049 | 0 | 0 | 15572.8049 | 0.02073%
2026 | 354 | 354-24AE | Tier-2 | Tier-2---4 | 4--5 | 226 | 100% | 742.9911 | 44.89% | 54.76% | 0.3554% | 16.5081 | 0 | 0 | 16.5081 | 0 | 15.7476 | 4.1202 | 3.822 | 15.7476 | 4.1202 | 3.822 | 16.589 | 4.3404 | 3.822 | 2.222% | 0.080555 | 0.076567 | 9223.4472 | 670.0529 | 4646.9314 | 3906.4629 | 9488.1816 | 0 | 0 | 9488.1816 | 0.003465%
2026 | 355 | 355-41R | Tier-2 | Tier-2---6 | 4--5 | 580 | 100% | 876.3288 | 87.46% | 12.04% | 0.4997% | 37.9373 | 0 | 0 | 37.9373 | 0 | 36.1896 | 10.574 | 3.4225 | 36.1896 | 10.574 | 3.4225 | 38.1233 | 11.139 | 3.4225 | 4.329% | 0.092253 | 0.087687 | 9499.1702 | 1363.9545 | 1082.9983 | 7052.2174 | 9561.2206 | 0 | 0 | 9561.2206 | 0.007963%
2026 | 355 | 355-65R | Tier-2 | Tier-2---21 | 1--2 | 2 | 100% | 0.050195 | 29.86% | 0% | 70.14% | 0.00074186 | 0 | 0 | 0.00074186 | 0 | 0.00070769 | 0.036462 | 0.019409 | 0.00070769 | 0.036462 | 0.019409 | 0.0007455 | 0.03841 | 0.019409 | 1.478% | 7.02e-05 | 6.6725e-05 | 715.0259 | 35.8236 | 455.5834 | 223.619 | 741.1448 | 0 | 0 | 741.1448 | 1.557e-07%
2026 | 355 | 355-6R | Tier-2 | Tier-2---7 | 4--5 | 248 | 100% | 466.648 | 28.63% | 71.11% | 0.2566% | 6.6138 | 0 | 0 | 6.6138 | 0 | 6.3091 | 4.5213 | 1.3954 | 6.3091 | 4.5213 | 1.3954 | 6.6462 | 4.7629 | 1.3954 | 1.417% | 0.074333 | 0.070654 | 6277.8037 | 297.3578 | 4112.2061 | 1868.2398 | 6511.1291 | 0 | 0 | 6511.1291 | 0.001388%
2026 | 356 | 356-16R | Tier-2 | Tier-2---4 | 4--5 | 346 | 100% | 692.7279 | 85.74% | 13.66% | 0.5932% | 29.4011 | 0 | 0 | 29.4011 | 0 | 28.0467 | 6.3079 | 4.4462 | 28.0467 | 6.3079 | 4.4462 | 29.5452 | 6.645 | 4.4462 | 4.244% | 0.090754 | 0.086262 | 7633.0284 | 1263.3568 | 1174.8968 | 5194.7749 | 7689.7037 | 0 | 0 | 7689.7037 | 0.006171%
2026 | 356 | 356-19R | Tier-3 | Tier-3---8 | 5--5 | 1320 | 100% | 2142.9106 | 83.66% | 15.67% | 0.6694% | 88.7415 | 0 | 0 | 88.7415 | 0 | 84.6534 | 24.065 | 3.5177 | 84.6534 | 24.065 | 3.5177 | 89.1765 | 25.3508 | 3.5177 | 4.141% | 0.16775 | 0.15945 | 12774.1099 | 1993.4622 | 1945.7185 | 8834.9292 | 12882.8117 | 0 | 0 | 12882.8117 | 0.01863%
2026 | 356 | 356-30AE | Tier-3 | Tier-3---6 | 5--5 | 1086 | 100% | 1548.5525 | 73.09% | 26.03% | 0.8808% | 56.0222 | 0 | 0 | 56.0222 | 0 | 53.4413 | 19.7989 | 2.6992 | 53.4413 | 19.7989 | 2.6992 | 56.2968 | 20.8568 | 2.6992 | 3.618% | 0.14106 | 0.13408 | 10978.0949 | 1533.3184 | 2733.1665 | 6711.61 | 11131.9717 | 0 | 0 | 11131.9717 | 0.01176%
2026 | 357 | 357-1147R | Tier-2 | Tier-2---10 | 5--4 | 47 | 100% | 122.889 | 90.67% | 8.71% | 0.6166% | 5.5157 | 0 | 0 | 5.5157 | 0 | 5.2616 | 0.85686 | 6.1405 | 5.2616 | 0.85686 | 6.1405 | 5.5427 | 0.90264 | 6.1405 | 4.488% | 0.14287 | 0.1358 | 860.1588 | 128.3592 | 73.5961 | 658.2035 | 864.3366 | 0 | 0 | 864.3366 | 0.001158%
2026 | 357 | 357-1299R | Tier-3 | Tier-3---9 | 5--5 | 50 | 100% | 500.7555 | 96.82% | 2.879% | 0.2981% | 24 | 0 | 0 | 24 | 0 | 22.8944 | 0.91155 | 25.1158 | 22.8944 | 0.91155 | 25.1158 | 24.1176 | 0.96026 | 25.1158 | 4.793% | 0.2409 | 0.22898 | 2078.6481 | 381.924 | 60.0907 | 1636.6334 | 2082.0868 | 0 | 0 | 2082.0868 | 0.005038%
2026 | 357 | 357-2047F | Tier-2 | Tier-2---10 | 5--4 | 10 | 100% | 117.0163 | 66.86% | 32.9% | 0.2354% | 3.8728 | 0 | 0 | 3.8728 | 0 | 3.6944 | 0.18231 | 20.2644 | 3.6944 | 0.18231 | 20.2644 | 3.8918 | 0.19205 | 20.2644 | 3.31% | 0.14128 | 0.13429 | 828.2369 | 91.3768 | 250.8108 | 486.0494 | 842.5305 | 0 | 0 | 842.5305 | 0.0008129%
2026 | 357 | 357-2049F | Tier-3 | Tier-3---8 | 5--5 | 489 | 100% | 1568.933 | 87.25% | 12.44% | 0.3075% | 67.7587 | 0 | 0 | 67.7587 | 0 | 64.6372 | 8.915 | 7.2504 | 64.6372 | 8.915 | 7.2504 | 68.0909 | 9.3913 | 7.2504 | 4.319% | 0.18286 | 0.17381 | 8579.8277 | 1438.1344 | 1001.8193 | 6139.874 | 8636.8059 | 0 | 0 | 8636.8059 | 0.01422%
2026 | 357 | 357-45R | Tier-3 | Tier-3---8 | 5--5 | 938 | 100% | 2182.2622 | 79.98% | 19.64% | 0.3802% | 86.3975 | 0 | 0 | 86.3975 | 0 | 82.4174 | 17.1007 | 4.8195 | 82.4174 | 17.1007 | 4.8195 | 86.821 | 18.0144 | 4.8195 | 3.959% | 0.18538 | 0.1762 | 11771.8449 | 1935.5654 | 2204.1059 | 7632.1736 | 11894.5692 | 0 | 0 | 11894.5692 | 0.01813%
2026 | 357 | 357-50R | Tier-3 | Tier-3---4 | 5--5 | 1053 | 100% | 1441.553 | 79.05% | 20.4% | 0.5522% | 56.4096 | 0 | 0 | 56.4096 | 0 | 53.8109 | 19.1973 | 2.803 | 53.8109 | 19.1973 | 2.803 | 56.6861 | 20.223 | 2.803 | 3.913% | 0.14913 | 0.14175 | 9666.6259 | 1487.063 | 1867.4945 | 6312.0683 | 9772.0779 | 0 | 0 | 9772.0779 | 0.01184%
2026 | 357 | 357-750R | Tier-2 | Tier-2---2 | 5--5 | 650 | 100% | 1439.7107 | 82.49% | 17.1% | 0.4096% | 58.7853 | 0 | 0 | 58.7853 | 0 | 56.0772 | 11.8502 | 4.7322 | 56.0772 | 11.8502 | 4.7322 | 59.0734 | 12.4834 | 4.7322 | 4.083% | 0.171 | 0.16254 | 8419.2134 | 1423.2143 | 1353.8833 | 5642.1158 | 8495.9978 | 0 | 0 | 8495.9978 | 0.01234%
2026 | 358 | 358-1175F | Tier-2 | Tier-2---11 | 5--3 | 29 | 100% | 71.8528 | 77.22% | 22.39% | 0.388% | 2.7465 | 0 | 0 | 2.7465 | 0 | 2.6199 | 0.5287 | 4.9554 | 2.6199 | 0.5287 | 4.9554 | 2.7599 | 0.55695 | 4.9554 | 3.822% | 0.14195 | 0.13492 | 506.195 | 64.3327 | 105.8745 | 335.9879 | 512.2005 | 0 | 0 | 512.2005 | 0.0005765%
2026 | 358 | 358-33 | Tier-3 | Tier-3---15 | 5--4 | 56 | 100% | 117.3196 | 96.19% | 3.458% | 0.3548% | 5.5859 | 0 | 0 | 5.5859 | 0 | 5.3286 | 1.0209 | 5.2193 | 5.3286 | 1.0209 | 5.2193 | 5.6133 | 1.0755 | 5.2193 | 4.761% | 0.14298 | 0.1359 | 820.5581 | 159.8188 | 30.1137 | 630.6255 | 822.1875 | 0 | 0 | 822.1875 | 0.001172%
2026 | 358 | 358-682F | Tier-3 | Tier-3---3 | 5--5 | 437 | 100% | 3753.9781 | 86.22% | 13.57% | 0.2039% | 160.2214 | 0 | 0 | 160.2214 | 0 | 152.8404 | 7.967 | 19.1842 | 152.8404 | 7.967 | 19.1842 | 161.0068 | 8.3927 | 19.1842 | 4.268% | 0.54241 | 0.51556 | 6920.8673 | 1067.6333 | 861.2358 | 4991.9981 | 6970.5225 | 0 | 0 | 6970.5225 | 0.03363%
2026 | 386 | 386-25R | Tier-2 | Tier-2---15 | 3--4 | 3 | 100% | 105.7185 | 14.15% | 84.34% | 1.508% | 0.74063 | 0 | 0 | 0.74063 | 0 | 0.70651 | 0.054693 | 12.9177 | 0.70651 | 0.054693 | 12.9177 | 0.74426 | 0.057616 | 12.9177 | 0.7006% | 0.019083 | 0.018138 | 5539.9286 | 154.7666 | 4421.941 | 963.221 | 5787.6042 | 0 | 0 | 5787.6042 | 0.0001555%
2026 | 387 | 387-15 | Tier-3 | Tier-3---16 | 4--5 | 79 | 100% | 365.4778 | 57.25% | 41.73% | 1.017% | 10.3576 | 0 | 0 | 10.3576 | 0 | 9.8804 | 1.4403 | 6.8602 | 9.8804 | 1.4403 | 6.8602 | 10.4083 | 1.5172 | 6.8602 | 2.834% | 0.072601 | 0.069007 | 5034.0466 | 537.3079 | 1996.9235 | 2499.8151 | 5146.1153 | 0 | 0 | 5146.1153 | 0.002174%
2026 | 393 | 393-14R | Tier-2 | Tier-2---10 | 5--4 | 87 | 100% | 777.0926 | 5.544% | 94.24% | 0.2191% | 2.1327 | 0 | 0 | 2.1327 | 0 | 2.0344 | 1.5861 | 1.2827 | 2.0344 | 1.5861 | 1.2827 | 2.1431 | 1.6708 | 1.2827 | 0.2744% | 0.10079 | 0.095804 | 7709.7876 | 115.9827 | 6667.436 | 926.369 | 8089.036 | 0 | 0 | 8089.036 | 0.0004476%
2026 | 396 | 396-699R | Tier-2 | Tier-2---5 | 5--5 | 1753 | 100% | 888.3486 | 59.21% | 39.34% | 1.447% | 26.0383 | 0 | 0 | 26.0383 | 0 | 24.8387 | 31.959 | 0.77721 | 24.8387 | 31.959 | 0.77721 | 26.1659 | 33.6667 | 0.77721 | 2.931% | 0.15664 | 0.14888 | 5671.3841 | 668.179 | 2146.3409 | 2856.8642 | 5791.8474 | 0 | 0 | 5791.8474 | 0.005465%
2026 | 411 | 411-1873R | Tier-2 | Tier-2---7 | 4--5 | 728 | 100% | 340.3229 | 88.45% | 9.585% | 1.967% | 14.8999 | 0 | 0 | 14.8999 | 0 | 14.2135 | 13.2722 | 1.0709 | 14.2135 | 13.2722 | 1.0709 | 14.973 | 13.9814 | 1.0709 | 4.378% | 0.04682 | 0.044503 | 7268.7189 | 1142.008 | 975.4979 | 5151.213 | 7312.4483 | 0 | 0 | 7312.4483 | 0.003128%
2026 | 411 | 411-30R | Tier-3 | Tier-3---6 | 5--5 | 1526 | 100% | 1028.3805 | 90.72% | 7.641% | 1.643% | 46.1788 | 0 | 0 | 46.1788 | 0 | 44.0515 | 27.8206 | 1.5834 | 44.0515 | 27.8206 | 1.5834 | 46.4052 | 29.3071 | 1.5834 | 4.49% | 0.10309 | 0.09799 | 9975.2889 | 1901.318 | 929.458 | 7144.5129 | 10023.5186 | 0 | 0 | 10023.5186 | 0.009693%
2026 | 411 | 411-47R | Tier-2 | Tier-2---9 | 4--5 | 68 | 100% | 334.7019 | 84.13% | 13.18% | 2.693% | 13.9384 | 0 | 0 | 13.9384 | 0 | 13.2963 | 1.2397 | 10.7253 | 13.2963 | 1.2397 | 10.7253 | 14.0068 | 1.306 | 10.7253 | 4.164% | 0.063274 | 0.060142 | 5289.7062 | 845.5012 | 1035.5091 | 3408.6958 | 5333.4243 | 0 | 0 | 5333.4243 | 0.002926%
2026 | 434 | 434-301 | Tier-2 | Tier-2---17 | 1--5 | 115 | 100% | 17.5402 | 98.17% | 0% | 1.83% | 0.85235 | 0 | 0 | 0.85235 | 0 | 0.81308 | 2.0966 | 0.38781 | 0.81308 | 2.0966 | 0.38781 | 0.85653 | 2.2086 | 0.38781 | 4.859% | 0.003157 | 0.0030007 | 5555.9717 | 867.4345 | 222.2106 | 4466.3265 | 5561.2679 | 0 | 0 | 5561.2679 | 0.0001789%
2026 | 441 | 441-23R | Tier-3 | Tier-3---11 | 5--4 | 376 | 100% | 647.4088 | 86.44% | 13.14% | 0.4218% | 27.7015 | 0 | 0 | 27.7015 | 0 | 26.4253 | 6.8549 | 3.855 | 26.4253 | 6.8549 | 3.855 | 27.8373 | 7.2211 | 3.855 | 4.279% | 0.54783 | 0.52071 | 1181.7687 | 148.5478 | 135.1005 | 898.1204 | 1190.1135 | 0 | 0 | 1190.1135 | 0.005815%
2026 | 441 | 441-279R | Tier-3 | Tier-3---18 | 5--2 | 48 | 100% | 161.5568 | 69.39% | 29.65% | 0.9602% | 5.5494 | 0 | 0 | 5.5494 | 0 | 5.2937 | 0.87509 | 6.0494 | 5.2937 | 0.87509 | 6.0494 | 5.5766 | 0.92185 | 6.0494 | 3.435% | 0.53527 | 0.50877 | 301.8227 | 28.024 | 73.3421 | 200.4565 | 306.6336 | 0 | 0 | 306.6336 | 0.001165%
2026 | 441 | 441-27R | Tier-3 | Tier-3---9 | 5--4 | 115 | 100% | 878.0372 | 89.43% | 10.14% | 0.4287% | 38.8687 | 0 | 0 | 38.8687 | 0 | 37.0781 | 2.0966 | 17.6851 | 37.0781 | 2.0966 | 17.6851 | 39.0593 | 2.2086 | 17.6851 | 4.427% | 0.55752 | 0.52992 | 1574.8947 | 207.3126 | 146.5629 | 1221.0192 | 1583.5641 | 0 | 0 | 1583.5641 | 0.008159%
2026 | 441 | 441-30R | Tier-3 | Tier-3---9 | 5--4 | 63 | 100% | 950.7549 | 92.15% | 7.507% | 0.3471% | 43.3661 | 0 | 0 | 43.3661 | 0 | 41.3683 | 1.1486 | 36.0176 | 41.3683 | 1.1486 | 36.0176 | 43.5786 | 1.2099 | 36.0176 | 4.561% | 0.55519 | 0.52771 | 1712.4757 | 231.3815 | 120.1168 | 1360.9775 | 1719.4801 | 0 | 0 | 1719.4801 | 0.009103%
2026 | 442 | 442-16R | Tier-3 | Tier-3---14 | 5--3 | 909 | 100% | 453.4046 | 84.5% | 14% | 1.497% | 18.9645 | 0 | 0 | 18.9645 | 0 | 18.0908 | 16.572 | 1.0916 | 18.0908 | 16.572 | 1.0916 | 19.0574 | 17.4575 | 1.0916 | 4.183% | 0.45792 | 0.43525 | 990.1415 | 105.6368 | 130.7729 | 753.7318 | 998.1347 | 0 | 0 | 998.1347 | 0.003981%
2026 | 442 | 442-46R | Tier-3 | Tier-3---19 | 5--1 | 31 | 100% | 85.0858 | 0.5117% | 99.4% | 0.08534% | 0.021553 | 0 | 0 | 0.021553 | 0 | 0.02056 | 0.56516 | 0.036379 | 0.02056 | 0.56516 | 0.036379 | 0.021658 | 0.59536 | 0.036379 | 0.02533% | 0.35092 | 0.33355 | 242.465 | 0.40496 | 218.5335 | 23.5266 | 255.0274 | 0 | 0 | 255.0274 | 4.524e-06%
2026 | 442 | 442-509R | Tier-3 | Tier-3---15 | 5--3 | 866 | 100% | 278.3023 | 54.83% | 44.11% | 1.062% | 7.5527 | 0 | 0 | 7.5527 | 0 | 7.2048 | 15.7881 | 0.45634 | 7.2048 | 15.7881 | 0.45634 | 7.5897 | 16.6317 | 0.45634 | 2.714% | 0.36954 | 0.35125 | 753.0994 | 59.1542 | 305.0958 | 388.8494 | 770.8168 | 0 | 0 | 770.8168 | 0.001585%
2026 | 442 | 442-525 | Tier-3 | Tier-3---18 | 5--2 | 664 | 100% | 299.6774 | 27.82% | 71.36% | 0.8189% | 4.1268 | 0 | 0 | 4.1268 | 0 | 3.9367 | 12.1054 | 0.3252 | 3.9367 | 12.1054 | 0.3252 | 4.147 | 12.7522 | 0.3252 | 1.377% | 0.36155 | 0.34365 | 828.8663 | 34.3592 | 535.1133 | 259.3938 | 860.0234 | 0 | 0 | 860.0234 | 0.0008662%
2026 | 442 | 442-728R | Tier-3 | Tier-3---5 | 5--5 | 1856 | 100% | 2907.2477 | 55.16% | 44.36% | 0.4825% | 79.3812 | 0 | 0 | 79.3812 | 0 | 75.7243 | 33.8368 | 2.2379 | 75.7243 | 33.8368 | 2.2379 | 79.7703 | 35.6448 | 2.2379 | 2.73% | 0.35802 | 0.3403 | 8120.3954 | 853.7381 | 3313.1015 | 3953.5558 | 8310.0172 | 0 | 0 | 8310.0172 | 0.01666%
2026 | 442 | 442-729 | Tier-3 | Tier-3---15 | 5--3 | 38 | 100% | 182.1056 | 87.18% | 11.88% | 0.9486% | 7.8582 | 0 | 0 | 7.8582 | 0 | 7.4961 | 0.69278 | 10.8204 | 7.4961 | 0.69278 | 10.8204 | 7.8967 | 0.7298 | 10.8204 | 4.315% | 0.36059 | 0.34274 | 505.0174 | 48.5793 | 97.3314 | 359.1067 | 508.3904 | 0 | 0 | 508.3904 | 0.001649%
2026 | 442 | 442-758F | Tier-3 | Tier-3---18 | 5--2 | 41 | 100% | 96.5341 | 94% | 5.101% | 0.8948% | 4.4919 | 0 | 0 | 4.4919 | 0 | 4.285 | 0.74747 | 5.7326 | 4.285 | 0.74747 | 5.7326 | 4.5139 | 0.78741 | 5.7326 | 4.653% | 0.35119 | 0.3338 | 274.8807 | 37.0629 | 13.3172 | 224.5005 | 275.739 | 0 | 0 | 275.739 | 0.0009429%
2026 | 442 | 442-764R | Tier-3 | Tier-3---18 | 5--2 | 289 | 100% | 133.0317 | 69.69% | 29.04% | 1.271% | 4.5888 | 0 | 0 | 4.5888 | 0 | 4.3774 | 5.2688 | 0.83082 | 4.3774 | 5.2688 | 0.83082 | 4.6113 | 5.5503 | 0.83082 | 3.449% | 0.35448 | 0.33694 | 375.2846 | 31.8241 | 102.8444 | 240.6162 | 381.2093 | 0 | 0 | 381.2093 | 0.0009632%
2026 | 442 | 442-780 | Tier-3 | Tier-3---19 | 5--1 | 204 | 100% | 89.5952 | 24.38% | 74.86% | 0.754% | 1.0813 | 0 | 0 | 1.0813 | 0 | 1.0315 | 3.7191 | 0.27735 | 1.0315 | 3.7191 | 0.27735 | 1.0866 | 3.9179 | 0.27735 | 1.207% | 0.34601 | 0.32888 | 258.9415 | 9.1784 | 175.8129 | 73.9502 | 269.1388 | 0 | 0 | 269.1388 | 0.000227%
2026 | 444 | 444-15R | Tier-2 | Tier-2---13 | 5--3 | 6 | 100% | 151.5646 | 92.72% | 4.981% | 2.303% | 6.956 | 0 | 0 | 6.956 | 0 | 6.6355 | 0.10939 | 60.6615 | 6.6355 | 0.10939 | 60.6615 | 6.9901 | 0.11523 | 60.6615 | 4.589% | 0.14886 | 0.14149 | 1018.1622 | 115.1146 | 67.1446 | 835.903 | 1022.0243 | 0 | 0 | 1022.0243 | 0.00146%
2026 | 444 | 444-43R | Tier-2 | Tier-2---5 | 5--5 | 141 | 100% | 962.2981 | 91.92% | 6.922% | 1.16% | 43.7843 | 0 | 0 | 43.7843 | 0 | 41.7673 | 2.5706 | 16.2482 | 41.7673 | 2.5706 | 16.2482 | 43.999 | 2.7079 | 16.2482 | 4.55% | 0.2124 | 0.20189 | 4530.5338 | 537.4714 | 429.3017 | 3563.7607 | 4549.6008 | 0 | 0 | 4549.6008 | 0.00919%
2026 | 444 | 444-9R | Tier-2 | Tier-2---11 | 5--3 | 594 | 100% | 323.6995 | 49.46% | 48.19% | 2.343% | 7.9256 | 0 | 0 | 7.9256 | 0 | 7.5605 | 10.8292 | 0.69815 | 7.5605 | 10.8292 | 0.69815 | 7.9644 | 11.4079 | 0.69815 | 2.448% | 0.1488 | 0.14143 | 2175.4322 | 138.2481 | 1034.3801 | 1002.804 | 2232.6859 | 0 | 0 | 2232.6859 | 0.001664%
2026 | 445 | 445-1311R | Tier-3 | Tier-3---5 | 5--5 | 390 | 100% | 2047.0117 | 76.8% | 22.84% | 0.359% | 77.8189 | 0 | 0 | 77.8189 | 0 | 74.2339 | 7.1101 | 10.4406 | 74.2339 | 7.1101 | 10.4406 | 78.2003 | 7.49 | 10.4406 | 3.802% | 0.53792 | 0.51129 | 3805.4061 | 462.3517 | 801.0027 | 2542.0517 | 3851.3839 | 0 | 0 | 3851.3839 | 0.01633%
2026 | 445 | 445-1325F | Tier-2 | Tier-2---2 | 5--4 | 252 | 100% | 1447.5424 | 80.92% | 18.64% | 0.4376% | 57.9841 | 0 | 0 | 57.9841 | 0 | 55.3129 | 4.5942 | 12.0397 | 55.3129 | 4.5942 | 12.0397 | 58.2684 | 4.8397 | 12.0397 | 4.006% | 0.57356 | 0.54517 | 2523.7784 | 315.2588 | 429.2208 | 1779.2988 | 2548.8517 | 0 | 0 | 2548.8517 | 0.01217%
2026 | 445 | 445-17R | Tier-2 | Tier-2---8 | 5--3 | 171 | 100% | 440.7591 | 59.87% | 39.69% | 0.4369% | 13.0625 | 0 | 0 | 13.0625 | 0 | 12.4607 | 3.1175 | 3.997 | 12.4607 | 3.1175 | 3.997 | 13.1265 | 3.2841 | 3.997 | 2.964% | 0.53426 | 0.50782 | 824.9822 | 74.1046 | 294.4492 | 456.4284 | 842.2227 | 0 | 0 | 842.2227 | 0.002742%
2026 | 445 | 445-18R | Tier-2 | Tier-2---2 | 5--5 | 454 | 100% | 2423.1968 | 81.52% | 17.92% | 0.5628% | 97.7815 | 0 | 0 | 97.7815 | 0 | 93.2769 | 8.2769 | 11.2695 | 93.2769 | 8.2769 | 11.2695 | 98.2608 | 8.7191 | 11.2695 | 4.035% | 0.6048 | 0.57486 | 4006.6402 | 487.3751 | 662.1707 | 2857.0944 | 4045.2006 | 0 | 0 | 4045.2006 | 0.02052%
2026 | 445 | 445-19R | Tier-2 | Tier-2---8 | 5--3 | 208 | 100% | 654.5269 | 59.7% | 39.33% | 0.9775% | 19.3409 | 0 | 0 | 19.3409 | 0 | 18.4499 | 3.7921 | 4.8654 | 18.4499 | 3.7921 | 4.8654 | 19.4357 | 3.9947 | 4.8654 | 2.955% | 0.56527 | 0.53729 | 1157.9013 | 92.6902 | 418.9958 | 646.2153 | 1182.2052 | 0 | 0 | 1182.2052 | 0.00406%
2026 | 445 | 445-39R | Tier-2 | Tier-2---5 | 5--4 | 235 | 100% | 1104.2716 | 59.42% | 40.16% | 0.4235% | 32.4803 | 0 | 0 | 32.4803 | 0 | 30.984 | 4.2843 | 7.232 | 30.984 | 4.2843 | 7.232 | 32.6395 | 4.5132 | 7.232 | 2.941% | 0.48997 | 0.46571 | 2253.7709 | 194.1003 | 866.8973 | 1192.7734 | 2301.3993 | 0 | 0 | 2301.3993 | 0.006818%
2026 | 445 | 445-894R | Tier-2 | Tier-2---5 | 5--4 | 381 | 100% | 1498.1966 | 65.73% | 33.21% | 1.065% | 48.7442 | 0 | 0 | 48.7442 | 0 | 46.4986 | 6.946 | 6.6943 | 46.4986 | 6.946 | 6.6943 | 48.9831 | 7.3172 | 6.6943 | 3.254% | 0.63526 | 0.60381 | 2358.411 | 194.1011 | 729.7847 | 1434.5253 | 2400.5046 | 0 | 0 | 2400.5046 | 0.01023%
2026 | 445 | 445-897R | Tier-2 | Tier-2---10 | 5--3 | 28 | 100% | 278.2745 | 86.91% | 12.87% | 0.2201% | 11.9717 | 0 | 0 | 11.9717 | 0 | 11.4202 | 0.51047 | 22.3719 | 11.4202 | 0.51047 | 22.3719 | 12.0304 | 0.53774 | 22.3719 | 4.302% | 0.75637 | 0.71893 | 367.9091 | 46.7882 | 51.285 | 269.8359 | 370.4168 | 0 | 0 | 370.4168 | 0.002513%
2026 | 448 | 448-1196F | Tier-3 | Tier-3---20 | 1--5 | 7 | 100% | 3.2929 | 97.08% | 0% | 2.921% | 0.15824 | 0 | 0 | 0.15824 | 0 | 0.15095 | 0.12762 | 1.1828 | 0.15095 | 0.12762 | 1.1828 | 0.15901 | 0.13444 | 1.1828 | 4.805% | 0.0002432 | 0.00023116 | 13539.8119 | 1865.7131 | 568.8043 | 11105.2945 | 13560.4063 | 0 | 0 | 13560.4063 | 3.321e-05%
2026 | 448 | 448-1234R | Tier-3 | Tier-3---15 | 5--3 | 27 | 100% | 246.005 | 87.44% | 11.91% | 0.6491% | 10.6477 | 0 | 0 | 10.6477 | 0 | 10.1571 | 0.49224 | 20.6346 | 10.1571 | 0.49224 | 20.6346 | 10.6999 | 0.51854 | 20.6346 | 4.328% | 0.62101 | 0.59027 | 396.1396 | 50.2628 | 45.6467 | 300.2301 | 398.731 | 0 | 0 | 398.731 | 0.002235%
2026 | 448 | 448-47R | Tier-3 | Tier-3---14 | 5--3 | 154 | 100% | 687.0853 | 69.92% | 29.31% | 0.7656% | 23.7813 | 0 | 0 | 23.7813 | 0 | 22.6857 | 2.8076 | 8.0802 | 22.6857 | 2.8076 | 8.0802 | 23.8979 | 2.9576 | 8.0802 | 3.461% | 0.62882 | 0.59769 | 1092.6575 | 111.5426 | 295.153 | 685.9619 | 1109.7723 | 0 | 0 | 1109.7723 | 0.004992%
2026 | 448 | 448-714R | Tier-3 | Tier-3---14 | 5--3 | 269 | 100% | 1225.9869 | 25.1% | 74.31% | 0.5831% | 15.2336 | 0 | 0 | 15.2336 | 0 | 14.5318 | 4.9042 | 2.9632 | 14.5318 | 4.9042 | 2.9632 | 15.3083 | 5.1662 | 2.9632 | 1.243% | 0.46343 | 0.44049 | 2645.4709 | 92.606 | 1775.6477 | 777.2172 | 2748.6579 | 0 | 0 | 2748.6579 | 0.003198%
2026 | 448 | 448-724R | Tier-3 | Tier-3---18 | 5--2 | 267 | 100% | 255.0047 | 52.43% | 45.5% | 2.066% | 6.6185 | 0 | 0 | 6.6185 | 0 | 6.3136 | 4.8677 | 1.297 | 6.3136 | 4.8677 | 1.297 | 6.6509 | 5.1278 | 1.297 | 2.595% | 0.55035 | 0.52311 | 463.3505 | 25.9997 | 195.8184 | 241.5324 | 474.8286 | 0 | 0 | 474.8286 | 0.001389%
2026 | 448 | 448-735R | Tier-3 | Tier-3---18 | 5--2 | 191 | 100% | 276.9497 | 53.49% | 44.76% | 1.748% | 7.3327 | 0 | 0 | 7.3327 | 0 | 6.9949 | 3.4821 | 2.0088 | 6.9949 | 3.4821 | 2.0088 | 7.3686 | 3.6682 | 2.0088 | 2.648% | 0.54202 | 0.51519 | 510.9626 | 35.205 | 210.0136 | 265.744 | 523.3393 | 0 | 0 | 523.3393 | 0.001539%
2026 | 448 | 448-744R | Tier-3 | Tier-3---7 | 5--5 | 744 | 100% | 2370.1609 | 68.76% | 30.51% | 0.7221% | 80.6754 | 0 | 0 | 80.6754 | 0 | 76.9589 | 13.5639 | 5.6738 | 76.9589 | 13.5639 | 5.6738 | 81.0709 | 14.2886 | 5.6738 | 3.404% | 0.49442 | 0.46994 | 4793.8402 | 492.7082 | 1356.6651 | 2944.4669 | 4871.823 | 0 | 0 | 4871.823 | 0.01693%
2026 | 448 | 448-9R | Tier-3 | Tier-3---9 | 5--4 | 525 | 100% | 1381.6742 | 73.74% | 25.5% | 0.7592% | 50.4329 | 0 | 0 | 50.4329 | 0 | 48.1095 | 9.5713 | 5.0264 | 48.1095 | 9.5713 | 5.0264 | 50.6801 | 10.0827 | 5.0264 | 3.65% | 0.54394 | 0.51701 | 2540.1235 | 273.4783 | 621.4078 | 1645.2374 | 2574.8613 | 0 | 0 | 2574.8613 | 0.01059%
2026 | 449 | 449-13R | Tier-3 | Tier-3---7 | 5--5 | 964 | 100% | 1663.2464 | 62.39% | 36.97% | 0.6428% | 51.3669 | 0 | 0 | 51.3669 | 0 | 49.0005 | 17.5747 | 2.7881 | 49.0005 | 17.5747 | 2.7881 | 51.6187 | 18.5138 | 2.7881 | 3.088% | 0.28234 | 0.26837 | 5890.9135 | 610.6402 | 2022.1047 | 3258.1686 | 6006.2928 | 0 | 0 | 6006.2928 | 0.01078%
2026 | 449 | 449-16R | Tier-3 | Tier-3---15 | 5--4 | 62 | 100% | 266.6482 | 83.41% | 16.04% | 0.5501% | 11.0087 | 0 | 0 | 11.0087 | 0 | 10.5016 | 1.1303 | 9.2908 | 10.5016 | 1.1303 | 9.2908 | 11.0627 | 1.1907 | 9.2908 | 4.129% | 0.23738 | 0.22563 | 1123.2928 | 151.839 | 170.3603 | 801.0935 | 1133.0005 | 0 | 0 | 1133.0005 | 0.002311%
2026 | 449 | 449-683 | Tier-3 | Tier-3---18 | 5--3 | 36 | 100% | 130.3299 | 84.46% | 14.85% | 0.6893% | 5.4491 | 0 | 0 | 5.4491 | 0 | 5.198 | 0.65632 | 7.92 | 5.198 | 0.65632 | 7.92 | 5.4758 | 0.69139 | 7.92 | 4.181% | 0.34581 | 0.32869 | 376.8856 | 45.4714 | 46.4516 | 284.9627 | 379.9349 | 0 | 0 | 379.9349 | 0.001144%
2026 | 449 | 449-693R | Tier-3 | Tier-3---9 | 5--5 | 197 | 100% | 869.7515 | 92.74% | 6.815% | 0.4405% | 39.9289 | 0 | 0 | 39.9289 | 0 | 38.0895 | 3.5915 | 10.6054 | 38.0895 | 3.5915 | 10.6054 | 40.1247 | 3.7834 | 10.6054 | 4.591% | 0.26107 | 0.24815 | 3331.4725 | 480.9166 | 218.7859 | 2631.7699 | 3344.0608 | 0 | 0 | 3344.0608 | 0.008381%
2026 | 449 | 449-6R | Tier-3 | Tier-3---14 | 5--4 | 250 | 100% | 487.7509 | 79.3% | 20.07% | 0.6273% | 19.1465 | 0 | 0 | 19.1465 | 0 | 18.2644 | 4.5578 | 4.0073 | 18.2644 | 4.5578 | 4.0073 | 19.2403 | 4.8013 | 4.0073 | 3.925% | 0.24779 | 0.23552 | 1968.4202 | 236.5464 | 397.0448 | 1334.829 | 1989.6378 | 0 | 0 | 1989.6378 | 0.004019%
2026 | 450 | 450-1850 | Tier-2 | Tier-2---13 | 4--3 | 78 | 100% | 42.3233 | 80.24% | 18.63% | 1.138% | 1.681 | 0 | 0 | 1.681 | 0 | 1.6035 | 1.422 | 1.1276 | 1.6035 | 1.422 | 1.1276 | 1.6892 | 1.498 | 1.1276 | 3.972% | 0.073712 | 0.070064 | 574.1677 | 75.9334 | 104.2813 | 393.953 | 580.0772 | 0 | 0 | 580.0772 | 0.0003528%
2026 | 450 | 450-1851F | Tier-2 | Tier-2---3 | 5--5 | 633 | 100% | 915.4961 | 93.2% | 6.334% | 0.4614% | 42.2374 | 0 | 0 | 42.2374 | 0 | 40.2917 | 11.5403 | 3.4914 | 40.2917 | 11.5403 | 3.4914 | 42.4445 | 12.1569 | 3.4914 | 4.614% | 0.099477 | 0.094553 | 9203.0933 | 2582.2914 | 565.9601 | 6054.8418 | 9235.6635 | 0 | 0 | 9235.6635 | 0.008866%
2026 | 450 | 450-1853F | Tier-2 | Tier-2---10 | 4--4 | 138 | 100% | 133.4424 | 58.04% | 41.41% | 0.5447% | 3.8339 | 0 | 0 | 3.8339 | 0 | 3.6573 | 2.5159 | 1.4537 | 3.6573 | 2.5159 | 1.4537 | 3.8527 | 2.6503 | 1.4537 | 2.873% | 0.075291 | 0.071564 | 1772.351 | 169.5911 | 681.6123 | 921.1476 | 1811.0782 | 0 | 0 | 1811.0782 | 0.0008047%
2026 | 450 | 450-1854 | Tier-2 | Tier-2---9 | 4--4 | 158 | 100% | 167.8113 | 68.69% | 30.5% | 0.8174% | 5.7056 | 0 | 0 | 5.7056 | 0 | 5.4428 | 2.8805 | 1.8895 | 5.4428 | 2.8805 | 1.8895 | 5.7336 | 3.0344 | 1.8895 | 3.4% | 0.079085 | 0.07517 | 2121.91 | 277.0369 | 611.709 | 1233.1641 | 2156.5118 | 0 | 0 | 2156.5118 | 0.001198%
2026 | 450 | 450-50R | Tier-2 | Tier-2---11 | 4--4 | 7 | 100% | 377.7999 | 6.265% | 93.65% | 0.08234% | 1.1716 | 0 | 0 | 1.1716 | 0 | 1.1176 | 0.12762 | 8.7573 | 1.1176 | 0.12762 | 8.7573 | 1.1773 | 0.13444 | 8.7573 | 0.3101% | 0.071801 | 0.068247 | 5261.778 | 61.1615 | 4507.3206 | 693.2959 | 5518.6336 | 0 | 0 | 5518.6336 | 0.0002459%
2026 | 452 | 452-1403 | Tier-2 | Tier-2---15 | 1--5 | 26 | 100% | 16.9711 | 99.17% | 0% | 0.8269% | 0.83313 | 0 | 0 | 0.83313 | 0 | 0.79474 | 0.47401 | 1.6767 | 0.79474 | 0.47401 | 1.6767 | 0.83721 | 0.49933 | 1.6767 | 4.909% | 0.0007938 | 0.00075451 | 21379.6258 | 3471.6579 | 162.5094 | 17745.4585 | 21388.8328 | 0 | 0 | 21388.8328 | 0.0001749%
2026 | 452 | 452-1404F | Tier-2 | Tier-2---12 | 1--5 | 3 | 100% | 78.1615 | 99.25% | 0% | 0.7504% | 3.84 | 0 | 0 | 3.84 | 0 | 3.6631 | 0.054693 | 66.9747 | 3.6631 | 0.054693 | 66.9747 | 3.8588 | 0.057616 | 66.9747 | 4.913% | 0.0036434 | 0.0034631 | 21452.8882 | 5121.8123 | 152.3056 | 16178.7703 | 21461.2717 | 0 | 0 | 21461.2717 | 0.000806%
2026 | 452 | 452-1405 | Tier-2 | Tier-2---15 | 1--5 | 12 | 100% | 24.9262 | 98.86% | 0% | 1.141% | 1.2198 | 0 | 0 | 1.2198 | 0 | 1.1636 | 0.21877 | 5.3186 | 1.1636 | 0.21877 | 5.3186 | 1.2257 | 0.23046 | 5.3186 | 4.894% | 0.001513 | 0.0014381 | 16474.6859 | 3100.6815 | 174.1987 | 13199.8057 | 16484.4765 | 0 | 0 | 16484.4765 | 0.000256%
2026 | 452 | 452-38AE | Tier-2 | Tier-2---4 | 2--5 | 354 | 100% | 306.0513 | 99.41% | 0% | 0.595% | 15.0594 | 0 | 0 | 15.0594 | 0 | 14.3656 | 6.4538 | 2.2259 | 14.3656 | 6.4538 | 2.2259 | 15.1332 | 6.7986 | 2.2259 | 4.921% | 0.011395 | 0.010831 | 26857.9154 | 5689.4503 | 153.4079 | 21015.0572 | 26866.2375 | 0 | 0 | 26866.2375 | 0.003161%
2026 | 454 | 454-1814 | Tier-2 | Tier-2---20 | 4--2 | 36 | 100% | 7.1232 | 85.18% | 13.84% | 0.9794% | 0.30033 | 0 | 0 | 0.30033 | 0 | 0.28649 | 0.65632 | 0.43652 | 0.28649 | 0.65632 | 0.43652 | 0.3018 | 0.69139 | 0.43652 | 4.216% | 0.072066 | 0.068499 | 98.8421 | 13.8906 | 13.4536 | 71.498 | 99.6051 | 0 | 0 | 99.6051 | 6.304e-05%
2026 | 454 | 454-48F | Tier-2 | Tier-2---4 | 4--5 | 363 | 100% | 395.265 | 97.43% | 2.166% | 0.3994% | 19.0636 | 0 | 0 | 19.0636 | 0 | 18.1854 | 6.6179 | 2.7479 | 18.1854 | 6.6179 | 2.7479 | 19.157 | 6.9715 | 2.7479 | 4.823% | 0.085487 | 0.081255 | 4623.6959 | 1485.502 | 103.1361 | 3035.0579 | 4629.8744 | 0 | 0 | 4629.8744 | 0.004001%
2026 | 463 | 463-1136F | Tier-2 | Tier-2---18 | 4--2 | 1 | 100% | 16.8212 | 86.42% | 11.45% | 2.121% | 0.71961 | 0 | 0 | 0.71961 | 0 | 0.68646 | 0.018231 | 37.6534 | 0.68646 | 0.018231 | 37.6534 | 0.72314 | 0.019205 | 37.6534 | 4.278% | 0.060434 | 0.057442 | 278.3405 | 39.3529 | 30.6582 | 208.3293 | 280.3083 | 0 | 0 | 280.3083 | 0.000151%
2026 | 463 | 463-1229 | Tier-2 | Tier-2---9 | 5--4 | 69 | 100% | 220.9596 | 94% | 3.511% | 2.487% | 10.2815 | 0 | 0 | 10.2815 | 0 | 9.8079 | 1.2579 | 7.7968 | 9.8079 | 1.2579 | 7.7968 | 10.3319 | 1.3252 | 7.7968 | 4.653% | 0.096723 | 0.091935 | 2284.4628 | 504.7537 | 115.6932 | 1664.0158 | 2291.5979 | 0 | 0 | 2291.5979 | 0.002158%
2026 | 470 | 470-40AE | Tier-2 | Tier-2---4 | 4--5 | 415 | 100% | 675.3424 | 87.26% | 12.19% | 0.553% | 29.1697 | 0 | 0 | 29.1697 | 0 | 27.826 | 7.5659 | 3.6778 | 27.826 | 7.5659 | 3.6778 | 29.3127 | 7.9701 | 3.6778 | 4.319% | 0.091034 | 0.086528 | 7418.573 | 1155.6027 | 850.5498 | 5412.4205 | 7467.8024 | 0 | 0 | 7467.8024 | 0.006123%
2026 | 470 | 470-47R | Tier-3 | Tier-3---2 | 5--5 | 887 | 100% | 2012.6027 | 94.87% | 4.37% | 0.7559% | 94.5174 | 0 | 0 | 94.5174 | 0 | 90.1632 | 16.1709 | 5.5756 | 90.1632 | 16.1709 | 5.5756 | 94.9808 | 17.035 | 5.5756 | 4.696% | 0.16225 | 0.15422 | 12404.0406 | 2097.9829 | 564.7309 | 9741.3268 | 12437.1512 | 0 | 0 | 12437.1512 | 0.01984%
2026 | 471 | 471-36F | Tier-2 | Tier-2---4 | 4--5 | 127 | 100% | 570.7201 | 63.27% | 36.3% | 0.4365% | 17.8733 | 0 | 0 | 17.8733 | 0 | 17.05 | 2.3153 | 7.3639 | 17.05 | 2.3153 | 7.3639 | 17.961 | 2.4391 | 7.3639 | 3.132% | 0.093079 | 0.088471 | 6131.5794 | 664.7661 | 2054.2802 | 3412.5332 | 6248.875 | 0 | 0 | 6248.875 | 0.003752%
2026 | 500 | 500-1531 | Tier-2 | Tier-2---10 | 4--4 | 58 | 100% | 642.8265 | 4.579% | 95.33% | 0.095% | 1.4571 | 0 | 0 | 1.4571 | 0 | 1.3899 | 1.0574 | 1.3145 | 1.3899 | 1.0574 | 1.3145 | 1.4642 | 1.1139 | 1.3145 | 0.2267% | 0.071178 | 0.067654 | 9031.2778 | 80.4341 | 7853.8811 | 1096.9626 | 9480.0707 | 0 | 0 | 9480.0707 | 0.0003058%
2026 | 501 | 501-786 | Tier-2 | Tier-2---14 | 2--5 | 163 | 100% | 41.2155 | 98.22% | 0% | 1.777% | 2.0039 | 0 | 0 | 2.0039 | 0 | 1.9116 | 2.9717 | 0.64327 | 1.9116 | 2.9717 | 0.64327 | 2.0137 | 3.1304 | 0.64327 | 4.862% | 0.0050324 | 0.0047833 | 8190.019 | 1322.239 | 139.0981 | 6728.6818 | 8197.5989 | 0 | 0 | 8197.5989 | 0.0004206%
2026 | 504 | 504-2501R | Tier-2 | Tier-2---9 | 3--5 | 78 | 100% | 152.2062 | 97.69% | 0% | 2.311% | 7.3601 | 0 | 0 | 7.3601 | 0 | 7.021 | 1.422 | 4.9373 | 7.021 | 1.422 | 4.9373 | 7.3961 | 1.498 | 4.9373 | 4.836% | 0.021593 | 0.020524 | 7048.9974 | 1058.3908 | 620.2842 | 5370.3225 | 7057.4821 | 0 | 0 | 7057.4821 | 0.001545%
2026 | 520 | 520-1045R | Tier-2 | Tier-2---5 | 5--4 | 1241 | 100% | 596.734 | 87.03% | 12.08% | 0.8955% | 25.7068 | 0 | 0 | 25.7068 | 0 | 24.5225 | 22.6247 | 1.0839 | 24.5225 | 22.6247 | 1.0839 | 25.8328 | 23.8336 | 1.0839 | 4.308% | 0.26824 | 0.25496 | 2224.662 | 286.7109 | 250.5356 | 1687.4154 | 2239.6901 | 0 | 0 | 2239.6901 | 0.005396%
2026 | 520 | 520-10R | Tier-2 | Tier-2---7 | 4--5 | 524 | 100% | 296.4545 | 90.13% | 8.578% | 1.296% | 13.2256 | 0 | 0 | 13.2256 | 0 | 12.6163 | 9.5531 | 1.3207 | 12.6163 | 9.5531 | 1.3207 | 13.2904 | 10.0635 | 1.3207 | 4.461% | 0.046043 | 0.043764 | 6438.5886 | 1240.5174 | 702.7495 | 4495.3216 | 6471.6962 | 0 | 0 | 6471.6962 | 0.002776%
2026 | 520 | 520-1489R | Tier-2 | Tier-2---8 | 5--5 | 1235 | 100% | 662.1633 | 87.36% | 10.91% | 1.733% | 28.6339 | 0 | 0 | 28.6339 | 0 | 27.3148 | 22.5154 | 1.2132 | 27.3148 | 22.5154 | 1.2132 | 28.7743 | 23.7184 | 1.2132 | 4.324% | 0.13822 | 0.13138 | 4790.7448 | 574.961 | 546.3603 | 3669.4236 | 4822.2817 | 0 | 0 | 4822.2817 | 0.00601%
2026 | 520 | 520-1509R | Tier-2 | Tier-2---5 | 5--4 | 1467 | 100% | 868.9578 | 72.04% | 26.87% | 1.095% | 30.9848 | 0 | 0 | 30.9848 | 0 | 29.5574 | 26.745 | 1.1052 | 29.5574 | 26.745 | 1.1052 | 31.1367 | 28.174 | 1.1052 | 3.566% | 0.28561 | 0.27147 | 3042.4946 | 331.9166 | 761.5633 | 1949.0147 | 3086.8039 | 0 | 0 | 3086.8039 | 0.006504%
2026 | 520 | 520-1525R | Tier-2 | Tier-2---8 | 5--5 | 521 | 100% | 360.0635 | 92.4% | 6.369% | 1.229% | 16.469 | 0 | 0 | 16.469 | 0 | 15.7103 | 9.4984 | 1.654 | 15.7103 | 9.4984 | 1.654 | 16.5498 | 10.0059 | 1.654 | 4.574% | 0.099044 | 0.094141 | 3635.4035 | 686.7062 | 313.6705 | 2635.0268 | 3649.7874 | 0 | 0 | 3649.7874 | 0.003457%
2026 | 520 | 520-1527R | Tier-3 | Tier-3---7 | 5--5 | 969 | 100% | 1151.6571 | 81.16% | 18.23% | 0.6117% | 46.2645 | 0 | 0 | 46.2645 | 0 | 44.1332 | 17.6659 | 2.4982 | 44.1332 | 17.6659 | 2.4982 | 46.4913 | 18.6098 | 2.4982 | 4.017% | 0.27105 | 0.25763 | 4248.9299 | 642.1047 | 732.0594 | 2874.7658 | 4290.6273 | 0 | 0 | 4290.6273 | 0.009711%
2026 | 520 | 520-1902R | Tier-2 | Tier-2---9 | 4--4 | 556 | 100% | 295.4783 | 43.89% | 53.74% | 2.376% | 6.4191 | 0 | 0 | 6.4191 | 0 | 6.1234 | 10.1365 | 0.6041 | 6.1234 | 10.1365 | 0.6041 | 6.4506 | 10.6781 | 0.6041 | 2.172% | 0.058932 | 0.056015 | 5013.9026 | 463.7784 | 2584.0113 | 1966.1129 | 5160.4189 | 0 | 0 | 5160.4189 | 0.001347%
2026 | 520 | 520-1904 | Tier-3 | Tier-3---13 | 4--5 | 511 | 100% | 381.2363 | 81.21% | 17.45% | 1.344% | 15.3248 | 0 | 0 | 15.3248 | 0 | 14.6188 | 9.3161 | 1.5692 | 14.6188 | 9.3161 | 1.5692 | 15.3999 | 9.8138 | 1.5692 | 4.02% | 0.05278 | 0.050167 | 7223.1755 | 1024.2251 | 1263.1331 | 4935.8173 | 7293.8681 | 0 | 0 | 7293.8681 | 0.003217%
2026 | 520 | 520-22R | Tier-2 | Tier-2---14 | 4--4 | 171 | 100% | 116.9083 | 45.37% | 53.02% | 1.617% | 2.6254 | 0 | 0 | 2.6254 | 0 | 2.5045 | 3.1175 | 0.80335 | 2.5045 | 3.1175 | 0.80335 | 2.6383 | 3.2841 | 0.80335 | 2.246% | 0.036011 | 0.034228 | 3246.4956 | 310.4275 | 1853.8749 | 1082.1932 | 3338.8629 | 0 | 0 | 3338.8629 | 0.0005511%
2026 | 520 | 520-35R | Tier-3 | Tier-3---9 | 5--5 | 1723 | 100% | 985.3264 | 82.6% | 16.44% | 0.9544% | 40.2894 | 0 | 0 | 40.2894 | 0 | 38.4334 | 31.4121 | 1.2235 | 38.4334 | 31.4121 | 1.2235 | 40.4869 | 33.0905 | 1.2235 | 4.089% | 0.28544 | 0.27131 | 3451.9467 | 462.7417 | 537.5528 | 2451.6522 | 3483.2179 | 0 | 0 | 3483.2179 | 0.008457%
2026 | 520 | 520-45 | Tier-2 | Tier-2---8 | 5--5 | 616 | 100% | 455.0819 | 89.33% | 9.369% | 1.306% | 20.122 | 0 | 0 | 20.122 | 0 | 19.1951 | 11.2303 | 1.7092 | 19.1951 | 11.2303 | 1.7092 | 20.2207 | 11.8304 | 1.7092 | 4.422% | 0.10446 | 0.099291 | 4356.4514 | 530.4104 | 403.5927 | 3422.4483 | 4380.6683 | 0 | 0 | 4380.6683 | 0.004224%
2026 | 521 | 521-14R | Tier-3 | Tier-3---5 | 5--5 | 944 | 100% | 1719.0003 | 78.65% | 20.86% | 0.4907% | 66.9215 | 0 | 0 | 66.9215 | 0 | 63.8386 | 17.2101 | 3.7094 | 63.8386 | 17.2101 | 3.7094 | 67.2496 | 18.1297 | 3.7094 | 3.893% | 0.27097 | 0.25755 | 6343.9843 | 812.9811 | 1238.2176 | 4292.7856 | 6414.5291 | 0 | 0 | 6414.5291 | 0.01405%
2026 | 521 | 521-1819R | Tier-2 | Tier-2---9 | 4--5 | 417 | 100% | 223.8855 | 62.17% | 36.25% | 1.574% | 6.8901 | 0 | 0 | 6.8901 | 0 | 6.5727 | 7.6024 | 0.86456 | 6.5727 | 7.6024 | 0.86456 | 6.9239 | 8.0086 | 0.86456 | 3.078% | 0.043667 | 0.041505 | 5127.1322 | 737.124 | 1856.4943 | 2533.514 | 5228.1367 | 0 | 0 | 5228.1367 | 0.001446%
2026 | 521 | 521-1856R | Tier-3 | Tier-3---6 | 5--5 | 1063 | 100% | 1212.5663 | 84.9% | 14.39% | 0.7143% | 50.9587 | 0 | 0 | 50.9587 | 0 | 48.6112 | 19.3796 | 2.5084 | 48.6112 | 19.3796 | 2.5084 | 51.2085 | 20.4151 | 2.5084 | 4.203% | 0.15411 | 0.14648 | 7868.3195 | 1087.4875 | 1070.4078 | 5710.4242 | 7930.1938 | 0 | 0 | 7930.1938 | 0.0107%
2026 | 521 | 521-18R | Tier-3 | Tier-3---6 | 4--5 | 830 | 100% | 1129.9866 | 95.19% | 4.09% | 0.7206% | 53.2437 | 0 | 0 | 53.2437 | 0 | 50.7909 | 15.1318 | 3.3566 | 50.7909 | 15.1318 | 3.3566 | 53.5047 | 15.9403 | 3.3566 | 4.712% | 0.071321 | 0.067791 | 15843.6289 | 2470.7432 | 733.9331 | 12638.9526 | 15883.3193 | 0 | 0 | 15883.3193 | 0.01118%
2026 | 521 | 521-27R | Tier-2 | Tier-2---3 | 4--5 | 820 | 100% | 810.4848 | 91.73% | 7.398% | 0.8745% | 36.8002 | 0 | 0 | 36.8002 | 0 | 35.1049 | 14.9495 | 2.3482 | 35.1049 | 14.9495 | 2.3482 | 36.9806 | 15.7482 | 2.3482 | 4.541% | 0.063668 | 0.060516 | 12729.941 | 2154.4423 | 1058.961 | 9516.5377 | 12784.7821 | 0 | 0 | 12784.7821 | 0.007724%
2026 | 521 | 521-32R | Tier-3 | Tier-3---4 | 5--5 | 582 | 100% | 1448.9015 | 94.87% | 4.661% | 0.4687% | 68.0413 | 0 | 0 | 68.0413 | 0 | 64.9067 | 10.6105 | 6.1172 | 64.9067 | 10.6105 | 6.1172 | 68.3748 | 11.1774 | 6.1172 | 4.696% | 0.14844 | 0.14109 | 9761.0273 | 1631.7912 | 451.6127 | 7677.6235 | 9787.1056 | 0 | 0 | 9787.1056 | 0.01428%
2026 | 521 | 521-700R | Tier-2 | Tier-2---3 | 4--5 | 1580 | 100% | 1225.9943 | 93.19% | 6.054% | 0.7541% | 56.5552 | 0 | 0 | 56.5552 | 0 | 53.9498 | 28.8051 | 1.8729 | 53.9498 | 28.8051 | 1.8729 | 56.8324 | 30.3442 | 1.8729 | 4.613% | 0.074421 | 0.070737 | 16473.8564 | 2889.9121 | 1156.3836 | 12427.5607 | 16532.2631 | 0 | 0 | 16532.2631 | 0.01187%
2026 | 522 | 522-34 | Tier-2 | Tier-2---16 | 4--3 | 100 | 100% | 77.0016 | 18.51% | 79.83% | 1.663% | 0.70537 | 0 | 0 | 0.70537 | 0 | 0.67287 | 1.8231 | 0.36908 | 0.67287 | 1.8231 | 0.36908 | 0.70883 | 1.9205 | 0.36908 | 0.916% | 0.030009 | 0.028524 | 2565.9512 | 64.6552 | 2012.714 | 488.582 | 2674.851 | 0 | 0 | 2674.851 | 0.0001481%
2026 | 522 | 522-36 | Tier-2 | Tier-2---16 | 4--3 | 89 | 100% | 95.5847 | 7.342% | 91.11% | 1.546% | 0.34738 | 0 | 0 | 0.34738 | 0 | 0.33137 | 1.6226 | 0.20423 | 0.33137 | 1.6226 | 0.20423 | 0.34908 | 1.7093 | 0.20423 | 0.3634% | 0.031092 | 0.029553 | 3074.2923 | 36.1538 | 2591.8703 | 446.2683 | 3222.6404 | 0 | 0 | 3222.6404 | 7.291e-05%
2026 | 522 | 522-38R | Tier-2 | Tier-2---6 | 4--5 | 1782 | 100% | 1016.2869 | 80.7% | 18.11% | 1.19% | 40.5981 | 0 | 0 | 40.5981 | 0 | 38.7279 | 32.4877 | 1.1921 | 38.7279 | 32.4877 | 1.1921 | 40.7971 | 34.2236 | 1.1921 | 3.995% | 0.088602 | 0.084216 | 11470.2225 | 2251.3608 | 2088.2887 | 7130.573 | 11585.4977 | 0 | 0 | 11585.4977 | 0.008522%
2026 | 523 | 523-31AE | Tier-2 | Tier-2---14 | 4--4 | 214 | 100% | 275.1089 | 4.221% | 94.59% | 1.185% | 0.57475 | 0 | 0 | 0.57475 | 0 | 0.54827 | 3.9014 | 0.14053 | 0.54827 | 3.9014 | 0.14053 | 0.57757 | 4.1099 | 0.14053 | 0.2089% | 0.037419 | 0.035567 | 7352.039 | 68.2792 | 6334.1642 | 949.5956 | 7718.7579 | 0 | 0 | 7718.7579 | 0.0001206%
2026 | 524 | 524-1782F | Tier-3 | Tier-3---10 | 4--5 | 525 | 100% | 681.1238 | 98.24% | 0.8976% | 0.8607% | 33.1228 | 0 | 0 | 33.1228 | 0 | 31.5969 | 9.5713 | 3.3012 | 31.5969 | 9.5713 | 3.3012 | 33.2852 | 10.0827 | 3.3012 | 4.863% | 0.040404 | 0.038404 | 16857.9136 | 3235.0894 | 389.5202 | 13233.3041 | 16873.3501 | 0 | 0 | 16873.3501 | 0.006953%
2026 | 524 | 524-27R | Tier-3 | Tier-3---4 | 4--5 | 928 | 100% | 1282.5738 | 98.01% | 1.22% | 0.7702% | 62.2241 | 0 | 0 | 62.2241 | 0 | 59.3576 | 16.9184 | 3.5085 | 59.3576 | 16.9184 | 3.5085 | 62.5291 | 17.8224 | 3.5085 | 4.852% | 0.060207 | 0.057227 | 21302.6656 | 4149.5256 | 661.6102 | 16491.5299 | 21324.7409 | 0 | 0 | 21324.7409 | 0.01306%
2026 | 524 | 524-46R | Tier-3 | Tier-3---4 | 5--5 | 622 | 100% | 1602.1034 | 91.53% | 7.997% | 0.4775% | 72.5837 | 0 | 0 | 72.5837 | 0 | 69.2399 | 11.3397 | 6.106 | 69.2399 | 11.3397 | 6.106 | 72.9395 | 11.9456 | 6.106 | 4.531% | 0.18916 | 0.17979 | 8469.7554 | 1511.9887 | 676.5843 | 6281.1824 | 8507.1343 | 0 | 0 | 8507.1343 | 0.01524%
2026 | 524 | 524-50R | Tier-3 | Tier-3---7 | 5--5 | 500 | 100% | 1190.6418 | 87% | 12.41% | 0.5904% | 51.273 | 0 | 0 | 51.273 | 0 | 48.911 | 9.1155 | 5.3657 | 48.911 | 9.1155 | 5.3657 | 51.5243 | 9.6026 | 5.3657 | 4.306% | 0.18313 | 0.17407 | 6501.4644 | 979.7439 | 766.6075 | 4755.113 | 6545.4915 | 0 | 0 | 6545.4915 | 0.01076%
2026 | 524 | 524-69R | Tier-3 | Tier-3---1 | 5--5 | 1778 | 100% | 4619.0742 | 91.74% | 7.782% | 0.477% | 209.7609 | 0 | 0 | 209.7609 | 0 | 200.0977 | 32.4148 | 6.173 | 200.0977 | 32.4148 | 6.173 | 210.7891 | 34.1468 | 6.173 | 4.541% | 0.27264 | 0.25914 | 16942.2754 | 2594.1012 | 1293.4919 | 13054.6823 | 17015.1442 | 0 | 0 | 17015.1442 | 0.04403%
2026 | 540 | 540-241R | Tier-2 | Tier-2---9 | 4--5 | 86 | 100% | 346.6156 | 24.2% | 75.62% | 0.1791% | 4.1527 | 0 | 0 | 4.1527 | 0 | 3.9614 | 1.5679 | 2.5266 | 3.9614 | 1.5679 | 2.5266 | 4.173 | 1.6516 | 2.5266 | 1.198% | 0.047942 | 0.045568 | 7229.9557 | 274.5689 | 5138.5463 | 1816.8405 | 7515.3456 | 0 | 0 | 7515.3456 | 0.0008717%
2026 | 583 | 583-318F | Tier-1 | Non-HFTD---4 | 2--5 | 30 | 100% | 30.8265 | 97.26% | 0% | 2.742% | 1.4841 | 0 | 0 | 1.4841 | 0 | 1.4157 | 0.54693 | 2.5884 | 1.4157 | 0.54693 | 2.5884 | 1.4913 | 0.57616 | 2.5884 | 4.814% | 0.0076984 | 0.0073173 | 4004.2782 | 928.2214 | 99.7499 | 2976.3069 | 4009.9969 | 0 | 0 | 4009.9969 | 0.0003115%
2026 | 591 | 591-1594R | Tier-2 | Tier-2---12 | 4--4 | 33 | 100% | 96.6888 | 80.68% | 17.2% | 2.123% | 3.8614 | 0 | 0 | 3.8614 | 0 | 3.6835 | 0.60162 | 6.1226 | 3.6835 | 0.60162 | 6.1226 | 3.8803 | 0.63377 | 6.1226 | 3.994% | 0.047196 | 0.04486 | 2048.6739 | 331.857 | 357.6365 | 1359.1804 | 2069.2869 | 0 | 0 | 2069.2869 | 0.0008105%
2026 | 594 | 594-1379F | Tier-2 | Tier-2---17 | 1--5 | 37 | 100% | 10.6264 | 97.33% | 0% | 2.675% | 0.51194 | 0 | 0 | 0.51194 | 0 | 0.48835 | 0.67455 | 0.72397 | 0.48835 | 0.67455 | 0.72397 | 0.51444 | 0.71059 | 0.72397 | 4.818% | 0.0021822 | 0.0020742 | 4869.5729 | 1396.0349 | 121.0441 | 3352.4938 | 4876.3565 | 0 | 0 | 4876.3565 | 0.0001075%
2026 | 597 | 597-595 | Tier-2 | Tier-2---1 | 5--5 | 1675 | 100% | 2598.8794 | 68.57% | 30.98% | 0.4453% | 88.2139 | 0 | 0 | 88.2139 | 0 | 84.15 | 30.537 | 2.7557 | 84.15 | 30.537 | 2.7557 | 88.6463 | 32.1687 | 2.7557 | 3.394% | 0.15307 | 0.14549 | 16978.8381 | 2723.3618 | 4869.9544 | 9385.5219 | 17256.733 | 0 | 0 | 17256.733 | 0.01852%
2026 | 599 | 599-19R | Tier-2 | Tier-2---1 | 5--5 | 2456 | 100% | 2814.0812 | 94.6% | 4.701% | 0.7012% | 131.7718 | 0 | 0 | 131.7718 | 0 | 125.7013 | 44.7755 | 2.8074 | 125.7013 | 44.7755 | 2.8074 | 132.4177 | 47.1679 | 2.8074 | 4.683% | 0.15161 | 0.14411 | 18560.9002 | 2880.2053 | 906.7756 | 14773.9194 | 18613.1195 | 0 | 0 | 18613.1195 | 0.02766%
2026 | 67 | 67-24R | Tier-3 | Tier-3---13 | 5--4 | 612 | 100% | 649.2908 | 74.83% | 23.84% | 1.334% | 24.0487 | 0 | 0 | 24.0487 | 0 | 22.9409 | 11.1574 | 2.0561 | 22.9409 | 11.1574 | 2.0561 | 24.1666 | 11.7536 | 2.0561 | 3.704% | 0.2194 | 0.20854 | 2959.3576 | 336.0702 | 674.1995 | 1949.088 | 2998.1563 | 0 | 0 | 2998.1563 | 0.005048%
2026 | 67 | 67-34R | Tier-3 | Tier-3---11 | 5--5 | 1200 | 100% | 1084.2867 | 76.65% | 22.12% | 1.235% | 41.1379 | 0 | 0 | 41.1379 | 0 | 39.2428 | 21.8773 | 1.7938 | 39.2428 | 21.8773 | 1.7938 | 41.3396 | 23.0462 | 1.7938 | 3.794% | 0.24743 | 0.23519 | 4382.1248 | 535.8218 | 956.7681 | 2889.5349 | 4435.4199 | 0 | 0 | 4435.4199 | 0.008635%
2026 | 67 | 67-37R | Tier-3 | Tier-3---17 | 5--3 | 229 | 100% | 226.6286 | 65.58% | 32.17% | 2.242% | 7.3573 | 0 | 0 | 7.3573 | 0 | 7.0184 | 4.1749 | 1.6811 | 7.0184 | 4.1749 | 1.6811 | 7.3934 | 4.398 | 1.6811 | 3.246% | 0.20095 | 0.191 | 1127.7881 | 99.8375 | 351.0117 | 676.9389 | 1148.0014 | 0 | 0 | 1148.0014 | 0.001544%
2026 | 67 | 67-45R | Tier-3 | Tier-3---15 | 5--4 | 341 | 100% | 468.8847 | 75.51% | 23.11% | 1.372% | 17.5265 | 0 | 0 | 17.5265 | 0 | 16.7191 | 6.2168 | 2.6893 | 16.7191 | 6.2168 | 2.6893 | 17.6124 | 6.549 | 2.6893 | 3.738% | 0.20887 | 0.19854 | 2244.8167 | 264.9489 | 495.8782 | 1483.9896 | 2273.443 | 0 | 0 | 2273.443 | 0.003679%
2026 | 68 | 68-42 | Tier-1 | Non-HFTD---1 | 3--5 | 24 | 100% | 102.8101 | 41.56% | 57.48% | 0.9537% | 2.1152 | 0 | 0 | 2.1152 | 0 | 2.0178 | 0.43755 | 4.6116 | 2.0178 | 0.43755 | 4.6116 | 2.1256 | 0.46092 | 4.6116 | 2.057% | 0.015736 | 0.014957 | 6533.3521 | 668.0272 | 3431.9625 | 2433.3624 | 6732.1762 | 0 | 0 | 6732.1762 | 0.000444%
2026 | 73 | 73-1130R | Tier-3 | Tier-3---9 | 5--5 | 264 | 100% | 971.12 | 83.08% | 16.23% | 0.6878% | 39.9363 | 0 | 0 | 39.9363 | 0 | 38.0965 | 4.813 | 7.9153 | 38.0965 | 4.813 | 7.9153 | 40.132 | 5.0702 | 7.9153 | 4.112% | 0.2182 | 0.2074 | 4450.6448 | 608.0965 | 688.9858 | 3153.5625 | 4489.8651 | 0 | 0 | 4489.8651 | 0.008383%
2026 | 73 | 73-1163 | Tier-3 | Tier-3---4 | 5--5 | 753 | 100% | 1861.7789 | 88.41% | 11.22% | 0.3692% | 81.4778 | 0 | 0 | 81.4778 | 0 | 77.7242 | 13.728 | 5.6617 | 77.7242 | 13.728 | 5.6617 | 81.8772 | 14.4615 | 5.6617 | 4.376% | 0.22506 | 0.21392 | 8272.2274 | 1229.0974 | 921.3142 | 6121.8157 | 8322.1532 | 0 | 0 | 8322.1532 | 0.0171%
2026 | 73 | 73-1164 | Tier-3 | Tier-3---13 | 5--4 | 265 | 100% | 263.7681 | 87.65% | 11.96% | 0.3908% | 11.4441 | 0 | 0 | 11.4441 | 0 | 10.9169 | 4.8312 | 2.2597 | 10.9169 | 4.8312 | 2.2597 | 11.5002 | 5.0894 | 2.2597 | 4.339% | 0.18614 | 0.17693 | 1417.02 | 198.6601 | 156.5468 | 1061.8131 | 1426.1334 | 0 | 0 | 1426.1334 | 0.002402%
2026 | 73 | 73-23R | Tier-3 | Tier-3---9 | 5--5 | 248 | 100% | 841.8786 | 89.4% | 10.02% | 0.5825% | 37.2536 | 0 | 0 | 37.2536 | 0 | 35.5374 | 4.5213 | 7.86 | 35.5374 | 4.5213 | 7.86 | 37.4362 | 4.7629 | 7.86 | 4.425% | 0.21349 | 0.20292 | 3943.3878 | 597.9657 | 380.5291 | 2964.893 | 3965.1665 | 0 | 0 | 3965.1665 | 0.00782%
2026 | 73 | 73-678R | Tier-3 | Tier-3---5 | 5--5 | 528 | 100% | 1587.7071 | 88.98% | 10.47% | 0.5476% | 69.9321 | 0 | 0 | 69.9321 | 0 | 66.7105 | 9.626 | 6.9302 | 66.7105 | 9.626 | 6.9302 | 70.2749 | 10.1403 | 6.9302 | 4.405% | 0.23776 | 0.22599 | 6677.7947 | 1003.2668 | 681.1886 | 4993.3394 | 6716.1123 | 0 | 0 | 6716.1123 | 0.01468%
2026 | 73 | 73-683R | Tier-3 | Tier-3---7 | 5--5 | 469 | 100% | 1378.6065 | 89.65% | 9.845% | 0.5099% | 61.1747 | 0 | 0 | 61.1747 | 0 | 58.3565 | 8.5504 | 6.825 | 58.3565 | 8.5504 | 6.825 | 61.4746 | 9.0072 | 6.825 | 4.437% | 0.22716 | 0.21591 | 6068.9321 | 866.1538 | 585.2944 | 4617.4838 | 6101.6595 | 0 | 0 | 6101.6595 | 0.01284%
2026 | 75 | 75-2257F | Tier-3 | Tier-3---20 | 1--5 | 16 | 100% | 2.5742 | 95.54% | 0% | 4.459% | 0.12174 | 0 | 0 | 0.12174 | 0 | 0.11613 | 0.2917 | 0.39812 | 0.11613 | 0.2917 | 0.39812 | 0.12234 | 0.30728 | 0.39812 | 4.729% | 0.0002804 | 0.00026652 | 9180.3996 | 1426.0853 | 371.877 | 7382.4374 | 9201.7195 | 0 | 0 | 9201.7195 | 2.555e-05%
2026 | 75 | 75-2258F | Tier-3 | Tier-3---21 | 2--2 | 1 | 100% | 4.3243 | 0% | 100% | 0% | 0 | 0 | 0 | 0 | 0 | 0 | 0.018231 | 0 | 0 | 0.018231 | 0 | 0 | 0.019205 | 0 | 0% | 0.0051944 | 0.0049373 | 832.4969 | 1.4417 | 747.1872 | 83.868 | 875.8515 | 0 | 0 | 875.8515 | 0%
2026 | 75 | 75-2259F | Tier-3 | Tier-3---12 | 3--5 | 392 | 100% | 362.3539 | 98.06% | 1.201% | 0.7355% | 17.5891 | 0 | 0 | 17.5891 | 0 | 16.7788 | 7.1466 | 2.3478 | 16.7788 | 7.1466 | 2.3478 | 17.6753 | 7.5284 | 2.3478 | 4.854% | 0.020337 | 0.019331 | 17817.1226 | 3618.9618 | 323.8838 | 13874.277 | 17835.0947 | 0 | 0 | 17835.0947 | 0.003692%
2026 | 75 | 75-32R | Tier-3 | Tier-3---13 | 3--5 | 230 | 100% | 196.1202 | 96.38% | 2.668% | 0.9512% | 9.3566 | 0 | 0 | 9.3566 | 0 | 8.9255 | 4.1931 | 2.1286 | 8.9255 | 4.1931 | 2.1286 | 9.4024 | 4.4172 | 2.1286 | 4.771% | 0.014781 | 0.01405 | 13268.2222 | 2437.4241 | 453.4454 | 10377.3526 | 13293.2324 | 0 | 0 | 13293.2324 | 0.001964%
2026 | 75 | 75-41 | Tier-3 | Tier-3---13 | 3--5 | 98 | 100% | 232.3508 | 98.84% | 0.3675% | 0.788% | 11.3685 | 0 | 0 | 11.3685 | 0 | 10.8447 | 1.7866 | 6.0699 | 10.8447 | 1.7866 | 6.0699 | 11.4242 | 1.8821 | 6.0699 | 4.893% | 0.0163 | 0.015493 | 14254.8272 | 3156.0323 | 229.2614 | 10869.5335 | 14263.4051 | 0 | 0 | 14263.4051 | 0.002386%
2026 | 75 | 75-996R | Tier-2 | Tier-2---7 | 4--5 | 843 | 100% | 357.2986 | 95.33% | 2.61% | 2.061% | 16.8601 | 0 | 0 | 16.8601 | 0 | 16.0834 | 15.3688 | 1.0465 | 16.0834 | 15.3688 | 1.0465 | 16.9427 | 16.19 | 1.0465 | 4.719% | 0.043997 | 0.041819 | 8120.9384 | 1655.5756 | 489.8744 | 5975.4884 | 8140.6943 | 0 | 0 | 8140.6943 | 0.003539%
2026 | 770 | 770-259R | Tier-2 | Tier-2---17 | 2--3 | 39 | 100% | 10.9444 | 90.49% | 1.971% | 7.54% | 0.49022 | 0 | 0 | 0.49022 | 0 | 0.46764 | 0.71101 | 0.65771 | 0.46764 | 0.71101 | 0.65771 | 0.49263 | 0.749 | 0.65771 | 4.479% | 0.010605 | 0.01008 | 1031.9841 | 188.7755 | 88.8418 | 754.3668 | 1037.0955 | 0 | 0 | 1037.0955 | 0.0001029%
2026 | 78 | 78-26R | Tier-3 | Tier-3---5 | 5--5 | 493 | 100% | 1506.352 | 86.4% | 13.31% | 0.287% | 64.4231 | 0 | 0 | 64.4231 | 0 | 61.4553 | 8.9879 | 6.8375 | 61.4553 | 8.9879 | 6.8375 | 64.7389 | 9.4681 | 6.8375 | 4.277% | 0.34567 | 0.32856 | 4357.7168 | 613.0091 | 539.1725 | 3205.5352 | 4388.5824 | 0 | 0 | 4388.5824 | 0.01352%
2026 | 78 | 78-782R | Tier-3 | Tier-3---7 | 5--5 | 33 | 100% | 610.0389 | 94.37% | 5.437% | 0.1919% | 28.4972 | 0 | 0 | 28.4972 | 0 | 27.1844 | 0.60162 | 45.185 | 27.1844 | 0.60162 | 45.185 | 28.6369 | 0.63377 | 45.185 | 4.671% | 0.33808 | 0.32134 | 1804.4347 | 294.1768 | 90.6725 | 1419.5855 | 1809.7241 | 0 | 0 | 1809.7241 | 0.005982%
2026 | 788 | 788-34R | Tier-2 | Tier-2---6 | 5--5 | 580 | 100% | 1602.6496 | 68.44% | 30.89% | 0.6716% | 54.2931 | 0 | 0 | 54.2931 | 0 | 51.7919 | 10.574 | 4.898 | 51.7919 | 10.574 | 4.898 | 54.5592 | 11.139 | 4.898 | 3.388% | 0.12404 | 0.1179 | 12920.0508 | 2335.3392 | 3828.2096 | 6756.5021 | 13132.4116 | 0 | 0 | 13132.4116 | 0.0114%
2026 | 79 | 79-1215F | Tier-3 | Tier-3---18 | 5--3 | 18 | 100% | 33.4718 | 96.07% | 3.425% | 0.5103% | 1.5917 | 0 | 0 | 1.5917 | 0 | 1.5183 | 0.32816 | 4.6268 | 1.5183 | 0.32816 | 4.6268 | 1.5995 | 0.34569 | 4.6268 | 4.755% | 0.1831 | 0.17404 | 182.8036 | 27.7714 | 8.4859 | 146.5463 | 183.1782 | 0 | 0 | 183.1782 | 0.0003341%
2026 | 791 | 791-419F | Tier-2 | Tier-2---5 | 5--5 | 101 | 100% | 638.6863 | 61.95% | 37.46% | 0.5934% | 19.5851 | 0 | 0 | 19.5851 | 0 | 18.6829 | 1.8413 | 10.1464 | 18.6829 | 1.8413 | 10.1464 | 19.6812 | 1.9397 | 10.1464 | 3.066% | 0.11325 | 0.10765 | 5639.4744 | 649.4436 | 1934.52 | 3055.5108 | 5751.2271 | 0 | 0 | 5751.2271 | 0.004111%
2026 | 79 | 79-658R | Tier-3 | Tier-3---5 | 5--5 | 484 | 100% | 1583.1515 | 94.39% | 5.201% | 0.4074% | 73.9712 | 0 | 0 | 73.9712 | 0 | 70.5635 | 8.8238 | 7.9969 | 70.5635 | 8.8238 | 7.9969 | 74.3338 | 9.2953 | 7.9969 | 4.672% | 0.46655 | 0.44346 | 3393.3013 | 536.1336 | 179.2959 | 2677.8718 | 3403.2117 | 0 | 0 | 3403.2117 | 0.01553%
2026 | 79 | 79-660R | Tier-3 | Tier-3---14 | 5--3 | 773 | 100% | 410.2866 | 87.38% | 11.28% | 1.342% | 17.7464 | 0 | 0 | 17.7464 | 0 | 16.9288 | 14.0926 | 1.2013 | 16.9288 | 14.0926 | 1.2013 | 17.8334 | 14.8456 | 1.2013 | 4.325% | 0.45747 | 0.43483 | 896.8574 | 100.1714 | 108.3483 | 688.3376 | 902.7512 | 0 | 0 | 902.7512 | 0.003725%
2026 | 79 | 79-668R | Tier-3 | Tier-3---15 | 5--3 | 543 | 100% | 744.6976 | 38.65% | 60.41% | 0.9336% | 14.2487 | 0 | 0 | 14.2487 | 0 | 13.5923 | 9.8995 | 1.373 | 13.5923 | 9.8995 | 1.373 | 14.3186 | 10.4284 | 1.373 | 1.913% | 0.43999 | 0.41821 | 1692.5377 | 90.5162 | 925.3729 | 676.6485 | 1746.6107 | 0 | 0 | 1746.6107 | 0.002991%
2026 | 79 | 79-676R | Tier-3 | Tier-3---5 | 5--5 | 371 | 100% | 1054.6802 | 84.57% | 15.17% | 0.2582% | 44.1504 | 0 | 0 | 44.1504 | 0 | 42.1165 | 6.7637 | 6.2268 | 42.1165 | 6.7637 | 6.2268 | 44.3668 | 7.1251 | 6.2268 | 4.186% | 0.38409 | 0.36508 | 2745.9122 | 408.062 | 399.7376 | 1938.1127 | 2767.9795 | 0 | 0 | 2767.9795 | 0.009267%
2026 | 79 | 79-679R | Tier-3 | Tier-3---3 | 5--5 | 414 | 100% | 1892.052 | 89.49% | 10.28% | 0.2308% | 83.8134 | 0 | 0 | 83.8134 | 0 | 79.9523 | 7.5477 | 10.593 | 79.9523 | 7.5477 | 10.593 | 84.2243 | 7.9509 | 10.593 | 4.43% | 0.3939 | 0.3744 | 4803.3522 | 735.2081 | 460.7879 | 3607.3562 | 4829.6424 | 0 | 0 | 4829.6424 | 0.01759%
2026 | 79 | 79-685R | Tier-3 | Tier-3---14 | 5--4 | 54 | 100% | 400.4276 | 96.08% | 3.359% | 0.5615% | 19.044 | 0 | 0 | 19.044 | 0 | 18.1667 | 0.98448 | 18.4532 | 18.1667 | 0.98448 | 18.4532 | 19.1374 | 1.0371 | 18.4532 | 4.756% | 0.43155 | 0.41019 | 927.8849 | 128.9201 | 31.6542 | 767.3106 | 929.7795 | 0 | 0 | 929.7795 | 0.003997%
2026 | 79 | 79-714R | Tier-3 | Tier-3---9 | 5--4 | 446 | 100% | 903.7514 | 77.92% | 21.67% | 0.4055% | 34.8589 | 0 | 0 | 34.8589 | 0 | 33.2531 | 8.1311 | 4.0896 | 33.2531 | 8.1311 | 4.0896 | 35.0298 | 8.5655 | 4.0896 | 3.857% | 0.37772 | 0.35902 | 2392.6757 | 300.8376 | 478.1412 | 1613.6969 | 2420.1861 | 0 | 0 | 2420.1861 | 0.007317%
2026 | 79 | 79-785 | Tier-3 | Tier-3---3 | 5--5 | 868 | 100% | 2480.4804 | 78.86% | 20.81% | 0.3308% | 96.8251 | 0 | 0 | 96.8251 | 0 | 92.3645 | 15.8246 | 5.8368 | 92.3645 | 15.8246 | 5.8368 | 97.2997 | 16.6701 | 5.8368 | 3.903% | 0.38023 | 0.36141 | 6523.6349 | 955.6486 | 1258.2917 | 4309.6946 | 6595.4614 | 0 | 0 | 6595.4614 | 0.02032%
2026 | 79 | 79-799R | Tier-3 | Tier-3---14 | 5--3 | 82 | 100% | 551.8926 | 84.52% | 14.8% | 0.6835% | 23.0887 | 0 | 0 | 23.0887 | 0 | 22.025 | 1.4949 | 14.733 | 22.025 | 1.4949 | 14.733 | 23.2019 | 1.5748 | 14.733 | 4.184% | 0.77068 | 0.73253 | 716.1099 | 80.6305 | 98.909 | 536.5704 | 721.8843 | 0 | 0 | 721.8843 | 0.004846%
2026 | 79 | 79-808R | Tier-3 | Tier-3---3 | 5--5 | 410 | 100% | 2167.6529 | 93.07% | 6.627% | 0.3038% | 99.8623 | 0 | 0 | 99.8623 | 0 | 95.2618 | 7.4747 | 12.7445 | 95.2618 | 7.4747 | 12.7445 | 100.3518 | 7.8741 | 12.7445 | 4.607% | 0.44563 | 0.42357 | 4864.2458 | 733.0646 | 303.7151 | 3827.4661 | 4881.8025 | 0 | 0 | 4881.8025 | 0.02096%
2026 | 799 | 799-504R | Tier-2 | Tier-2---15 | 1--5 | 23 | 100% | 27.7948 | 96.8% | 0% | 3.201% | 1.3318 | 0 | 0 | 1.3318 | 0 | 1.2705 | 0.41931 | 3.0298 | 1.2705 | 0.41931 | 3.0298 | 1.3383 | 0.44172 | 3.0298 | 4.792% | 0.0046964 | 0.0044639 | 5918.3199 | 1511.7003 | 676.4165 | 3730.2032 | 5928.185 | 0 | 0 | 5928.185 | 0.0002795%
2026 | 834 | 834-887AE | Tier-2 | Tier-2---17 | 2--4 | 2 | 100% | 20.5763 | 95.48% | 0% | 4.519% | 0.9725 | 0 | 0 | 0.9725 | 0 | 0.9277 | 0.036462 | 25.4427 | 0.9277 | 0.036462 | 25.4427 | 0.97726 | 0.03841 | 25.4427 | 4.726% | 0.0050886 | 0.0048367 | 4043.6135 | 1398.6809 | 202.8004 | 2442.1322 | 4053.1307 | 0 | 0 | 4053.1307 | 0.0002041%
2026 | 835 | 835-10F | Tier-2 | Tier-2---19 | 1--4 | 59 | 100% | 3.5155 | 95.99% | 0% | 4.014% | 0.16703 | 0 | 0 | 0.16703 | 0 | 0.15934 | 1.0756 | 0.14813 | 0.15934 | 1.0756 | 0.14813 | 0.16785 | 1.1331 | 0.14813 | 4.751% | 0.0010446 | 0.00099289 | 3365.4208 | 527.6091 | 131.7666 | 2706.0451 | 3372.4555 | 0 | 0 | 3372.4555 | 3.506e-05%
2026 | 835 | 835-11F | Tier-2 | Tier-2---15 | 1--5 | 131 | 100% | 29.5331 | 98.28% | 0% | 1.716% | 1.4368 | 0 | 0 | 1.4368 | 0 | 1.3706 | 2.3883 | 0.57389 | 1.3706 | 2.3883 | 0.57389 | 1.4438 | 2.5159 | 0.57389 | 4.865% | 0.0041866 | 0.0039794 | 7054.2016 | 1691.248 | 112.5867 | 5250.3669 | 7060.5075 | 0 | 0 | 7060.5075 | 0.0003016%
2026 | 835 | 835-35F | Tier-2 | Tier-2---19 | 1--5 | 8 | 100% | 1.702 | 96.24% | 0% | 3.761% | 0.081081 | 0 | 0 | 0.081081 | 0 | 0.077346 | 0.14585 | 0.53031 | 0.077346 | 0.14585 | 0.53031 | 0.081478 | 0.15364 | 0.53031 | 4.764% | 0.0003154 | 0.00029979 | 5396.3575 | 853.3516 | 185.8923 | 4357.1135 | 5406.9276 | 0 | 0 | 5406.9276 | 1.702e-05%
2026 | 840 | 840-308F | Tier-2 | Tier-2---13 | 4--4 | 15 | 100% | 43.5719 | 95.47% | 3.384% | 1.143% | 2.0592 | 0 | 0 | 2.0592 | 0 | 1.9643 | 0.27347 | 7.183 | 1.9643 | 0.27347 | 7.183 | 2.0693 | 0.28808 | 7.183 | 4.726% | 0.063249 | 0.060118 | 688.8919 | 152.3879 | 26.757 | 509.7471 | 690.5159 | 0 | 0 | 690.5159 | 0.0004322%
2026 | 840 | 840-374 | Tier-2 | Tier-2---13 | 4--3 | 231 | 100% | 37.0531 | 79.48% | 17.21% | 3.315% | 1.4577 | 0 | 0 | 1.4577 | 0 | 1.3906 | 4.2114 | 0.3302 | 1.3906 | 4.2114 | 0.3302 | 1.4649 | 4.4364 | 0.3302 | 3.934% | 0.064007 | 0.060838 | 578.893 | 75.1815 | 95.4784 | 408.233 | 585.0798 | 0 | 0 | 585.0798 | 0.000306%
2026 | 858 | 858-14 | Tier-2 | Tier-2---12 | 2--5 | 10 | 100% | 68.9413 | 97.15% | 0% | 2.851% | 3.3153 | 0 | 0 | 3.3153 | 0 | 3.1626 | 0.18231 | 17.3472 | 3.1626 | 0.18231 | 17.3472 | 3.3316 | 0.19205 | 17.3472 | 4.809% | 0.010043 | 0.0095457 | 6864.7536 | 1419.6995 | 218.2646 | 5226.7895 | 6874.9461 | 0 | 0 | 6874.9461 | 0.0006959%
2026 | 859 | 859-42R | Tier-2 | Tier-2---3 | 4--5 | 856 | 100% | 1138.7404 | 98.96% | 0% | 1.04% | 55.7813 | 0 | 0 | 55.7813 | 0 | 53.2116 | 15.6058 | 3.4097 | 53.2116 | 15.6058 | 3.4097 | 56.0548 | 16.4396 | 3.4097 | 4.899% | 0.067132 | 0.063809 | 16962.7575 | 2757.3465 | 237.2903 | 13968.1207 | 16971.9461 | 0 | 0 | 16971.9461 | 0.01171%
2026 | 907 | 907-1562AE | Tier-3 | Tier-3---6 | 4--5 | 438 | 100% | 858.7853 | 77.1% | 22.57% | 0.3293% | 32.7744 | 0 | 0 | 32.7744 | 0 | 31.2646 | 7.9852 | 3.9153 | 31.2646 | 7.9852 | 3.9153 | 32.9351 | 8.4119 | 3.9153 | 3.816% | 0.054867 | 0.052151 | 15652.2427 | 2298.9356 | 3240.4011 | 10112.906 | 15838.9218 | 0 | 0 | 15838.9218 | 0.006879%
2026 | 907 | 907-1602 | Tier-3 | Tier-3---17 | 3--4 | 4 | 100% | 23.6904 | 85.8% | 13.77% | 0.4286% | 1.0061 | 0 | 0 | 1.0061 | 0 | 0.95977 | 0.072924 | 13.1612 | 0.95977 | 0.072924 | 13.1612 | 1.0111 | 0.076821 | 13.1612 | 4.247% | 0.018131 | 0.017233 | 1306.6407 | 183.5641 | 147.0644 | 976.0122 | 1316.3056 | 0 | 0 | 1316.3056 | 0.0002112%
2026 | 907 | 907-1702R | Tier-3 | Tier-3---6 | 4--5 | 703 | 100% | 840.6328 | 97.1% | 2.481% | 0.4145% | 40.4066 | 0 | 0 | 40.4066 | 0 | 38.5452 | 12.8164 | 3.0075 | 38.5452 | 12.8164 | 3.0075 | 40.6047 | 13.5012 | 3.0075 | 4.807% | 0.061079 | 0.058055 | 13763.1312 | 2505.9528 | 366.7943 | 10890.3841 | 13783.8819 | 0 | 0 | 13783.8819 | 0.008481%
2026 | 907 | 907-1716R | Tier-3 | Tier-3---2 | 4--5 | 1553 | 100% | 2427.1827 | 91.21% | 8.47% | 0.3199% | 109.585 | 0 | 0 | 109.585 | 0 | 104.5366 | 28.3128 | 3.6922 | 104.5366 | 28.3128 | 3.6922 | 110.1222 | 29.8256 | 3.6922 | 4.515% | 0.088049 | 0.083691 | 27566.2098 | 5467.7784 | 2289.9071 | 19808.5244 | 27692.3953 | 0 | 0 | 27692.3953 | 0.023%
2026 | 907 | 907-2820R | Tier-3 | Tier-3---10 | 4--5 | 110 | 100% | 535.894 | 99.72% | 0.09292% | 0.1857% | 26.4528 | 0 | 0 | 26.4528 | 0 | 25.2342 | 2.0054 | 12.583 | 25.2342 | 2.0054 | 12.583 | 26.5825 | 2.1126 | 12.583 | 4.936% | 0.082479 | 0.078396 | 6497.3542 | 1341.6962 | 16.6169 | 5139.0411 | 6498.2969 | 0 | 0 | 6498.2969 | 0.005552%
2026 | 908 | 908-1172R | Tier-2 | Tier-2---2 | 5--5 | 1316 | 100% | 1737.7755 | 85.15% | 14.43% | 0.419% | 73.2487 | 0 | 0 | 73.2487 | 0 | 69.8743 | 23.9921 | 2.9124 | 69.8743 | 23.9921 | 2.9124 | 73.6078 | 25.274 | 2.9124 | 4.215% | 0.20692 | 0.19668 | 8398.1993 | 1379.7509 | 1146.2529 | 5872.1954 | 8463.133 | 0 | 0 | 8463.133 | 0.01537%
2026 | 908 | 908-1236 | Tier-2 | Tier-2---2 | 5--5 | 759 | 100% | 1117.3056 | 87.67% | 11.99% | 0.3416% | 48.4882 | 0 | 0 | 48.4882 | 0 | 46.2545 | 13.8374 | 3.3427 | 46.2545 | 13.8374 | 3.3427 | 48.7259 | 14.5767 | 3.3427 | 4.34% | 0.1877 | 0.17841 | 5952.6009 | 1091.9072 | 667.6574 | 4193.0363 | 5990.8188 | 0 | 0 | 5990.8188 | 0.01018%
2026 | 908 | 908-1368R | Tier-2 | Tier-2---5 | 5--5 | 1095 | 100% | 991.2216 | 79.39% | 19.4% | 1.209% | 38.9519 | 0 | 0 | 38.9519 | 0 | 37.1575 | 19.963 | 1.8613 | 37.1575 | 19.963 | 1.8613 | 39.1428 | 21.0297 | 1.8613 | 3.93% | 0.23644 | 0.22474 | 4192.2079 | 563.5001 | 776.6437 | 2852.0641 | 4237.2091 | 0 | 0 | 4237.2091 | 0.008176%
2026 | 908 | 908-1370R | Tier-2 | Tier-2---8 | 5--4 | 563 | 100% | 321.5186 | 63.48% | 35.24% | 1.285% | 10.1025 | 0 | 0 | 10.1025 | 0 | 9.6371 | 10.2641 | 0.93891 | 9.6371 | 10.2641 | 0.93891 | 10.152 | 10.8125 | 0.93891 | 3.142% | 0.1878 | 0.17851 | 1711.9863 | 197.0075 | 569.379 | 945.5998 | 1744.5489 | 0 | 0 | 1744.5489 | 0.002121%
2026 | 908 | 908-1372R | Tier-2 | Tier-2---2 | 5--5 | 319 | 100% | 804.0275 | 84.01% | 15.68% | 0.3083% | 33.4346 | 0 | 0 | 33.4346 | 0 | 31.8944 | 5.8157 | 5.4842 | 31.8944 | 5.8157 | 5.4842 | 33.5985 | 6.1264 | 5.4842 | 4.158% | 0.17701 | 0.16825 | 4542.3486 | 816.5914 | 664.0711 | 3061.6861 | 4580.1787 | 0 | 0 | 4580.1787 | 0.007018%
2026 | 908 | 908-2038R | Tier-2 | Tier-2---1 | 5--5 | 1307 | 100% | 3761.7346 | 88.11% | 11.56% | 0.3295% | 164.0652 | 0 | 0 | 164.0652 | 0 | 156.5071 | 23.828 | 6.5682 | 156.5071 | 23.828 | 6.5682 | 164.8695 | 25.1012 | 6.5682 | 4.361% | 0.23053 | 0.21912 | 16317.5676 | 2905.2613 | 1774.9087 | 11637.3976 | 16418.6104 | 0 | 0 | 16418.6104 | 0.03444%
2026 | 908 | 908-2040 | Tier-2 | Tier-2---5 | 5--5 | 559 | 100% | 697.2725 | 58.64% | 40.83% | 0.5327% | 20.2401 | 0 | 0 | 20.2401 | 0 | 19.3077 | 10.1912 | 1.8946 | 19.3077 | 10.1912 | 1.8946 | 20.3394 | 10.7357 | 1.8946 | 2.903% | 0.17929 | 0.17042 | 3888.9985 | 484.676 | 1468.7466 | 1935.576 | 3972.762 | 0 | 0 | 3972.762 | 0.004248%
2026 | 908 | 908-2055F | Tier-3 | Tier-3---2 | 5--5 | 876 | 100% | 2141.2623 | 90.56% | 9.061% | 0.3753% | 95.9903 | 0 | 0 | 95.9903 | 0 | 91.5682 | 15.9704 | 5.7336 | 91.5682 | 15.9704 | 5.7336 | 96.4608 | 16.8237 | 5.7336 | 4.483% | 0.20355 | 0.19347 | 10519.7129 | 1841.0843 | 947.7804 | 7730.8482 | 10571.4113 | 0 | 0 | 10571.4113 | 0.02015%
2026 | 908 | 908-2062F | Tier-2 | Tier-2---16 | 5--2 | 9 | 100% | 16.6415 | 87.19% | 12.22% | 0.5909% | 0.7182 | 0 | 0 | 0.7182 | 0 | 0.68511 | 0.16408 | 4.1755 | 0.68511 | 0.16408 | 4.1755 | 0.72172 | 0.17285 | 4.1755 | 4.316% | 0.16054 | 0.1526 | 103.6572 | 14.5987 | 13.5444 | 75.5142 | 104.3489 | 0 | 0 | 104.3489 | 0.0001508%
2026 | 908 | 908-30 | Tier-2 | Tier-2---10 | 5--4 | 221 | 100% | 139.6838 | 79.37% | 19.74% | 0.8803% | 5.4882 | 0 | 0 | 5.4882 | 0 | 5.2354 | 4.0291 | 1.2994 | 5.2354 | 4.0291 | 1.2994 | 5.5151 | 4.2443 | 1.2994 | 3.929% | 0.16572 | 0.15752 | 842.8699 | 108.2915 | 162.9752 | 571.6032 | 851.9233 | 0 | 0 | 851.9233 | 0.001152%
2026 | 909 | 909-451 | Tier-3 | Tier-3---1 | 5--5 | 1430 | 100% | 4745.7108 | 91.73% | 8.003% | 0.272% | 215.4739 | 0 | 0 | 215.4739 | 0 | 205.5474 | 26.0704 | 7.8843 | 205.5474 | 26.0704 | 7.8843 | 216.5301 | 27.4634 | 7.8843 | 4.54% | 0.31112 | 0.29572 | 15253.5364 | 2448.7202 | 1130.6792 | 11674.137 | 15319.2699 | 0 | 0 | 15319.2699 | 0.04523%
2026 | 909 | 909-453R | Tier-2 | Tier-2---3 | 2--5 | 10 | 100% | 476.0233 | 99.61% | 0% | 0.3866% | 23.4721 | 0 | 0 | 23.4721 | 0 | 22.3908 | 0.18231 | 122.8165 | 22.3908 | 0.18231 | 122.8165 | 23.5871 | 0.19205 | 122.8165 | 4.931% | 0.0097928 | 0.0093081 | 48609.517 | 7840.4908 | 672.9123 | 40096.1139 | 48619.3034 | 0 | 0 | 48619.3034 | 0.004927%
2026 | 909 | 909-805R | Tier-2 | Tier-2---1 | 5--5 | 988 | 100% | 2804.3911 | 91.7% | 7.979% | 0.3181% | 127.2991 | 0 | 0 | 127.2991 | 0 | 121.4347 | 18.0123 | 6.7418 | 121.4347 | 18.0123 | 6.7418 | 127.9231 | 18.9747 | 6.7418 | 4.539% | 0.28921 | 0.27489 | 9696.7159 | 1951.0291 | 709.8564 | 7035.8304 | 9738.6166 | 0 | 0 | 9738.6166 | 0.02672%
2026 | 91 | 91-7F | Tier-2 | Tier-2---9 | 4--5 | 319 | 100% | 251.2122 | 79.73% | 18.17% | 2.101% | 9.9145 | 0 | 0 | 9.9145 | 0 | 9.4578 | 5.8157 | 1.6262 | 9.4578 | 5.8157 | 1.6262 | 9.9631 | 6.1264 | 1.6262 | 3.947% | 0.034038 | 0.032353 | 7380.3891 | 1285.4298 | 1444.1692 | 4650.7901 | 7458.2959 | 0 | 0 | 7458.2959 | 0.002081%
2026 | 920 | 920-1342R | Tier-3 | Tier-3---12 | 4--5 | 310 | 100% | 408.8204 | 94.62% | 4.403% | 0.9773% | 19.1478 | 0 | 0 | 19.1478 | 0 | 18.2657 | 5.6516 | 3.2319 | 18.2657 | 5.6516 | 3.2319 | 19.2416 | 5.9536 | 3.2319 | 4.684% | 0.068604 | 0.065208 | 5959.0983 | 1229.6301 | 289.5515 | 4439.9167 | 5975.7964 | 0 | 0 | 5975.7964 | 0.004019%
2026 | 920 | 920-735AE | Tier-2 | Tier-2---7 | 4--5 | 87 | 100% | 627.5827 | 25.02% | 74.11% | 0.8722% | 7.7723 | 0 | 0 | 7.7723 | 0 | 7.4143 | 1.5861 | 4.6745 | 7.4143 | 1.5861 | 4.6745 | 7.8104 | 1.6708 | 4.6745 | 1.238% | 0.068691 | 0.065291 | 9136.3433 | 511.7297 | 6274.1673 | 2350.4463 | 9493.1022 | 0 | 0 | 9493.1022 | 0.001631%
2026 | 921 | 921-800F | Tier-2 | Tier-2---7 | 4--5 | 126 | 100% | 650.3067 | 29.95% | 69.36% | 0.6872% | 9.6425 | 0 | 0 | 9.6425 | 0 | 9.1983 | 2.2971 | 4.0043 | 9.1983 | 2.2971 | 4.0043 | 9.6898 | 2.4199 | 4.0043 | 1.483% | 0.065336 | 0.062102 | 9953.2373 | 702.3415 | 6282.5542 | 2968.3417 | 10316.3119 | 0 | 0 | 10316.3119 | 0.002024%
2026 | 928 | 928-19 | Tier-2 | Tier-2---11 | 4--4 | 53 | 100% | 73.2406 | 96.92% | 1.567% | 1.51% | 3.5139 | 0 | 0 | 3.5139 | 0 | 3.352 | 0.96625 | 3.4691 | 3.352 | 0.96625 | 3.4691 | 3.5311 | 1.0179 | 3.4691 | 4.798% | 0.051756 | 0.049194 | 1415.107 | 294.5529 | 37.2101 | 1083.344 | 1417.3747 | 0 | 0 | 1417.3747 | 0.0007376%
2026 | 968 | 968-476F | Tier-2 | Tier-2---17 | 3--3 | 42 | 100% | 17.6086 | 89.28% | 2.69% | 8.028% | 0.77821 | 0 | 0 | 0.77821 | 0 | 0.74236 | 0.7657 | 0.96951 | 0.74236 | 0.7657 | 0.96951 | 0.78202 | 0.80662 | 0.96951 | 4.419% | 0.015315 | 0.014557 | 1149.748 | 271.1398 | 111.0595 | 767.5487 | 1156.1655 | 0 | 0 | 1156.1655 | 0.0001633%
2026 | 970 | 970-1341R | Tier-3 | Tier-3---4 | 5--5 | 70 | 100% | 1130.055 | 96.17% | 3.586% | 0.2481% | 53.7928 | 0 | 0 | 53.7928 | 0 | 51.3146 | 1.2762 | 40.2098 | 51.3146 | 1.2762 | 40.2098 | 54.0565 | 1.3444 | 40.2098 | 4.76% | 0.12497 | 0.11878 | 9042.8131 | 2000.05 | 446.8525 | 6595.9106 | 9060.8711 | 0 | 0 | 9060.8711 | 0.01129%
2026 | 971 | 971-1973R | Tier-3 | Tier-3---4 | 5--5 | 945 | 100% | 1698.739 | 91.74% | 7.818% | 0.44% | 77.1439 | 0 | 0 | 77.1439 | 0 | 73.59 | 17.2283 | 4.2714 | 73.59 | 17.2283 | 4.2714 | 77.522 | 18.1489 | 4.2714 | 4.541% | 0.14704 | 0.13976 | 11552.8886 | 2071.9815 | 875.2489 | 8605.6581 | 11602.5712 | 0 | 0 | 11602.5712 | 0.01619%
2026 | 971 | 971-2050R | Tier-3 | Tier-3---2 | 5--5 | 1604 | 100% | 3108.8974 | 90.26% | 9.266% | 0.4743% | 138.901 | 0 | 0 | 138.901 | 0 | 132.5021 | 29.2426 | 4.5311 | 132.5021 | 29.2426 | 4.5311 | 139.5819 | 30.8051 | 4.5311 | 4.468% | 0.18464 | 0.1755 | 16837.3789 | 2911.4979 | 1523.0662 | 12402.8149 | 16922.7873 | 0 | 0 | 16922.7873 | 0.02916%
2026 | 971 | 971-29R | Tier-3 | Tier-3---6 | 5--5 | 200 | 100% | 752.2042 | 94.43% | 5.253% | 0.3211% | 35.1587 | 0 | 0 | 35.1587 | 0 | 33.539 | 3.6462 | 9.1983 | 33.539 | 3.6462 | 9.1983 | 35.331 | 3.841 | 9.1983 | 4.674% | 0.12171 | 0.11568 | 6180.3198 | 998.028 | 309.4222 | 4872.8696 | 6198.2603 | 0 | 0 | 6198.2603 | 0.00738%
2026 | 971 | 971-371R | Tier-3 | Tier-3---12 | 5--5 | 118 | 100% | 419.6492 | 95.09% | 4.537% | 0.3709% | 19.7532 | 0 | 0 | 19.7532 | 0 | 18.8432 | 2.1513 | 8.7591 | 18.8432 | 2.1513 | 8.7591 | 19.85 | 2.2662 | 8.7591 | 4.707% | 0.11668 | 0.1109 | 3596.6988 | 576.739 | 156.4778 | 2863.4821 | 3605.8911 | 0 | 0 | 3605.8911 | 0.004146%
2026 | 971 | 971-381R | Tier-2 | Tier-2---15 | 1--5 | 11 | 100% | 16.9397 | 99.3% | 0% | 0.6952% | 0.83269 | 0 | 0 | 0.83269 | 0 | 0.79433 | 0.20054 | 3.9609 | 0.79433 | 0.20054 | 3.9609 | 0.83677 | 0.21126 | 3.9609 | 4.916% | 0.0003802 | 0.00036138 | 44554.817 | 7239.3196 | 281.352 | 37034.1454 | 44570.947 | 0 | 0 | 44570.947 | 0.0001748%
2026 | 971 | 971-383R | Tier-3 | Tier-3---4 | 5--5 | 427 | 100% | 1568.3841 | 85.57% | 14.07% | 0.3633% | 66.4295 | 0 | 0 | 66.4295 | 0 | 63.3692 | 7.7847 | 8.1403 | 63.3692 | 7.7847 | 8.1403 | 66.7551 | 8.2006 | 8.1403 | 4.236% | 0.13837 | 0.13152 | 11334.794 | 1698.1384 | 1536.4876 | 8100.1681 | 11419.9942 | 0 | 0 | 11419.9942 | 0.01394%
2026 | 971 | 971-388R | Tier-3 | Tier-3---4 | 5--5 | 1117 | 100% | 1370.1526 | 91.78% | 7.427% | 0.7941% | 62.2469 | 0 | 0 | 62.2469 | 0 | 59.3793 | 20.3641 | 2.9159 | 59.3793 | 20.3641 | 2.9159 | 62.552 | 21.4522 | 2.9159 | 4.543% | 0.17642 | 0.16769 | 7766.4244 | 1241.1352 | 582.4552 | 5942.8339 | 7799.675 | 0 | 0 | 7799.675 | 0.01307%
2026 | 972 | 972-1582R | Tier-3 | Tier-3---6 | 5--5 | 361 | 100% | 1102.3739 | 89.57% | 9.851% | 0.5741% | 48.8787 | 0 | 0 | 48.8787 | 0 | 46.627 | 6.5814 | 7.0846 | 46.627 | 6.5814 | 7.0846 | 49.1183 | 6.9331 | 7.0846 | 4.434% | 0.15062 | 0.14317 | 7318.7038 | 1095.1808 | 689.6681 | 5533.8548 | 7358.4386 | 0 | 0 | 7358.4386 | 0.01026%
2026 | 972 | 972-1590F | Tier-3 | Tier-3---2 | 5--5 | 1464 | 100% | 2662.477 | 86.18% | 13.31% | 0.5115% | 113.5799 | 0 | 0 | 113.5799 | 0 | 108.3475 | 26.6903 | 4.0594 | 108.3475 | 26.6903 | 4.0594 | 114.1367 | 28.1164 | 4.0594 | 4.266% | 0.17603 | 0.16732 | 15124.9944 | 2683.3405 | 1935.3853 | 10506.2686 | 15233.8451 | 0 | 0 | 15233.8451 | 0.02384%
2026 | 972 | 972-32R | Tier-2 | Tier-2---1 | 5--5 | 958 | 100% | 2627.0976 | 78.5% | 21.13% | 0.3758% | 102.0774 | 0 | 0 | 102.0774 | 0 | 97.3749 | 17.4654 | 5.5753 | 97.3749 | 17.4654 | 5.5753 | 102.5777 | 18.3986 | 5.5753 | 3.886% | 0.16607 | 0.15785 | 15819.0849 | 2182.9188 | 3069.8118 | 10566.3543 | 15996.2393 | 0 | 0 | 15996.2393 | 0.02143%
2026 | 972 | 972-942R | Tier-3 | Tier-3---6 | 5--5 | 360 | 100% | 1052.2316 | 92.49% | 7.06% | 0.4532% | 48.1724 | 0 | 0 | 48.1724 | 0 | 45.9532 | 6.5632 | 7.0017 | 45.9532 | 6.5632 | 7.0017 | 48.4085 | 6.9139 | 7.0017 | 4.578% | 0.14194 | 0.13492 | 7412.953 | 1277.1801 | 501.709 | 5634.0638 | 7441.9562 | 0 | 0 | 7441.9562 | 0.01011%
2026 | 973 | 973-1226R | Tier-3 | Tier-3---10 | 5--5 | 249 | 100% | 738.9301 | 81.66% | 17.71% | 0.6284% | 29.8702 | 0 | 0 | 29.8702 | 0 | 28.4942 | 4.5395 | 6.2769 | 28.4942 | 4.5395 | 6.2769 | 30.0166 | 4.7821 | 6.2769 | 4.042% | 0.13989 | 0.13297 | 5282.0414 | 696.4842 | 883.7073 | 3701.85 | 5332.48 | 0 | 0 | 5332.48 | 0.00627%
2026 | 973 | 973-1245R | Tier-3 | Tier-3---6 | 5--5 | 144 | 100% | 792.6367 | 95.03% | 4.73% | 0.2408% | 37.2851 | 0 | 0 | 37.2851 | 0 | 35.5675 | 2.6253 | 13.5481 | 35.5675 | 2.6253 | 13.5481 | 37.4679 | 2.7655 | 13.5481 | 4.704% | 0.12039 | 0.11443 | 6584.1053 | 1077.527 | 369.5828 | 5136.9955 | 6601.1501 | 0 | 0 | 6601.1501 | 0.007826%
2026 | 973 | 973-626R | Tier-3 | Tier-3---7 | 5--5 | 198 | 100% | 933.998 | 86.55% | 12.73% | 0.7172% | 40.0157 | 0 | 0 | 40.0157 | 0 | 38.1722 | 3.6097 | 10.5748 | 38.1722 | 3.6097 | 10.5748 | 40.2118 | 3.8026 | 10.5748 | 4.284% | 0.1523 | 0.14476 | 6132.6277 | 944.3399 | 738.3045 | 4449.9833 | 6175.576 | 0 | 0 | 6175.576 | 0.008399%
2026 | 974 | 974-23R | Tier-3 | Tier-3---11 | 5--5 | 611 | 100% | 770.0113 | 72.03% | 26.78% | 1.193% | 27.4528 | 0 | 0 | 27.4528 | 0 | 26.1881 | 11.1392 | 2.351 | 26.1881 | 11.1392 | 2.351 | 27.5874 | 11.7344 | 2.351 | 3.565% | 0.16472 | 0.15657 | 4674.6625 | 542.8961 | 1175.2982 | 2956.4682 | 4742.7663 | 0 | 0 | 4742.7663 | 0.005762%
2026 | 974 | 974-715R | Tier-3 | Tier-3---6 | 5--5 | 73 | 100% | 765.8632 | 95.89% | 3.616% | 0.4898% | 36.3537 | 0 | 0 | 36.3537 | 0 | 34.679 | 1.3309 | 26.0574 | 34.679 | 1.3309 | 26.0574 | 36.5319 | 1.402 | 26.0574 | 4.747% | 0.14069 | 0.13372 | 5443.6999 | 833.249 | 274.7582 | 4335.6927 | 5455.3397 | 0 | 0 | 5455.3397 | 0.007631%
2026 | 975 | 975-22R | Tier-3 | Tier-3---7 | 5--5 | 25 | 100% | 1670.0817 | 26.02% | 73.92% | 0.06338% | 21.5086 | 0 | 0 | 21.5086 | 0 | 20.5177 | 0.45578 | 45.0171 | 20.5177 | 0.45578 | 45.0171 | 21.614 | 0.48013 | 45.0171 | 1.288% | 0.19669 | 0.18696 | 8490.7264 | 507.2869 | 5821.7498 | 2161.6897 | 8817.8604 | 0 | 0 | 8817.8604 | 0.004515%
2026 | 991 | 991-1 | Tier-2 | Tier-2---12 | 4--5 | 189 | 100% | 269.0349 | 22.26% | 77.39% | 0.3477% | 2.965 | 0 | 0 | 2.965 | 0 | 2.8285 | 3.4457 | 0.82087 | 2.8285 | 3.4457 | 0.82087 | 2.9796 | 3.6298 | 0.82087 | 1.102% | 0.034773 | 0.033051 | 7736.9795 | 537.9923 | 5445.2245 | 1753.7627 | 8050.1946 | 0 | 0 | 8050.1946 | 0.0006224%
2026 | 991 | 991-1206R | Tier-2 | Tier-2---4 | 4--5 | 392 | 100% | 580.6091 | 98.3% | 0.7633% | 0.9388% | 28.251 | 0 | 0 | 28.251 | 0 | 26.9495 | 7.1466 | 3.771 | 26.9495 | 7.1466 | 3.771 | 28.3895 | 7.5284 | 3.771 | 4.866% | 0.063785 | 0.060628 | 9102.5384 | 2181.358 | 136.565 | 6784.6154 | 9110.6067 | 0 | 0 | 9110.6067 | 0.00593%
2026 | 1023 | CB 1023 | Tier-2 | Tier-2---4 | 4--5 | 184 | 100% | 374.8399 | 98.36% | 0.9442% | 0.6917% | 18.251 | 0 | 0 | 18.251 | 0 | 17.4102 | 3.3545 | 5.1901 | 17.4102 | 3.3545 | 5.1901 | 18.3405 | 3.5338 | 5.1901 | 4.869% | 0.082267 | 0.078195 | 4556.3931 | 688.3386 | 326.2097 | 3541.8448 | 4560.275 | 0 | 0 | 4560.275 | 0.003831%
2026 | 1090 | CB 1090 | Tier-2 | Tier-2---7 | 3--5 | 149 | 100% | 193.2665 | 97.29% | 1.202% | 1.508% | 9.3074 | 0 | 0 | 9.3074 | 0 | 8.8787 | 2.7164 | 3.2685 | 8.8787 | 2.7164 | 3.2685 | 9.3531 | 2.8616 | 3.2685 | 4.816% | 0.025114 | 0.023871 | 7695.6285 | 1211.5196 | 206.2478 | 6277.8611 | 7706.4898 | 0 | 0 | 7706.4898 | 0.001954%
2026 | 1101 | CB 1101 | Tier-2 | Tier-2---9 | 4--4 | 41 | 100% | 199.93 | 98.45% | 0.8502% | 0.703% | 9.7428 | 0 | 0 | 9.7428 | 0 | 9.294 | 0.74747 | 12.4339 | 9.294 | 0.74747 | 12.4339 | 9.7906 | 0.78741 | 12.4339 | 4.873% | 0.091579 | 0.087045 | 2183.1518 | 318.4441 | 233.987 | 1630.7207 | 2184.9176 | 0 | 0 | 2184.9176 | 0.002045%
2026 | 1106 | CB 1106 | Tier-2 | Tier-2---7 | 4--5 | 242 | 100% | 1067.6226 | 5.884% | 94.04% | 0.07265% | 3.1093 | 0 | 0 | 3.1093 | 0 | 2.9661 | 4.4119 | 0.67228 | 2.9661 | 4.4119 | 0.67228 | 3.1245 | 4.6477 | 0.67228 | 0.2912% | 0.070774 | 0.067271 | 15084.9121 | 163.1311 | 12883.8022 | 2037.9789 | 15824.2814 | 0 | 0 | 15824.2814 | 0.0006526%
2026 | 1138 | CB 1138 | Tier-2 | Tier-2---10 | 5--4 | 241 | 100% | 305.5776 | 38.78% | 59.44% | 1.777% | 5.8657 | 0 | 0 | 5.8657 | 0 | 5.5955 | 4.3937 | 1.2735 | 5.5955 | 4.3937 | 1.2735 | 5.8945 | 4.6284 | 1.2735 | 1.92% | 0.11418 | 0.10853 | 2676.3311 | 209.1802 | 1537.4835 | 929.6674 | 2761.6594 | 0 | 0 | 2761.6594 | 0.001231%
2026 | 1162 | CB 1162 | Tier-2 | Tier-2---18 | 4--2 | 13 | 100% | 17.3545 | 85.79% | 8.389% | 5.825% | 0.73695 | 0 | 0 | 0.73695 | 0 | 0.703 | 0.237 | 2.9662 | 0.703 | 0.237 | 2.9662 | 0.74056 | 0.24967 | 2.9662 | 4.246% | 0.064214 | 0.061035 | 270.2621 | 35.4982 | 38.2909 | 196.4729 | 272.2626 | 0 | 0 | 272.2626 | 0.0001547%
2026 | 1234 | CB 1234 | Tier-3 | Tier-3---10 | 5--5 | 1271 | 100% | 1703.5911 | 47.26% | 52.1% | 0.6391% | 39.8535 | 0 | 0 | 39.8535 | 0 | 38.0175 | 23.1717 | 1.6407 | 38.0175 | 23.1717 | 1.6407 | 40.0489 | 24.4098 | 1.6407 | 2.339% | 0.11961 | 0.11369 | 14242.4054 | 1075.4767 | 7121.7223 | 6045.2064 | 14633.5836 | 0 | 0 | 14633.5836 | 0.008365%
2026 | 1235 | CB 1235 | Tier-2 | Tier-2---6 | 4--5 | 2262 | 100% | 1038.4291 | 94.32% | 4.296% | 1.381% | 48.4843 | 0 | 0 | 48.4843 | 0 | 46.2507 | 41.2387 | 1.1215 | 46.2507 | 41.2387 | 1.1215 | 48.722 | 43.4421 | 1.1215 | 4.669% | 0.082825 | 0.078725 | 12537.6589 | 2179.7945 | 762.6013 | 9595.263 | 12574.7238 | 0 | 0 | 12574.7238 | 0.01018%
2026 | 1243 | CB 1243 | Tier-2 | Tier-2---7 | 3--5 | 367 | 100% | 199.4877 | 98.24% | 0% | 1.764% | 9.7004 | 0 | 0 | 9.7004 | 0 | 9.2535 | 6.6908 | 1.383 | 9.2535 | 6.6908 | 1.383 | 9.748 | 7.0483 | 1.383 | 4.863% | 0.019586 | 0.018616 | 10185.2188 | 1675.1434 | 207.9289 | 8302.1466 | 10194.5771 | 0 | 0 | 10194.5771 | 0.002036%
2026 | 1245 | CB 1245 | Tier-2 | Tier-2---15 | 1--5 | 15 | 100% | 16.7924 | 98.43% | 0% | 1.568% | 0.81819 | 0 | 0 | 0.81819 | 0 | 0.7805 | 0.27347 | 2.8541 | 0.7805 | 0.27347 | 2.8541 | 0.8222 | 0.28808 | 2.8541 | 4.872% | 0.001637 | 0.001556 | 10258.0329 | 2664.8486 | 151.8636 | 7441.3207 | 10266.4078 | 0 | 0 | 10266.4078 | 0.0001717%
2026 | 1250 | CB 1250 | Tier-2 | Tier-2---4 | 4--5 | 74 | 100% | 388.8417 | 99.33% | 0.414% | 0.257% | 19.1185 | 0 | 0 | 19.1185 | 0 | 18.2378 | 1.3491 | 13.5185 | 18.2378 | 1.3491 | 13.5185 | 19.2122 | 1.4212 | 13.5185 | 4.917% | 0.088703 | 0.084312 | 4383.6458 | 676.5543 | 273.8326 | 3433.2589 | 4385.1777 | 0 | 0 | 4385.1777 | 0.004013%
2026 | 1299 | CB 1299 | Tier-2 | Tier-2---19 | 3--3 | 14 | 100% | 20.1766 | 88.04% | 0% | 11.96% | 0.87929 | 0 | 0 | 0.87929 | 0 | 0.83878 | 0.25523 | 3.2863 | 0.83878 | 0.25523 | 3.2863 | 0.8836 | 0.26887 | 3.2863 | 4.358% | 0.014997 | 0.014255 | 1345.3401 | 209.983 | 174.7231 | 960.634 | 1353.7198 | 0 | 0 | 1353.7198 | 0.0001846%
2026 | 1446 | CB 1446 | Tier-1 | Non-HFTD---17 | 1--2 | 13 | 100% | 1.2208 | 71.06% | 0% | 28.94% | 0.042941 | 0 | 0 | 0.042941 | 0 | 0.040963 | 0.237 | 0.17283 | 0.040963 | 0.237 | 0.17283 | 0.043151 | 0.24967 | 0.17283 | 3.517% | 0.0015656 | 0.0014881 | 779.7766 | 81.9694 | 246.8232 | 450.9841 | 791.5297 | 0 | 0 | 791.5297 | 9.013e-06%
2026 | 1448 | CB 1448 | Tier-1 | Non-HFTD---15 | 1--3 | 26 | 100% | 2.9553 | 84.44% | 0% | 15.56% | 0.12352 | 0 | 0 | 0.12352 | 0 | 0.11783 | 0.47401 | 0.24859 | 0.11783 | 0.47401 | 0.24859 | 0.12413 | 0.49933 | 0.24859 | 4.18% | 0.002261 | 0.0021491 | 1307.0696 | 93.2099 | 706.8191 | 507.0406 | 1317.6622 | 0 | 0 | 1317.6622 | 2.593e-05%
2026 | 1525 | CB 1525 | Tier-2 | Tier-2---13 | 4--4 | 24 | 100% | 193.8892 | 15.57% | 82.62% | 1.812% | 1.4939 | 0 | 0 | 1.4939 | 0 | 1.4251 | 0.43755 | 3.257 | 1.4251 | 0.43755 | 3.257 | 1.5012 | 0.46092 | 3.257 | 0.7705% | 0.050512 | 0.048011 | 3838.4933 | 115.2522 | 3031.2128 | 692.0283 | 4007.2783 | 0 | 0 | 4007.2783 | 0.0003136%
2026 | 185 | CB 185 | Tier-2 | Tier-2---12 | 3--4 | 5 | 100% | 138.4091 | 43.72% | 54.12% | 2.153% | 2.9955 | 0 | 0 | 2.9955 | 0 | 2.8575 | 0.091155 | 31.3476 | 2.8575 | 0.091155 | 31.3476 | 3.0102 | 0.096026 | 31.3476 | 2.164% | 0.027797 | 0.026421 | 4979.3165 | 370.0673 | 2508.501 | 2100.7482 | 5125.2523 | 0 | 0 | 5125.2523 | 0.0006288%
2026 | 196 | CB 196 | Tier-2 | Tier-2---15 | 3--4 | 14 | 100% | 130.1585 | 2.113% | 97.57% | 0.316% | 0.13615 | 0 | 0 | 0.13615 | 0 | 0.12988 | 0.25523 | 0.50887 | 0.12988 | 0.25523 | 0.50887 | 0.13682 | 0.26887 | 0.50887 | 0.1046% | 0.019464 | 0.018501 | 6687.0046 | 19.3582 | 5804.1249 | 863.5215 | 7027.8901 | 0 | 0 | 7027.8901 | 2.858e-05%
2026 | 200 | CB 200 | Tier-2 | Tier-2---9 | 4--5 | 168 | 100% | 748.3334 | 16.62% | 82.09% | 1.289% | 6.1567 | 0 | 0 | 6.1567 | 0 | 5.8731 | 3.0628 | 1.9176 | 5.8731 | 3.0628 | 1.9176 | 6.1869 | 3.2265 | 1.9176 | 0.8227% | 0.060261 | 0.057278 | 12418.2035 | 230.4691 | 10130.0521 | 2057.6824 | 12957.4282 | 0 | 0 | 12957.4282 | 0.001292%
2026 | 202 | CB 202 | Tier-2 | Tier-2---16 | 4--3 | 321 | 100% | 63.0384 | 89.89% | 0% | 10.11% | 2.805 | 0 | 0 | 2.805 | 0 | 2.6757 | 5.8522 | 0.45722 | 2.6757 | 5.8522 | 0.45722 | 2.8187 | 6.1649 | 0.45722 | 4.45% | 0.040966 | 0.038939 | 1538.7821 | 188.6374 | 158.7642 | 1191.3805 | 1546.8829 | 0 | 0 | 1546.8829 | 0.0005888%
2026 | 203 | CB 203 | Tier-2 | Tier-2---13 | 4--4 | 554 | 100% | 187.9021 | 7.943% | 89.84% | 2.222% | 0.73876 | 0 | 0 | 0.73876 | 0 | 0.70473 | 10.1 | 0.069775 | 0.70473 | 10.1 | 0.069775 | 0.74238 | 10.6397 | 0.069775 | 0.3932% | 0.03541 | 0.033657 | 5306.4388 | 19.0742 | 4782.3725 | 504.9921 | 5560.8373 | 0 | 0 | 5560.8373 | 0.0001551%
2026 | 204 | CB 204 | Tier-2 | Tier-2---9 | 4--4 | 463 | 100% | 421.5291 | 52.89% | 45.23% | 1.878% | 11.0363 | 0 | 0 | 11.0363 | 0 | 10.5279 | 8.441 | 1.2472 | 10.5279 | 8.441 | 1.2472 | 11.0904 | 8.892 | 1.2472 | 2.618% | 0.068524 | 0.065132 | 6151.5544 | 481.5982 | 2922.6769 | 2747.2793 | 6302.4694 | 0 | 0 | 6302.4694 | 0.002317%
2026 | 215 | CB 215 | Tier-3 | Tier-3---20 | 1--5 | 8 | 100% | 14.3567 | 99.04% | 0% | 0.9603% | 0.70383 | 0 | 0 | 0.70383 | 0 | 0.67141 | 0.14585 | 4.6035 | 0.67141 | 0.14585 | 4.6035 | 0.70728 | 0.15364 | 4.6035 | 4.902% | 0.0005546 | 0.00052715 | 25886.5156 | 4082.8416 | 802.2051 | 21001.4689 | 25899.4616 | 0 | 0 | 25899.4616 | 0.0001477%
2026 | 230 | CB 230 | Tier-2 | Tier-2---14 | 1--5 | 77 | 100% | 37.0692 | 98.96% | 0% | 1.045% | 1.8158 | 0 | 0 | 1.8158 | 0 | 1.7321 | 1.4038 | 1.2339 | 1.7321 | 1.4038 | 1.2339 | 1.8247 | 1.4788 | 1.2339 | 4.898% | 0.0025822 | 0.0024544 | 14355.6795 | 1973.4751 | 2354.5204 | 10027.684 | 14363.4884 | 0 | 0 | 14363.4884 | 0.0003811%
2026 | 231 | CB 231 | Tier-2 | Tier-2---7 | 4--5 | 688 | 100% | 416.5176 | 95.81% | 2.821% | 1.365% | 19.7547 | 0 | 0 | 19.7547 | 0 | 18.8446 | 12.543 | 1.5024 | 18.8446 | 12.543 | 1.5024 | 19.8515 | 13.2132 | 1.5024 | 4.743% | 0.037573 | 0.035713 | 11085.6737 | 1859.8233 | 754.4202 | 8471.4303 | 11109.8371 | 0 | 0 | 11109.8371 | 0.004147%
2026 | 232 | CB 232 | Tier-2 | Tier-2---7 | 4--5 | 605 | 100% | 300.2122 | 85.96% | 12.43% | 1.615% | 12.7738 | 0 | 0 | 12.7738 | 0 | 12.1854 | 11.0298 | 1.1048 | 12.1854 | 11.0298 | 1.1048 | 12.8364 | 11.6191 | 1.1048 | 4.255% | 0.029023 | 0.027587 | 10343.7991 | 1418.351 | 1554.0747 | 7371.3734 | 10419.4395 | 0 | 0 | 10419.4395 | 0.002681%
2026 | 233 | CB 233 | Tier-2 | Tier-2---4 | 4--5 | 1834 | 100% | 763.9567 | 93.34% | 4.903% | 1.762% | 35.2955 | 0 | 0 | 35.2955 | 0 | 33.6695 | 33.4358 | 1.007 | 33.6695 | 33.4358 | 1.007 | 35.4685 | 35.2223 | 1.007 | 4.62% | 0.075451 | 0.071716 | 10125.1756 | 1595.7447 | 1194.5405 | 7334.8905 | 10160.3196 | 0 | 0 | 10160.3196 | 0.007409%
2026 | 234 | CB 234 | Tier-2 | Tier-2---4 | 4--5 | 1006 | 100% | 535.5214 | 93.25% | 5.438% | 1.313% | 24.7187 | 0 | 0 | 24.7187 | 0 | 23.5799 | 18.3404 | 1.2857 | 23.5799 | 18.3404 | 1.2857 | 24.8398 | 19.3204 | 1.2857 | 4.616% | 0.044658 | 0.042447 | 11991.611 | 2064.9333 | 958.1122 | 8968.5654 | 12033.7724 | 0 | 0 | 12033.7724 | 0.005188%
2026 | 236 | CB 236 | Tier-2 | Tier-2---1 | 5--5 | 678 | 100% | 1431.5889 | 79.32% | 20.27% | 0.409% | 56.2122 | 0 | 0 | 56.2122 | 0 | 53.6226 | 12.3607 | 4.3382 | 53.6226 | 12.3607 | 4.3382 | 56.4877 | 13.0211 | 4.3382 | 3.927% | 0.1419 | 0.13487 | 10088.9585 | 1415.4843 | 1966.6729 | 6706.8012 | 10197.5904 | 0 | 0 | 10197.5904 | 0.0118%
2026 | 237 | CB 237 | Tier-2 | Tier-2---8 | 5--5 | 34 | 100% | 185.7066 | 94.91% | 4.738% | 0.3556% | 8.7243 | 0 | 0 | 8.7243 | 0 | 8.3224 | 0.61986 | 13.4263 | 8.3224 | 0.61986 | 13.4263 | 8.767 | 0.65298 | 13.4263 | 4.698% | 0.10923 | 0.10382 | 1700.183 | 298.8503 | 101.9614 | 1299.3713 | 1704.6928 | 0 | 0 | 1704.6928 | 0.001831%
2026 | 240 | CB 240 | Tier-2 | Tier-2---9 | 4--5 | 241 | 100% | 222.9994 | 87.14% | 10.79% | 2.065% | 9.6189 | 0 | 0 | 9.6189 | 0 | 9.1758 | 4.3937 | 2.0884 | 9.1758 | 4.3937 | 2.0884 | 9.6661 | 4.6284 | 2.0884 | 4.313% | 0.048511 | 0.046109 | 4596.922 | 825.8016 | 739.2506 | 3031.8699 | 4627.7085 | 0 | 0 | 4627.7085 | 0.002019%
2026 | 242 | CB 242 | Tier-2 | Tier-2---11 | 5--3 | 55 | 100% | 207.8863 | 31.82% | 66.99% | 1.182% | 3.2748 | 0 | 0 | 3.2748 | 0 | 3.1239 | 1.0027 | 3.1155 | 3.1239 | 1.0027 | 3.1155 | 3.2908 | 1.0563 | 3.1155 | 1.575% | 0.1014 | 0.096385 | 2050.064 | 80.1099 | 1437.2921 | 532.662 | 2122.8512 | 0 | 0 | 2122.8512 | 0.0006874%
2026 | 244 | CB 244 | Tier-2 | Tier-2---14 | 4--4 | 20 | 100% | 218.1664 | 17.26% | 81.28% | 1.461% | 1.8642 | 0 | 0 | 1.8642 | 0 | 1.7783 | 0.36462 | 4.8771 | 1.7783 | 0.36462 | 4.8771 | 1.8733 | 0.3841 | 4.8771 | 0.8545% | 0.040668 | 0.038655 | 5364.5179 | 74.3952 | 4565.48 | 724.6427 | 5595.6651 | 0 | 0 | 5595.6651 | 0.0003913%
2026 | 246 | CB 246 | Tier-2 | Tier-2---7 | 4--5 | 577 | 100% | 397.8494 | 64.68% | 33.47% | 1.858% | 12.7368 | 0 | 0 | 12.7368 | 0 | 12.1501 | 10.5193 | 1.155 | 12.1501 | 10.5193 | 1.155 | 12.7993 | 11.0814 | 1.155 | 3.201% | 0.066431 | 0.063143 | 5988.8765 | 880.2356 | 2229.0372 | 2879.6037 | 6099.0502 | 0 | 0 | 6099.0502 | 0.002673%
2026 | 247 | CB 247 | Tier-2 | Tier-2---12 | 4--4 | 119 | 100% | 172.2064 | 35.95% | 62.53% | 1.527% | 3.0642 | 0 | 0 | 3.0642 | 0 | 2.9231 | 2.1695 | 1.3473 | 2.9231 | 2.1695 | 1.3473 | 3.0792 | 2.2854 | 1.3473 | 1.779% | 0.038566 | 0.036657 | 4465.2144 | 298.159 | 2868.7773 | 1298.2781 | 4614.1618 | 0 | 0 | 4614.1618 | 0.0006432%
2026 | 248 | CB 248 | Tier-2 | Tier-2---9 | 3--5 | 276 | 100% | 152.3893 | 96.93% | 0% | 3.073% | 7.3115 | 0 | 0 | 7.3115 | 0 | 6.9746 | 5.0318 | 1.3861 | 6.9746 | 5.0318 | 1.3861 | 7.3473 | 5.3006 | 1.3861 | 4.798% | 0.01881 | 0.017879 | 8101.4189 | 1342.8535 | 227.2912 | 6531.2742 | 8114.384 | 0 | 0 | 8114.384 | 0.001535%
2026 | 249 | CB 249 | Tier-3 | Tier-3---16 | 4--4 | 167 | 100% | 160.495 | 85.08% | 13.47% | 1.449% | 6.7591 | 0 | 0 | 6.7591 | 0 | 6.4477 | 3.0446 | 2.1178 | 6.4477 | 3.0446 | 2.1178 | 6.7922 | 3.2073 | 2.1178 | 4.211% | 0.05906 | 0.056137 | 2717.4811 | 349.6551 | 457.423 | 1910.4031 | 2738.598 | 0 | 0 | 2738.598 | 0.001419%
2026 | 280 | CB 280 | Tier-2 | Tier-2---14 | 4--4 | 8 | 100% | 274.2011 | 7.05% | 92.04% | 0.912% | 0.95683 | 0 | 0 | 0.95683 | 0 | 0.91275 | 0.14585 | 6.2582 | 0.91275 | 0.14585 | 6.2582 | 0.96152 | 0.15364 | 6.2582 | 0.349% | 0.042409 | 0.04031 | 6465.5727 | 45.4317 | 5724.1115 | 696.0295 | 6778.5492 | 0 | 0 | 6778.5492 | 0.0002008%
2026 | 292 | CB 292 | Tier-2 | Tier-2---18 | 4--3 | 385 | 100% | 47.5044 | 34.5% | 64.33% | 1.17% | 0.81136 | 0 | 0 | 0.81136 | 0 | 0.77398 | 7.019 | 0.11027 | 0.77398 | 7.019 | 0.11027 | 0.81533 | 7.394 | 0.11027 | 1.708% | 0.048129 | 0.045747 | 987.0231 | 50.0827 | 552.1658 | 384.7746 | 1020.6893 | 0 | 0 | 1020.6893 | 0.0001703%
2026 | 315 | CB 315 | Tier-2 | Tier-2---19 | 1--4 | 151 | 100% | 5.1424 | 94.4% | 0% | 5.599% | 0.2403 | 0 | 0 | 0.2403 | 0 | 0.22923 | 2.7529 | 0.083268 | 0.22923 | 2.7529 | 0.083268 | 0.24147 | 2.9 | 0.083268 | 4.673% | 0.0017586 | 0.0016715 | 2924.1607 | 267.0973 | 1290.9222 | 1366.1411 | 2932.6876 | 0 | 0 | 2932.6876 | 5.044e-05%
2026 | 327 | CB 327 | Tier-3 | Tier-3---16 | 4--5 | 22 | 100% | 193.645 | 98.47% | 1.165% | 0.3624% | 9.439 | 0 | 0 | 9.439 | 0 | 9.0042 | 0.40108 | 22.4497 | 9.0042 | 0.40108 | 22.4497 | 9.4853 | 0.42251 | 22.4497 | 4.874% | 0.076966 | 0.073157 | 2515.9681 | 429.9476 | 31.582 | 2054.4384 | 2517.9694 | 0 | 0 | 2517.9694 | 0.001981%
2026 | 329 | CB 329 | Tier-2 | Tier-2---14 | 3--4 | 37 | 100% | 65.8898 | 89.85% | 8.372% | 1.777% | 2.9305 | 0 | 0 | 2.9305 | 0 | 2.7955 | 0.67455 | 4.1443 | 2.7955 | 0.67455 | 4.1443 | 2.9449 | 0.71059 | 4.1443 | 4.448% | 0.026212 | 0.024915 | 2513.6892 | 282.0394 | 739.5173 | 1492.1325 | 2526.9755 | 0 | 0 | 2526.9755 | 0.0006151%
2026 | 330 | CB 330 | Tier-2 | Tier-2---16 | 4--3 | 228 | 100% | 120.677 | 32.91% | 64.46% | 2.626% | 1.966 | 0 | 0 | 1.966 | 0 | 1.8754 | 4.1567 | 0.45118 | 1.8754 | 4.1567 | 0.45118 | 1.9756 | 4.3788 | 0.45118 | 1.629% | 0.029702 | 0.028232 | 4062.9261 | 7.6233 | 3748.7743 | 306.5286 | 4204.8777 | 0 | 0 | 4204.8777 | 0.0004127%
2026 | 331 | CB 331 | Tier-2 | Tier-2---14 | 2--5 | 3 | 100% | 85.8116 | 98.16% | 0% | 1.839% | 4.1696 | 0 | 0 | 4.1696 | 0 | 3.9775 | 0.054693 | 72.7233 | 3.9775 | 0.054693 | 72.7233 | 4.19 | 0.057616 | 72.7233 | 4.859% | 0.010352 | 0.0098396 | 8289.3738 | 853.0321 | 3055.5825 | 4380.7593 | 8297.3133 | 0 | 0 | 8297.3133 | 0.0008752%
2026 | 350 | CB 350 | Tier-2 | Tier-2---15 | 1--5 | 1 | 100% | 13.015 | 99.22% | 0% | 0.7827% | 0.6392 | 0 | 0 | 0.6392 | 0 | 0.60975 | 0.018231 | 33.4459 | 0.60975 | 0.018231 | 33.4459 | 0.64233 | 0.019205 | 33.4459 | 4.911% | 0.0004644 | 0.00044141 | 28025.4905 | 4248.3953 | 2001.1403 | 21775.9549 | 28036.9146 | 0 | 0 | 28036.9146 | 0.0001342%
2026 | 351 | CB 351 | Tier-2 | Tier-2---3 | 5--5 | 542 | 100% | 1226.0332 | 96.06% | 3.555% | 0.3808% | 58.2998 | 0 | 0 | 58.2998 | 0 | 55.614 | 9.8812 | 5.6282 | 55.614 | 9.8812 | 5.6282 | 58.5856 | 10.4092 | 5.6282 | 4.755% | 0.12463 | 0.11847 | 9837.0052 | 2175.7089 | 389.2547 | 7272.0416 | 9857.1702 | 0 | 0 | 9857.1702 | 0.01224%
2026 | 352 | CB 352 | Tier-2 | Tier-2---18 | 4--2 | 27 | 100% | 9.3178 | 92.82% | 5.766% | 1.417% | 0.4281 | 0 | 0 | 0.4281 | 0 | 0.40838 | 0.49224 | 0.82963 | 0.40838 | 0.49224 | 0.82963 | 0.4302 | 0.51854 | 0.82963 | 4.594% | 0.066856 | 0.063546 | 139.3709 | 20.9143 | 9.4564 | 109.0003 | 139.8923 | 0 | 0 | 139.8923 | 8.986e-05%
2026 | 353 | CB 353 | Tier-2 | Tier-2---19 | 1--5 | 2 | 100% | 1.2114 | 91.46% | 0% | 8.541% | 0.054842 | 0 | 0 | 0.054842 | 0 | 0.052316 | 0.036462 | 1.4348 | 0.052316 | 0.036462 | 1.4348 | 0.055111 | 0.03841 | 1.4348 | 4.527% | 0.0001926 | 0.00018307 | 6289.6304 | 841.6188 | 1074.3724 | 4373.6392 | 6317.6054 | 0 | 0 | 6317.6054 | 1.151e-05%
2026 | 355 | CB 355 | Tier-2 | Tier-2---3 | 5--5 | 836 | 100% | 1277.9843 | 89.96% | 9.576% | 0.4654% | 56.9079 | 0 | 0 | 56.9079 | 0 | 54.2862 | 15.2412 | 3.5618 | 54.2862 | 15.2412 | 3.5618 | 57.1868 | 16.0555 | 3.5618 | 4.453% | 0.1048 | 0.099616 | 12194.1112 | 2321.0506 | 1198.9562 | 8674.1044 | 12257.8799 | 0 | 0 | 12257.8799 | 0.01195%
2026 | 356 | CB 356 | Tier-2 | Tier-2---19 | 1--5 | 5 | 100% | 1.0316 | 94.21% | 0% | 5.788% | 0.048109 | 0 | 0 | 0.048109 | 0 | 0.045893 | 0.091155 | 0.50346 | 0.045893 | 0.091155 | 0.50346 | 0.048345 | 0.096026 | 0.50346 | 4.663% | 0.0001262 | 0.00011995 | 8174.5031 | 1142.3903 | 1177.2898 | 5854.823 | 8199.1451 | 0 | 0 | 8199.1451 | 1.01e-05%
2026 | 357 | CB 357 | Tier-3 | Tier-3---10 | 5--5 | 372 | 100% | 902.4975 | 73.58% | 26.03% | 0.3952% | 32.8696 | 0 | 0 | 32.8696 | 0 | 31.3553 | 6.782 | 4.6233 | 31.3553 | 6.782 | 4.6233 | 33.0307 | 7.1443 | 4.6233 | 3.642% | 0.12773 | 0.12141 | 7065.5334 | 866.3454 | 1820.4674 | 4378.7206 | 7162.7585 | 0 | 0 | 7162.7585 | 0.006899%
2026 | 358 | CB 358 | Tier-3 | Tier-3---15 | 5--4 | 35 | 100% | 699.283 | 2.295% | 97.69% | 0.01935% | 0.79454 | 0 | 0 | 0.79454 | 0 | 0.75793 | 0.63809 | 1.1878 | 0.75793 | 0.63809 | 1.1878 | 0.79843 | 0.67218 | 1.1878 | 0.1136% | 0.1387 | 0.13184 | 5041.5636 | 26.6978 | 4414.3494 | 600.5164 | 5298.0908 | 0 | 0 | 5298.0908 | 0.0001668%
2026 | 381 | CB 381 | Tier-1 | Non-HFTD---5 | 1--4 | 10 | 100% | 28.7077 | 97.4% | 0% | 2.599% | 1.3841 | 0 | 0 | 1.3841 | 0 | 1.3203 | 0.18231 | 7.2422 | 1.3203 | 0.18231 | 7.2422 | 1.3909 | 0.19205 | 7.2422 | 4.821% | 0.0039148 | 0.003721 | 7333.1227 | 392.04 | 5437.6577 | 1503.425 | 7343.0489 | 0 | 0 | 7343.0489 | 0.0002905%
2026 | 396 | CB 396 | Tier-2 | Tier-2---11 | 5--4 | 3 | 100% | 591.9026 | 5.239% | 94.32% | 0.4451% | 1.5351 | 0 | 0 | 1.5351 | 0 | 1.4643 | 0.054693 | 26.7737 | 1.4643 | 0.054693 | 26.7737 | 1.5426 | 0.057616 | 26.7737 | 0.2593% | 0.10036 | 0.095392 | 5897.7936 | 58.5391 | 5103.2719 | 735.9827 | 6188.846 | 0 | 0 | 6188.846 | 0.0003222%
2026 | 441 | CB 441 | Tier-3 | Tier-3---15 | 5--3 | 152 | 100% | 331.3843 | 80.16% | 18.98% | 0.8593% | 13.1488 | 0 | 0 | 13.1488 | 0 | 12.5431 | 2.7711 | 4.5263 | 12.5431 | 2.7711 | 4.5263 | 13.2133 | 2.9192 | 4.5263 | 3.968% | 0.54555 | 0.51854 | 607.4359 | 49.8353 | 106.5497 | 451.0509 | 613.7126 | 0 | 0 | 613.7126 | 0.00276%
2026 | 443 | CB 443 | Tier-2 | Tier-2---17 | 2--4 | 9 | 100% | 20.1638 | 94.45% | 0% | 5.554% | 0.94267 | 0 | 0 | 0.94267 | 0 | 0.89924 | 0.16408 | 5.4805 | 0.89924 | 0.16408 | 5.4805 | 0.94729 | 0.17285 | 5.4805 | 4.675% | 0.007405 | 0.0070385 | 2722.9916 | 539.7491 | 142.9952 | 2040.2473 | 2730.8683 | 0 | 0 | 2730.8683 | 0.0001979%
2026 | 444 | CB 444 | Tier-2 | Tier-2---16 | 4--2 | 4 | 100% | 29.6249 | 91.02% | 7.551% | 1.432% | 1.3347 | 0 | 0 | 1.3347 | 0 | 1.2732 | 0.072924 | 17.4594 | 1.2732 | 0.072924 | 17.4594 | 1.3412 | 0.076821 | 17.4594 | 4.505% | 0.081621 | 0.07758 | 362.9586 | 45.1173 | 37.8839 | 279.9573 | 364.6566 | 0 | 0 | 364.6566 | 0.0002802%
2026 | 470 | CB 470 | Tier-2 | Tier-2---6 | 5--5 | 183 | 100% | 1121.5891 | 72.77% | 26.47% | 0.763% | 40.4013 | 0 | 0 | 40.4013 | 0 | 38.5401 | 3.3363 | 11.5518 | 38.5401 | 3.3363 | 11.5518 | 40.5993 | 3.5145 | 11.5518 | 3.602% | 0.114 | 0.10835 | 9838.8116 | 1666.77 | 2557.3386 | 5614.703 | 9978.3305 | 0 | 0 | 9978.3305 | 0.00848%
2026 | 499 | CB 499 | Tier-2 | Tier-2---19 | 2--3 | 3 | 100% | 12.7092 | 92.01% | 0% | 7.988% | 0.57885 | 0 | 0 | 0.57885 | 0 | 0.55219 | 0.054693 | 10.0961 | 0.55219 | 0.054693 | 10.0961 | 0.58169 | 0.057616 | 10.0961 | 4.555% | 0.00687 | 0.0065299 | 1849.953 | 152.4302 | 848.7409 | 848.782 | 1857.6484 | 0 | 0 | 1857.6484 | 0.0001215%
2026 | 520 | CB 520 | Tier-2 | Tier-2---21 | 1--5 | 6 | 100% | 0.50118 | 92.64% | 0% | 7.355% | 0.022984 | 0 | 0 | 0.022984 | 0 | 0.021925 | 0.10939 | 0.20043 | 0.021925 | 0.10939 | 0.20043 | 0.023096 | 0.11523 | 0.20043 | 4.586% | 7.36e-05 | 6.9957e-05 | 6809.4677 | 1224.7725 | 1893.3117 | 3691.3835 | 6835.5511 | 0 | 0 | 6835.5511 | 4.824e-06%
2026 | 521 | CB 521 | Tier-2 | Tier-2---20 | 3--1 | 19 | 100% | 11.4145 | 12.51% | 85.49% | 2% | 0.070669 | 0 | 0 | 0.070669 | 0 | 0.067413 | 0.34639 | 0.19462 | 0.067413 | 0.34639 | 0.19462 | 0.071015 | 0.3649 | 0.19462 | 0.6191% | 0.025917 | 0.024634 | 440.4321 | 3.6709 | 389.1723 | 47.5888 | 460.5001 | 0 | 0 | 460.5001 | 1.483e-05%
2026 | 522 | CB 522 | Tier-2 | Tier-2---9 | 4--5 | 553 | 100% | 287.6477 | 61.65% | 36.8% | 1.551% | 8.7785 | 0 | 0 | 8.7785 | 0 | 8.3741 | 10.0818 | 0.83062 | 8.3741 | 10.0818 | 0.83062 | 8.8216 | 10.6205 | 0.83062 | 3.052% | 0.049006 | 0.04658 | 5869.6662 | 552.6079 | 2337.7067 | 2979.3516 | 5986.8842 | 0 | 0 | 5986.8842 | 0.001843%
2026 | 523 | CB 523 | Tier-2 | Tier-2---13 | 4--4 | 301 | 100% | 222.6972 | 15.76% | 82.25% | 1.985% | 1.7375 | 0 | 0 | 1.7375 | 0 | 1.6575 | 5.4875 | 0.30204 | 1.6575 | 5.4875 | 0.30204 | 1.746 | 5.7808 | 0.30204 | 0.7802% | 0.044603 | 0.042395 | 4992.8754 | 164.6768 | 3992.464 | 835.7347 | 5211.9099 | 0 | 0 | 5211.9099 | 0.0003647%
2026 | 524 | CB 524 | Tier-3 | Tier-3---17 | 3--5 | 34 | 100% | 116.6365 | 76.81% | 21.38% | 1.816% | 4.4344 | 0 | 0 | 4.4344 | 0 | 4.2301 | 0.61986 | 6.8244 | 4.2301 | 0.61986 | 6.8244 | 4.4562 | 0.65298 | 6.8244 | 3.802% | 0.018139 | 0.017241 | 6430.2901 | 828.1118 | 2267.5068 | 3334.6715 | 6507.9597 | 0 | 0 | 6507.9597 | 0.0009308%
2026 | 533 | CB 533 | Tier-2 | Tier-2---20 | 4--1 | 1 | 100% | 10.3489 | 2.922% | 94.16% | 2.918% | 0.01497 | 0 | 0 | 0.01497 | 0 | 0.01428 | 0.018231 | 0.78329 | 0.01428 | 0.018231 | 0.78329 | 0.015043 | 0.019205 | 0.78329 | 0.1447% | 0.06013 | 0.057154 | 172.1074 | 1.1447 | 134.3385 | 36.6243 | 180.8085 | 0 | 0 | 180.8085 | 3.142e-06%
2026 | 534 | CB 534 | Tier-2 | Tier-2---21 | 4--1 | 3 | 100% | 4.9029 | 19.37% | 69.23% | 11.4% | 0.047003 | 0 | 0 | 0.047003 | 0 | 0.044838 | 0.054693 | 0.81981 | 0.044838 | 0.054693 | 0.81981 | 0.047234 | 0.057616 | 0.81981 | 0.9587% | 0.060541 | 0.057544 | 80.9852 | 1.7721 | 56.9489 | 22.2642 | 84.386 | 0 | 0 | 84.386 | 9.866e-06%
2026 | 535 | CB 535 | Tier-2 | Tier-2---16 | 4--3 | 3 | 100% | 106.4965 | 2.067% | 97.63% | 0.3001% | 0.10897 | 0 | 0 | 0.10897 | 0 | 0.10395 | 0.054693 | 1.9006 | 0.10395 | 0.054693 | 1.9006 | 0.10951 | 0.057616 | 1.9006 | 0.1023% | 0.059698 | 0.056743 | 1783.9201 | 7.5184 | 1394.7698 | 381.6318 | 1874.9024 | 0 | 0 | 1874.9024 | 2.287e-05%
2026 | 536 | CB 536 | Tier-2 | Tier-2---18 | 4--2 | 51 | 100% | 21.8677 | 42.26% | 53.34% | 4.392% | 0.4575 | 0 | 0 | 0.4575 | 0 | 0.43642 | 0.92978 | 0.46938 | 0.43642 | 0.92978 | 0.46938 | 0.45974 | 0.97946 | 0.46938 | 2.092% | 0.063476 | 0.060334 | 344.504 | 23.2544 | 160.0251 | 161.2245 | 354.8623 | 0 | 0 | 354.8623 | 9.603e-05%
2026 | 540 | CB 540 | Tier-2 | Tier-2---17 | 1--5 | 189 | 100% | 18.5654 | 97.32% | 0% | 2.676% | 0.8944 | 0 | 0 | 0.8944 | 0 | 0.85319 | 3.4457 | 0.24761 | 0.85319 | 3.4457 | 0.24761 | 0.89878 | 3.6298 | 0.24761 | 4.818% | 0.0036022 | 0.0034239 | 5153.9037 | 633.0265 | 1280.5124 | 3240.3647 | 5161.0857 | 0 | 0 | 5161.0857 | 0.0001877%
2026 | 542 | CB 542 | Tier-2 | Tier-2---9 | 4--5 | 54 | 100% | 175.7332 | 76% | 23.31% | 0.6907% | 6.6111 | 0 | 0 | 6.6111 | 0 | 6.3065 | 0.98448 | 6.406 | 6.3065 | 0.98448 | 6.406 | 6.6435 | 1.0371 | 6.406 | 3.762% | 0.053515 | 0.050866 | 3283.8373 | 324.6387 | 1232.8957 | 1726.3029 | 3324.8806 | 0 | 0 | 3324.8806 | 0.001388%
2026 | 576 | CB 576 | Tier-2 | Tier-2---12 | 4--4 | 26 | 100% | 131.3157 | 32.74% | 66.81% | 0.4539% | 2.1281 | 0 | 0 | 2.1281 | 0 | 2.0301 | 0.47401 | 4.2828 | 2.0301 | 0.47401 | 4.2828 | 2.1386 | 0.49933 | 4.2828 | 1.621% | 0.047237 | 0.044899 | 2779.9099 | 133.7981 | 1808.4788 | 837.633 | 2877.2837 | 0 | 0 | 2877.2837 | 0.0004467%
2026 | 590 | CB 590 | Tier-1 | Non-HFTD---1 | 4--5 | 19 | 100% | 550.9315 | 21.38% | 78.4% | 0.2171% | 5.8317 | 0 | 0 | 5.8317 | 0 | 5.563 | 0.34639 | 16.0601 | 5.563 | 0.34639 | 16.0601 | 5.8603 | 0.3649 | 16.0601 | 1.059% | 0.042337 | 0.040241 | 13013.0644 | 498.763 | 9741.4513 | 2772.8501 | 13545.838 | 0 | 0 | 13545.838 | 0.001224%
2026 | 599 | CB 599 | Tier-2 | Tier-2---4 | 4--5 | 752 | 100% | 599.9379 | 98.66% | 0% | 1.337% | 29.2998 | 0 | 0 | 29.2998 | 0 | 27.95 | 13.7098 | 2.0387 | 27.95 | 13.7098 | 2.0387 | 29.4434 | 14.4423 | 2.0387 | 4.884% | 0.043095 | 0.040961 | 13921.4169 | 2931.9396 | 582.1864 | 10407.2909 | 13931.1128 | 0 | 0 | 13931.1128 | 0.00615%
2026 | 750 | CB 750 | Tier-1 | Non-HFTD---4 | 1--5 | 7 | 100% | 31.2272 | 98.52% | 0% | 1.481% | 1.5229 | 0 | 0 | 1.5229 | 0 | 1.4527 | 0.12762 | 11.3832 | 1.4527 | 0.12762 | 11.3832 | 1.5303 | 0.13444 | 11.3832 | 4.877% | 0.0040188 | 0.0038199 | 7770.2898 | 1549.8583 | 1557.125 | 4663.3065 | 7776.2841 | 0 | 0 | 7776.2841 | 0.0003196%
2026 | 776 | CB 776 | Tier-2 | Tier-2---18 | 3--3 | 50 | 100% | 19.7396 | 79.97% | 11.02% | 9.01% | 0.78143 | 0 | 0 | 0.78143 | 0 | 0.74543 | 0.91155 | 0.81776 | 0.74543 | 0.91155 | 0.81776 | 0.78526 | 0.96026 | 0.81776 | 3.959% | 0.014982 | 0.01424 | 1317.5724 | 201.6613 | 223.1115 | 892.7996 | 1331.3137 | 0 | 0 | 1331.3137 | 0.000164%
2026 | 788 | CB 788 | Tier-2 | Tier-2---2 | 5--5 | 107 | 100% | 1509.6378 | 72.67% | 26.38% | 0.9544% | 54.3006 | 0 | 0 | 54.3006 | 0 | 51.7991 | 1.9507 | 26.5538 | 51.7991 | 1.9507 | 26.5538 | 54.5668 | 2.055 | 26.5538 | 3.597% | 0.14181 | 0.13479 | 10645.451 | 1766.7834 | 2805.5671 | 6073.1005 | 10796.9927 | 0 | 0 | 10796.9927 | 0.0114%
2026 | 835 | CB 835 | Tier-2 | Tier-2---17 | 1--5 | 189 | 100% | 10.4449 | 97.71% | 0% | 2.289% | 0.50519 | 0 | 0 | 0.50519 | 0 | 0.48192 | 3.4457 | 0.13986 | 0.48192 | 3.4457 | 0.13986 | 0.50767 | 3.6298 | 0.13986 | 4.837% | 0.0017112 | 0.0016265 | 6103.8249 | 1270.1971 | 131.1199 | 4702.5079 | 6111.0995 | 0 | 0 | 6111.0995 | 0.000106%
2026 | 907 | CB 907 | Tier-3 | Tier-3---13 | 3--5 | 62 | 100% | 230.3059 | 98.07% | 1.485% | 0.4463% | 11.18 | 0 | 0 | 11.18 | 0 | 10.665 | 1.1303 | 9.4353 | 10.665 | 1.1303 | 9.4353 | 11.2348 | 1.1907 | 9.4353 | 4.854% | 0.023668 | 0.022497 | 9730.5209 | 1957.65 | 164.6441 | 7608.2269 | 9740.3056 | 0 | 0 | 9740.3056 | 0.002347%
2026 | 91 | CB 91 | Tier-2 | Tier-2---12 | 3--5 | 173 | 100% | 89.8564 | 75.83% | 22.36% | 1.818% | 3.3727 | 0 | 0 | 3.3727 | 0 | 3.2173 | 3.154 | 1.0201 | 3.2173 | 3.154 | 1.0201 | 3.3892 | 3.3225 | 1.0201 | 3.753% | 0.015476 | 0.01471 | 5806.255 | 775.6182 | 1813.9846 | 3216.6522 | 5879.3513 | 0 | 0 | 5879.3513 | 0.0007079%
2026 | 911 | CB 911 | Tier-2 | Tier-2---14 | 1--5 | 14 | 100% | 42.7114 | 98.88% | 0% | 1.118% | 2.0906 | 0 | 0 | 2.0906 | 0 | 1.9943 | 0.25523 | 7.8134 | 1.9943 | 0.25523 | 7.8134 | 2.1008 | 0.26887 | 7.8134 | 4.895% | 0.0040632 | 0.0038621 | 10511.772 | 1461.1549 | 1625.5487 | 7425.0683 | 10517.8947 | 0 | 0 | 10517.8947 | 0.0004388%
2026 | 928 | CB 928 | Tier-2 | Tier-2---7 | 4--5 | 42 | 100% | 505.3794 | 35.21% | 64.4% | 0.3975% | 8.8072 | 0 | 0 | 8.8072 | 0 | 8.4014 | 0.7657 | 10.9722 | 8.4014 | 0.7657 | 10.9722 | 8.8503 | 0.80662 | 10.9722 | 1.743% | 0.057199 | 0.054367 | 8835.5199 | 595.4493 | 5398.0775 | 2841.9931 | 9133.6609 | 0 | 0 | 9133.6609 | 0.001849%
2026 | 955 | CB 955 | Tier-1 | Non-HFTD---9 | 1--3 | 60 | 100% | 10.8937 | 94.11% | 0% | 5.895% | 0.50745 | 0 | 0 | 0.50745 | 0 | 0.48407 | 1.0939 | 0.44254 | 0.48407 | 1.0939 | 0.44254 | 0.50994 | 1.1523 | 0.44254 | 4.658% | 0.0047456 | 0.0045107 | 2295.5366 | 130.1842 | 1480.914 | 684.4384 | 2302.5834 | 0 | 0 | 2302.5834 | 0.0001065%
2026 | 970 | CB 970 | Tier-2 | Tier-2---14 | 1--5 | 6 | 100% | 22.122 | 99.63% | 0% | 0.3731% | 1.091 | 0 | 0 | 1.091 | 0 | 1.0407 | 0.10939 | 9.5139 | 1.0407 | 0.10939 | 9.5139 | 1.0963 | 0.11523 | 9.5139 | 4.932% | 0.00034 | 0.00032317 | 65064.7285 | 10349.1227 | 1856.0637 | 52859.5421 | 65077.3719 | 0 | 0 | 65077.3719 | 0.000229%
2026 | 971 | CB 971 | Tier-2 | Tier-2---3 | 5--5 | 162 | 100% | 1052.4948 | 94.77% | 4.863% | 0.3691% | 49.3729 | 0 | 0 | 49.3729 | 0 | 47.0984 | 2.9534 | 15.947 | 47.0984 | 2.9534 | 15.947 | 49.6149 | 3.1112 | 15.947 | 4.691% | 0.12528 | 0.11908 | 8401.3813 | 1359.4082 | 538.7088 | 6503.2643 | 8424.2712 | 0 | 0 | 8424.2712 | 0.01036%
2026 | 975 | CB 975 | Tier-3 | Tier-3---16 | 5--4 | 50 | 100% | 120.9969 | 94.86% | 4.853% | 0.2849% | 5.6816 | 0 | 0 | 5.6816 | 0 | 5.4199 | 0.91155 | 5.9458 | 5.4199 | 0.91155 | 5.9458 | 5.7095 | 0.96026 | 5.9458 | 4.696% | 0.10726 | 0.10195 | 1128.0883 | 171.5054 | 73.8837 | 882.6993 | 1131.1066 | 0 | 0 | 1131.1066 | 0.001193%
2026 | 980 | CB 980 | Tier-2 | Tier-2---12 | 2--5 | 450 | 100% | 71.0483 | 98.38% | 0% | 1.619% | 3.46 | 0 | 0 | 3.46 | 0 | 3.3006 | 8.204 | 0.40231 | 3.3006 | 8.204 | 0.40231 | 3.4769 | 8.6423 | 0.40231 | 4.87% | 0.0069124 | 0.0065702 | 10278.3875 | 4306.656 | 761.4547 | 5210.2768 | 10287.0528 | 0 | 0 | 10287.0528 | 0.0007262%
2026 | 981 | CB 981 | Tier-2 | Tier-2---15 | 1--5 | 104 | 100% | 31.4522 | 98.54% | 0% | 1.457% | 1.5342 | 0 | 0 | 1.5342 | 0 | 1.4635 | 1.896 | 0.77189 | 1.4635 | 1.896 | 0.77189 | 1.5417 | 1.9973 | 0.77189 | 4.878% | 0.0030076 | 0.0028587 | 10457.5682 | 1238.1114 | 2911.2172 | 6308.2397 | 10465.5035 | 0 | 0 | 10465.5035 | 0.000322%
2026 | CTL1 | CB CTL1 | Tier-3 | Tier-3---19 | 5--1 | 4 | 100% | 6.7195 | 60.86% | 38.02% | 1.116% | 0.20243 | 0 | 0 | 0.20243 | 0 | 0.19311 | 0.072924 | 2.6481 | 0.19311 | 0.072924 | 2.6481 | 0.20343 | 0.076821 | 2.6481 | 3.013% | 0.42111 | 0.40027 | 15.9564 | 1.4967 | 5.9559 | 8.5038 | 16.2817 | 0 | 0 | 16.2817 | 4.249e-05%
2026 | FB1 | CB FB1 | Tier-2 | Tier-2---11 | 4--4 | 414 | 100% | 245.022 | 12.75% | 85.01% | 2.236% | 1.5467 | 0 | 0 | 1.5467 | 0 | 1.4754 | 7.5477 | 0.19548 | 1.4754 | 7.5477 | 0.19548 | 1.5542 | 7.9509 | 0.19548 | 0.6312% | 0.04664 | 0.044331 | 5253.4738 | 206.1005 | 4090.6925 | 956.6808 | 5492.1747 | 0 | 0 | 5492.1747 | 0.0003246%
2026 | FB2 | CB FB2 | Tier-2 | Tier-2---9 | 4--5 | 320 | 100% | 225.8323 | 74.73% | 23.69% | 1.581% | 8.3536 | 0 | 0 | 8.3536 | 0 | 7.9687 | 5.8339 | 1.3659 | 7.9687 | 5.8339 | 1.3659 | 8.3945 | 6.1457 | 1.3659 | 3.699% | 0.045688 | 0.043427 | 4942.9022 | 871.2523 | 1151.504 | 2920.1458 | 5007.9571 | 0 | 0 | 5007.9571 | 0.001753%
2026 | JU1 | CB JU1 | Tier-3 | Tier-3---15 | 5--4 | 436 | 100% | 282.3719 | 88.57% | 10.71% | 0.7177% | 12.3804 | 0 | 0 | 12.3804 | 0 | 11.8101 | 7.9487 | 1.4858 | 11.8101 | 7.9487 | 1.4858 | 12.4411 | 8.3735 | 1.4858 | 4.384% | 0.1808 | 0.17185 | 1561.7518 | 212.6103 | 161.3522 | 1187.7892 | 1571.0444 | 0 | 0 | 1571.0444 | 0.002599%
2026 | MOR1 | CB MOR1 | Tier-2 | Tier-2---4 | 5--5 | 288 | 100% | 584.1991 | 87.63% | 11.93% | 0.4377% | 25.3416 | 0 | 0 | 25.3416 | 0 | 24.1741 | 5.2505 | 4.6041 | 24.1741 | 5.2505 | 4.6041 | 25.4658 | 5.5311 | 4.6041 | 4.338% | 0.12647 | 0.12021 | 4619.2848 | 721.3686 | 522.5493 | 3375.3669 | 4649.0352 | 0 | 0 | 4649.0352 | 0.005319%
2026 | NVS1 | CB NVS1 | Tier-2 | Tier-2---12 | 4--5 | 19 | 100% | 109.1989 | 94.39% | 0% | 5.606% | 5.1023 | 0 | 0 | 5.1023 | 0 | 4.8673 | 0.34639 | 14.0514 | 4.8673 | 0.34639 | 14.0514 | 5.1273 | 0.3649 | 14.0514 | 4.673% | 0.029239 | 0.027792 | 3734.676 | 571.7006 | 249.4939 | 2913.4815 | 3745.5791 | 0 | 0 | 3745.5791 | 0.001071%
2026 | OK1 | CB OK1 | Tier-3 | Tier-3---7 | 5--5 | 1446 | 100% | 1048.1259 | 93.55% | 5.94% | 0.509% | 48.5366 | 0 | 0 | 48.5366 | 0 | 46.3006 | 26.3621 | 1.7563 | 46.3006 | 26.3621 | 1.7563 | 48.7745 | 27.7707 | 1.7563 | 4.631% | 0.20255 | 0.19252 | 5174.6627 | 847.3251 | 299.3088 | 4028.0288 | 5192.0406 | 0 | 0 | 5192.0406 | 0.01019%
2026 | PE1 | CB PE1 | Tier-3 | Tier-3---13 | 5--4 | 1505 | 100% | 620.7512 | 74.86% | 24.36% | 0.7799% | 23.002 | 0 | 0 | 23.002 | 0 | 21.9424 | 27.4377 | 0.79972 | 21.9424 | 27.4377 | 0.79972 | 23.1148 | 28.9038 | 0.79972 | 3.706% | 0.24168 | 0.22972 | 2568.4774 | 292.3041 | 583.6879 | 1692.4855 | 2602.1063 | 0 | 0 | 2602.1063 | 0.004828%
2026 | RA1 | CB RA1 | Tier-2 | Tier-2---2 | 5--5 | 474 | 100% | 1222.3715 | 85.76% | 13.62% | 0.6194% | 51.8894 | 0 | 0 | 51.8894 | 0 | 49.499 | 8.6415 | 5.728 | 49.499 | 8.6415 | 5.728 | 52.1438 | 9.1032 | 5.728 | 4.245% | 0.14726 | 0.13997 | 8300.6807 | 1160.1787 | 1072.7493 | 6067.7527 | 8362.2497 | 0 | 0 | 8362.2497 | 0.01089%
2026 | RA2 | CB RA2 | Tier-2 | Tier-2---4 | 5--5 | 306 | 100% | 579.2495 | 83.34% | 16.16% | 0.4909% | 23.8972 | 0 | 0 | 23.8972 | 0 | 22.7963 | 5.5787 | 4.0863 | 22.7963 | 5.5787 | 4.0863 | 24.0143 | 5.8768 | 4.0863 | 4.126% | 0.12706 | 0.12077 | 4558.9302 | 908.2518 | 686.0992 | 2964.5792 | 4598.474 | 0 | 0 | 4598.474 | 0.005016%
2026 | RA3 | CB RA3 | Tier-2 | Tier-2---10 | 5--4 | 312 | 100% | 353.8636 | 22.75% | 76.17% | 1.082% | 3.9851 | 0 | 0 | 3.9851 | 0 | 3.8015 | 5.6881 | 0.66832 | 3.8015 | 5.6881 | 0.66832 | 4.0046 | 5.992 | 0.66832 | 1.126% | 0.12911 | 0.12272 | 2740.8339 | 103.3538 | 1864.7752 | 772.7049 | 2851.0971 | 0 | 0 | 2851.0971 | 0.0008365%
2026 | RB1 | CB RB1 | Tier-3 | Tier-3---20 | 1--5 | 4 | 100% | 3.2964 | 98.93% | 0% | 1.066% | 0.16143 | 0 | 0 | 0.16143 | 0 | 0.15399 | 0.072924 | 2.1117 | 0.15399 | 0.072924 | 2.1117 | 0.16222 | 0.076821 | 2.1117 | 4.897% | 0.0001458 | 0.00013858 | 22608.9431 | 3603.4994 | 517.2364 | 18488.2073 | 22621.4997 | 0 | 0 | 22621.4997 | 3.388e-05%
2026 | RC1 | CB RC1 | Tier-2 | Tier-2---4 | 4--5 | 309 | 100% | 397.5199 | 92.07% | 7.427% | 0.5025% | 18.117 | 0 | 0 | 18.117 | 0 | 17.2824 | 5.6334 | 3.0678 | 17.2824 | 5.6334 | 3.0678 | 18.2058 | 5.9344 | 3.0678 | 4.558% | 0.084253 | 0.080083 | 4718.147 | 893.9653 | 343.0371 | 3481.1447 | 4737.6299 | 0 | 0 | 4737.6299 | 0.003803%
2026 | SL1 | CB SL1 | Tier-3 | Tier-3---11 | 5--5 | 1052 | 100% | 677.9763 | 69.55% | 29.7% | 0.758% | 23.3394 | 0 | 0 | 23.3394 | 0 | 22.2642 | 19.1791 | 1.1609 | 22.2642 | 19.1791 | 1.1609 | 23.4538 | 20.2038 | 1.1609 | 3.443% | 0.19527 | 0.18561 | 3471.9301 | 456.3042 | 974.4203 | 2041.2056 | 3526.9947 | 0 | 0 | 3526.9947 | 0.004899%
2026 | SSC1 | CB SSC1 | Tier-2 | Tier-2---18 | 4--3 | 38 | 100% | 91.8404 | 1.784% | 94.85% | 3.363% | 0.081116 | 0 | 0 | 0.081116 | 0 | 0.077379 | 0.69278 | 0.11169 | 0.077379 | 0.69278 | 0.11169 | 0.081514 | 0.7298 | 0.11169 | 0.08832% | 0.031528 | 0.029967 | 2912.9967 | 6.2531 | 2639.8755 | 266.8681 | 3061.9925 | 0 | 0 | 3061.9925 | 1.703e-05%
2026 | CTL1 | CTL1-3R | Tier-3 | Tier-3---14 | 5--4 | 1615 | 100% | 691.1308 | 38.4% | 60.91% | 0.6868% | 13.1376 | 0 | 0 | 13.1376 | 0 | 12.5323 | 29.4432 | 0.42565 | 12.5323 | 29.4432 | 0.42565 | 13.202 | 31.0163 | 0.42565 | 1.901% | 0.42513 | 0.40409 | 1625.6897 | 99.6026 | 905.5939 | 620.4932 | 1677.8405 | 0 | 0 | 1677.8405 | 0.002758%
2026 | DV1 | DV1-3R | Tier-3 | Tier-3---11 | 5--5 | 419 | 100% | 634.2705 | 72.29% | 26.89% | 0.8162% | 22.6974 | 0 | 0 | 22.6974 | 0 | 21.6517 | 7.6388 | 2.8344 | 21.6517 | 7.6388 | 2.8344 | 22.8086 | 8.047 | 2.8344 | 3.578% | 0.19421 | 0.1846 | 3265.8667 | 390.6526 | 820.8791 | 2054.3349 | 3312.9907 | 0 | 0 | 3312.9907 | 0.004764%
2026 | RA1 | RA1-402R | Tier-3 | Tier-3---4 | 5--5 | 483 | 100% | 861.3982 | 92.86% | 6.845% | 0.2988% | 39.5931 | 0 | 0 | 39.5931 | 0 | 37.7692 | 8.8056 | 4.2892 | 37.7692 | 8.8056 | 4.2892 | 39.7872 | 9.2761 | 4.2892 | 4.596% | 0.12948 | 0.12307 | 6652.8745 | 1118.7394 | 431.7484 | 5102.3868 | 6677.6256 | 0 | 0 | 6677.6256 | 0.008311%
2026 | RB1 | RB1-427R | Tier-3 | Tier-3---7 | 5--5 | 1102 | 100% | 996.0696 | 83.51% | 15.68% | 0.8099% | 41.1767 | 0 | 0 | 41.1767 | 0 | 39.2798 | 20.0906 | 1.9551 | 39.2798 | 20.0906 | 1.9551 | 41.3786 | 21.1641 | 1.9551 | 4.134% | 0.15381 | 0.14619 | 6476.1764 | 929.4617 | 937.2221 | 4609.4925 | 6531.7795 | 0 | 0 | 6531.7795 | 0.008643%
2026 | RB1 | RB1-433R | Tier-3 | Tier-3---10 | 5--5 | 440 | 100% | 717.075 | 94.45% | 5% | 0.5477% | 33.526 | 0 | 0 | 33.526 | 0 | 31.9816 | 8.0217 | 3.9869 | 31.9816 | 8.0217 | 3.9869 | 33.6904 | 8.4503 | 3.9869 | 4.675% | 0.15284 | 0.14528 | 4691.5909 | 760.1035 | 231.5295 | 3699.958 | 4705.1455 | 0 | 0 | 4705.1455 | 0.007037%
2026 | TM1 | TM1-10R | Tier-3 | Tier-3---12 | 5--5 | 454 | 100% | 437.3004 | 95.61% | 3.838% | 0.5568% | 20.695 | 0 | 0 | 20.695 | 0 | 19.7417 | 8.2769 | 2.3852 | 19.7417 | 8.2769 | 2.3852 | 20.7965 | 8.7191 | 2.3852 | 4.732% | 0.093421 | 0.088796 | 4680.975 | 712.9363 | 184.5612 | 3783.4774 | 4691.6885 | 0 | 0 | 4691.6885 | 0.004344%
2027 | 1001 | 1001-1231F | Tier-2 | Tier-2---15 | 3--3 | 6 | 100% | 14.0535 | 92.14% | 7.108% | 0.7568% | 0.64094 | 0 | 0 | 0.64094 | 0 | 0.58324 | 0.10435 | 5.5895 | 0.58324 | 0.10435 | 5.5895 | 0.64724 | 0.1158 | 5.5895 | 4.561% | 0.025088 | 0.023847 | 560.1576 | 85.0993 | 40.4936 | 434.5648 | 562.4519 | 0 | 0 | 562.4519 | 0.0001345%
2027 | 1001 | 1001-1814AE | Tier-2 | Tier-2---11 | 5--3 | 79 | 100% | 47.9998 | 92.92% | 6.426% | 0.6525% | 2.2078 | 0 | 0 | 2.2078 | 0 | 2.0091 | 1.3739 | 1.4623 | 2.0091 | 1.3739 | 1.4623 | 2.2295 | 1.5246 | 1.4623 | 4.6% | 0.094213 | 0.089549 | 509.4829 | 78.1654 | 33.1388 | 398.1787 | 511.361 | 0 | 0 | 511.361 | 0.0004634%
2027 | 1001 | 1001-1820F | Tier-2 | Tier-2---5 | 5--5 | 1219 | 100% | 829.5199 | 57.26% | 42.23% | 0.5113% | 23.5124 | 0 | 0 | 23.5124 | 0 | 21.3959 | 21.1999 | 1.0092 | 21.3959 | 21.1999 | 1.0092 | 23.7434 | 23.5259 | 1.0092 | 2.834% | 0.12846 | 0.1221 | 6457.4377 | 610.0184 | 2517.829 | 3329.5903 | 6601.1622 | 0 | 0 | 6601.1622 | 0.004935%
2027 | 1006 | 1006-829F | Tier-2 | Tier-2---15 | 1--5 | 20 | 100% | 17.7536 | 98.49% | 0% | 1.506% | 0.86556 | 0 | 0 | 0.86556 | 0 | 0.78765 | 0.34782 | 2.2645 | 0.78765 | 0.34782 | 2.2645 | 0.87407 | 0.38599 | 2.2645 | 4.875% | 0.0022112 | 0.0021017 | 8028.9403 | 1624.4298 | 111.3505 | 6293.1601 | 8035.239 | 0 | 0 | 8035.239 | 0.0001817%
2027 | 1021 | 1021-1748F | Tier-3 | Tier-3---2 | 5--5 | 1445 | 100% | 3232.7645 | 89.58% | 10.03% | 0.3884% | 143.3482 | 0 | 0 | 143.3482 | 0 | 130.4449 | 25.1303 | 5.1907 | 130.4449 | 25.1303 | 5.1907 | 144.757 | 27.8875 | 5.1907 | 4.434% | 0.16564 | 0.15744 | 19517.3055 | 3280.9667 | 1890.5731 | 14345.7657 | 19623.2124 | 0 | 0 | 19623.2124 | 0.03009%
2027 | 1021 | 1021-1760R | Tier-3 | Tier-3---6 | 5--5 | 194 | 100% | 678.7974 | 81.46% | 18.22% | 0.3148% | 27.3725 | 0 | 0 | 27.3725 | 0 | 24.9086 | 3.3739 | 7.3827 | 24.9086 | 3.3739 | 7.3827 | 27.6415 | 3.7441 | 7.3827 | 4.032% | 0.10829 | 0.10293 | 6268.2599 | 949.9835 | 1058.3856 | 4259.8908 | 6328.7664 | 0 | 0 | 6328.7664 | 0.005746%
2027 | 1021 | 1021-25R | Tier-3 | Tier-3---2 | 5--5 | 618 | 100% | 1498.4695 | 96.3% | 3.418% | 0.2826% | 71.4297 | 0 | 0 | 71.4297 | 0 | 65 | 10.7478 | 6.0478 | 65 | 10.7478 | 6.0478 | 72.1317 | 11.927 | 6.0478 | 4.767% | 0.12361 | 0.11749 | 12122.637 | 2220.1266 | 404.4712 | 9498.0392 | 12145.9969 | 0 | 0 | 12145.9969 | 0.01499%
2027 | 1021 | 1021-855 | Tier-3 | Tier-3---10 | 5--5 | 334 | 100% | 466.7529 | 94.79% | 4.788% | 0.426% | 21.8995 | 0 | 0 | 21.8995 | 0 | 19.9282 | 5.8087 | 3.4308 | 19.9282 | 5.8087 | 3.4308 | 22.1147 | 6.446 | 3.4308 | 4.692% | 0.10909 | 0.10369 | 4278.6432 | 663.1014 | 202.1105 | 3413.4312 | 4290.2623 | 0 | 0 | 4290.2623 | 0.004597%
2027 | 1021 | 1021-883R | Tier-3 | Tier-3---16 | 5--4 | 70 | 100% | 128.5827 | 95.57% | 4.014% | 0.4192% | 6.0827 | 0 | 0 | 6.0827 | 0 | 5.5351 | 1.2174 | 4.5468 | 5.5351 | 1.2174 | 4.5468 | 6.1424 | 1.351 | 4.5468 | 4.731% | 0.10042 | 0.095448 | 1280.464 | 200.1169 | 52.1937 | 1028.1534 | 1283.4204 | 0 | 0 | 1283.4204 | 0.001277%
2027 | 1021 | 1021-92 | Tier-3 | Tier-3---15 | 5--4 | 28 | 100% | 73.801 | 95.78% | 3.784% | 0.4383% | 3.4989 | 0 | 0 | 3.4989 | 0 | 3.1839 | 0.48695 | 6.5385 | 3.1839 | 0.48695 | 6.5385 | 3.5333 | 0.54038 | 6.5385 | 4.741% | 0.099013 | 0.094112 | 745.3636 | 116.7498 | 26.9385 | 601.6753 | 747.0028 | 0 | 0 | 747.0028 | 0.0007344%
2027 | 1022 | 1022-17F | Tier-3 | Tier-3---4 | 5--5 | 473 | 100% | 887.1334 | 95.91% | 3.733% | 0.3607% | 42.1153 | 0 | 0 | 42.1153 | 0 | 38.3244 | 8.226 | 4.6589 | 38.3244 | 8.226 | 4.6589 | 42.5292 | 9.1286 | 4.6589 | 4.747% | 0.10945 | 0.10403 | 8105.3609 | 1393.5381 | 301.1063 | 6410.7165 | 8122.6419 | 0 | 0 | 8122.6419 | 0.00884%
2027 | 1022 | 1022-26R | Tier-3 | Tier-3---15 | 4--4 | 18 | 100% | 67.2303 | 92.09% | 7.549% | 0.3574% | 3.0648 | 0 | 0 | 3.0648 | 0 | 2.7889 | 0.31304 | 8.9091 | 2.7889 | 0.31304 | 8.9091 | 3.0949 | 0.34739 | 8.9091 | 4.559% | 0.092662 | 0.088075 | 725.545 | 109.1423 | 50.7298 | 565.6729 | 728.5325 | 0 | 0 | 728.5325 | 0.0006433%
2027 | 1022 | 1022-322R | Tier-3 | Tier-3---10 | 5--5 | 262 | 100% | 526.8683 | 92.1% | 7.447% | 0.4577% | 24.0185 | 0 | 0 | 24.0185 | 0 | 21.8565 | 4.5565 | 4.7968 | 21.8565 | 4.5565 | 4.7968 | 24.2545 | 5.0564 | 4.7968 | 4.559% | 0.10587 | 0.10063 | 4976.7569 | 830.1937 | 356.0985 | 3790.4647 | 4997.2437 | 0 | 0 | 4997.2437 | 0.005041%
2027 | 1023 | 1023-200R | Tier-2 | Tier-2---5 | 4--5 | 428 | 100% | 340.3967 | 93.71% | 5.554% | 0.7407% | 15.7891 | 0 | 0 | 15.7891 | 0 | 14.3678 | 7.4434 | 1.9303 | 14.3678 | 7.4434 | 1.9303 | 15.9442 | 8.2601 | 1.9303 | 4.638% | 0.083115 | 0.079 | 4095.5104 | 628.6418 | 234.4876 | 3232.381 | 4108.9353 | 0 | 0 | 4108.9353 | 0.003314%
2027 | 1023 | 1023-46AE | Tier-2 | Tier-2---2 | 5--5 | 1949 | 100% | 1480.046 | 74.84% | 24.29% | 0.8655% | 54.8311 | 0 | 0 | 54.8311 | 0 | 49.8956 | 33.8954 | 1.472 | 49.8956 | 33.8954 | 1.472 | 55.37 | 37.6144 | 1.472 | 3.705% | 0.13914 | 0.13225 | 10637.4667 | 1301.0798 | 2440.2216 | 6896.1652 | 10776.8346 | 0 | 0 | 10776.8346 | 0.01151%
2027 | 1023 | 1023-48R | Tier-2 | Tier-2---5 | 5--5 | 1169 | 100% | 664.4014 | 85.5% | 12.99% | 1.509% | 28.1206 | 0 | 0 | 28.1206 | 0 | 25.5894 | 20.3303 | 1.2587 | 25.5894 | 20.3303 | 1.2587 | 28.397 | 22.5609 | 1.2587 | 4.232% | 0.12816 | 0.12182 | 5184.0424 | 718.5028 | 688.8951 | 3776.6445 | 5223.1761 | 0 | 0 | 5223.1761 | 0.005903%
2027 | 1023 | 1023-89R | Tier-2 | Tier-2---11 | 4--4 | 235 | 100% | 171.3673 | 58.84% | 39.57% | 1.585% | 4.9915 | 0 | 0 | 4.9915 | 0 | 4.5422 | 4.0869 | 1.1114 | 4.5422 | 4.0869 | 1.1114 | 5.0405 | 4.5353 | 1.1114 | 2.913% | 0.083403 | 0.079275 | 2054.6806 | 198.0279 | 761.6338 | 1095.0189 | 2098.7199 | 0 | 0 | 2098.7199 | 0.001048%
2027 | 1030 | 1030-1728R | Tier-3 | Tier-3---9 | 5--5 | 100 | 100% | 527.0422 | 83.47% | 16.25% | 0.2733% | 21.7771 | 0 | 0 | 21.7771 | 0 | 19.8169 | 1.7391 | 11.3948 | 19.8169 | 1.7391 | 11.3948 | 21.9911 | 1.9299 | 11.3948 | 4.132% | 0.23544 | 0.22379 | 2238.5434 | 326.4296 | 340.3101 | 1571.8036 | 2257.8096 | 0 | 0 | 2257.8096 | 0.004571%
2027 | 1030 | 1030-1777 | Tier-3 | Tier-3---5 | 5--5 | 240 | 100% | 1156.6044 | 85.87% | 13.79% | 0.3401% | 49.1606 | 0 | 0 | 49.1606 | 0 | 44.7355 | 4.1739 | 10.7179 | 44.7355 | 4.1739 | 10.7179 | 49.6437 | 4.6318 | 10.7179 | 4.25% | 0.24629 | 0.2341 | 4696.0317 | 680.3464 | 620.6467 | 3395.0386 | 4730.5949 | 0 | 0 | 4730.5949 | 0.01032%
2027 | 1030 | 1030-1823F | Tier-3 | Tier-3---13 | 5--5 | 288 | 100% | 202.5757 | 94.25% | 5.49% | 0.2586% | 9.4511 | 0 | 0 | 9.4511 | 0 | 8.6004 | 5.0087 | 1.7171 | 8.6004 | 5.0087 | 1.7171 | 9.544 | 5.5582 | 1.7171 | 4.665% | 0.10605 | 0.1008 | 1910.1293 | 293.8795 | 98.2865 | 1517.9633 | 1915.8474 | 0 | 0 | 1915.8474 | 0.001984%
2027 | 1030 | 1030-18R | Tier-3 | Tier-3---7 | 5--5 | 762 | 100% | 693.6608 | 87.49% | 12.21% | 0.2965% | 30.0406 | 0 | 0 | 30.0406 | 0 | 27.3365 | 13.2521 | 2.0628 | 27.3365 | 13.2521 | 2.0628 | 30.3358 | 14.7061 | 2.0628 | 4.331% | 0.23843 | 0.22663 | 2909.3141 | 434.9069 | 331.8024 | 2142.6047 | 2928.2688 | 0 | 0 | 2928.2688 | 0.006306%
2027 | 1030 | 1030-20R | Tier-3 | Tier-3---3 | 5--5 | 1434 | 100% | 2610.2797 | 91.86% | 7.744% | 0.3915% | 118.6968 | 0 | 0 | 118.6968 | 0 | 108.0124 | 24.939 | 4.3311 | 108.0124 | 24.939 | 4.3311 | 119.8633 | 27.6752 | 4.3311 | 4.547% | 0.28668 | 0.27249 | 9105.2413 | 1516.1831 | 664.7389 | 6924.3193 | 9143.8195 | 0 | 0 | 9143.8195 | 0.02491%
2027 | 1030 | 1030-42R | Tier-3 | Tier-3---3 | 5--5 | 1366 | 100% | 2942.2545 | 85.79% | 13.83% | 0.3713% | 124.9524 | 0 | 0 | 124.9524 | 0 | 113.705 | 23.7564 | 4.7863 | 113.705 | 23.7564 | 4.7863 | 126.1804 | 26.3629 | 4.7863 | 4.247% | 0.28228 | 0.2683 | 10423.3029 | 1628.0334 | 1345.6404 | 7449.6291 | 10500.4141 | 0 | 0 | 10500.4141 | 0.02623%
2027 | 1030 | 1030-989R | Tier-3 | Tier-3---3 | 5--5 | 1131 | 100% | 3020.5785 | 92.73% | 6.883% | 0.3901% | 138.6439 | 0 | 0 | 138.6439 | 0 | 126.164 | 19.6694 | 6.4142 | 126.164 | 19.6694 | 6.4142 | 140.0065 | 21.8275 | 6.4142 | 4.59% | 0.30703 | 0.29183 | 9838.1975 | 1537.3198 | 631.4887 | 7669.389 | 9875.4617 | 0 | 0 | 9875.4617 | 0.0291%
2027 | 1039 | 1039-13 | Tier-2 | Tier-2---3 | 5--5 | 1778 | 100% | 2056.5259 | 80.69% | 18.74% | 0.569% | 82.1418 | 0 | 0 | 82.1418 | 0 | 74.7479 | 30.9215 | 2.4173 | 74.7479 | 30.9215 | 2.4173 | 82.9491 | 34.3142 | 2.4173 | 3.994% | 0.1351 | 0.12841 | 15222.1821 | 2652.795 | 2719.3692 | 9850.0179 | 15375.2522 | 0 | 0 | 15375.2522 | 0.01724%
2027 | 1073 | 1073-872F | Tier-2 | Tier-2---20 | 3--2 | 92 | 100% | 7.9014 | 70.78% | 23.83% | 5.396% | 0.27682 | 0 | 0 | 0.27682 | 0 | 0.2519 | 1.6 | 0.15744 | 0.2519 | 1.6 | 0.15744 | 0.27954 | 1.7755 | 0.15744 | 3.503% | 0.018584 | 0.017664 | 425.1621 | 49.479 | 114.8811 | 260.802 | 431.6327 | 0 | 0 | 431.6327 | 5.81e-05%
2027 | 1073 | 1073-886F | Tier-2 | Tier-2---20 | 3--2 | 25 | 100% | 24.1814 | 4.506% | 95.04% | 0.4562% | 0.053933 | 0 | 0 | 0.053933 | 0 | 0.049078 | 0.43478 | 0.11288 | 0.049078 | 0.43478 | 0.11288 | 0.054463 | 0.48248 | 0.11288 | 0.223% | 0.016776 | 0.015946 | 1441.409 | 12.0618 | 1249.7892 | 179.558 | 1513.0923 | 0 | 0 | 1513.0923 | 1.132e-05%
2027 | 1073 | 1073-887F | Tier-2 | Tier-2---21 | 3--1 | 4 | 100% | 4.8278 | 14.92% | 83.66% | 1.424% | 0.035654 | 0 | 0 | 0.035654 | 0 | 0.032445 | 0.069565 | 0.4664 | 0.032445 | 0.069565 | 0.4664 | 0.036005 | 0.077197 | 0.4664 | 0.7385% | 0.016639 | 0.015815 | 290.1481 | 7.5827 | 212.0226 | 70.5428 | 303.004 | 0 | 0 | 303.004 | 7.484e-06%
2027 | 1090 | 1090-1734 | Tier-3 | Tier-3---16 | 2--5 | 21 | 100% | 102.6812 | 94.73% | 4.077% | 1.193% | 4.8148 | 0 | 0 | 4.8148 | 0 | 4.3814 | 0.36522 | 11.9969 | 4.3814 | 0.36522 | 11.9969 | 4.8622 | 0.40529 | 11.9969 | 4.689% | 0.01345 | 0.012784 | 7634.5181 | 1203.6871 | 422.3196 | 6008.5114 | 7655.4733 | 0 | 0 | 7655.4733 | 0.001011%
2027 | 1090 | 1090-636R | Tier-3 | Tier-3---15 | 5--3 | 183 | 100% | 202.402 | 73% | 25.01% | 1.988% | 7.3141 | 0 | 0 | 7.3141 | 0 | 6.6557 | 3.1826 | 2.0913 | 6.6557 | 3.1826 | 2.0913 | 7.3859 | 3.5318 | 2.0913 | 3.614% | 0.38465 | 0.36561 | 526.2047 | 57.0359 | 118.3494 | 350.8194 | 533.603 | 0 | 0 | 533.603 | 0.001535%
2027 | 1090 | 1090-70F | Tier-2 | Tier-2---15 | 2--5 | 39 | 100% | 35.1863 | 53.14% | 45.71% | 1.154% | 0.92556 | 0 | 0 | 0.92556 | 0 | 0.84224 | 0.67826 | 1.2418 | 0.84224 | 0.67826 | 1.2418 | 0.93465 | 0.75267 | 1.2418 | 2.63% | 0.0083 | 0.0078891 | 4239.3083 | 364.6844 | 1853.0615 | 2021.5624 | 4342.7622 | 0 | 0 | 4342.7622 | 0.0001943%
2027 | 1090 | 1090-73F | Tier-3 | Tier-3---10 | 4--5 | 564 | 100% | 724.1417 | 96.98% | 2.008% | 1.013% | 34.7621 | 0 | 0 | 34.7621 | 0 | 31.6331 | 9.8086 | 3.225 | 31.6331 | 9.8086 | 3.225 | 35.1038 | 10.8848 | 3.225 | 4.8% | 0.046754 | 0.044439 | 15488.4699 | 2874.558 | 442.3847 | 12171.5272 | 15512.8378 | 0 | 0 | 15512.8378 | 0.007297%
2027 | 1090 | 1090-74F | Tier-3 | Tier-3---10 | 4--5 | 628 | 100% | 595.9278 | 96.92% | 1.794% | 1.287% | 28.5897 | 0 | 0 | 28.5897 | 0 | 26.0162 | 10.9217 | 2.3821 | 26.0162 | 10.9217 | 2.3821 | 28.8707 | 12.12 | 2.3821 | 4.798% | 0.045737 | 0.043473 | 13029.5603 | 2451.0895 | 420.5295 | 10157.9412 | 13050.4642 | 0 | 0 | 13050.4642 | 0.006001%
2027 | 1094 | 1094-35F | Tier-2 | Tier-2---7 | 3--5 | 414 | 100% | 314.0502 | 98.71% | 0% | 1.287% | 15.3455 | 0 | 0 | 15.3455 | 0 | 13.9642 | 7.2 | 1.9395 | 13.9642 | 7.2 | 1.9395 | 15.4963 | 7.9899 | 1.9395 | 4.886% | 0.020398 | 0.019388 | 15396.4279 | 2493.2081 | 249.741 | 12653.4788 | 15406.7451 | 0 | 0 | 15406.7451 | 0.003221%
2027 | 1094 | 1094-7 | Tier-2 | Tier-2---17 | 2--4 | 100 | 100% | 23.6343 | 95.14% | 0% | 4.857% | 1.1131 | 0 | 0 | 1.1131 | 0 | 1.0129 | 1.7391 | 0.58241 | 1.0129 | 1.7391 | 0.58241 | 1.124 | 1.9299 | 0.58241 | 4.71% | 0.0065074 | 0.0061853 | 3631.9148 | 548.3695 | 294.63 | 2788.9153 | 3641.1014 | 0 | 0 | 3641.1014 | 0.0002336%
2027 | 1100 | 1100-1168F | Tier-2 | Tier-2---18 | 4--2 | 1 | 100% | 7.378 | 90.91% | 7.749% | 1.342% | 0.33201 | 0 | 0 | 0.33201 | 0 | 0.30213 | 0.017391 | 17.3725 | 0.30213 | 0.017391 | 17.3725 | 0.33528 | 0.019299 | 17.3725 | 4.5% | 0.070904 | 0.067394 | 104.0564 | 15.6381 | 7.6766 | 80.7416 | 104.549 | 0 | 0 | 104.549 | 6.969e-05%
2027 | 1100 | 1100-1172R | Tier-2 | Tier-2---7 | 4--5 | 43 | 100% | 224.6699 | 96.97% | 2.526% | 0.5062% | 10.7839 | 0 | 0 | 10.7839 | 0 | 9.8132 | 0.74782 | 13.1224 | 9.8132 | 0.74782 | 13.1224 | 10.8899 | 0.82987 | 13.1224 | 4.8% | 0.080798 | 0.076798 | 2780.644 | 645.5698 | 68.3515 | 2066.7227 | 2785.0355 | 0 | 0 | 2785.0355 | 0.002264%
2027 | 1105 | 1105-1479 | Tier-2 | Tier-2---4 | 5--5 | 120 | 100% | 388.9465 | 99.2% | 0.3457% | 0.4512% | 19.0994 | 0 | 0 | 19.0994 | 0 | 17.3802 | 2.0869 | 8.3281 | 17.3802 | 2.0869 | 8.3281 | 19.2871 | 2.3159 | 8.3281 | 4.911% | 0.10556 | 0.10034 | 3684.559 | 828.8019 | 25.956 | 2829.8012 | 3686.0881 | 0 | 0 | 3686.0881 | 0.004009%
2027 | 1105 | 1105-1483 | Tier-2 | Tier-2---11 | 4--4 | 113 | 100% | 59.1581 | 61.98% | 37.43% | 0.5957% | 1.8149 | 0 | 0 | 1.8149 | 0 | 1.6515 | 1.9652 | 0.84039 | 1.6515 | 1.9652 | 0.84039 | 1.8327 | 2.1808 | 0.84039 | 3.068% | 0.063819 | 0.06066 | 926.9702 | 95.1212 | 282.7416 | 549.1075 | 945.3255 | 0 | 0 | 945.3255 | 0.0003809%
2027 | 1118 | 1118-1718F | Tier-2 | Tier-2---10 | 5--4 | 69 | 100% | 86.4712 | 94.68% | 4.653% | 0.67% | 4.0525 | 0 | 0 | 4.0525 | 0 | 3.6877 | 1.2 | 3.0731 | 3.6877 | 1.2 | 3.0731 | 4.0923 | 1.3317 | 3.0731 | 4.686% | 0.10781 | 0.10247 | 802.0788 | 148.072 | 34.1971 | 619.8097 | 804.3024 | 0 | 0 | 804.3024 | 0.0008506%
2027 | 1138 | 1138-6R | Tier-2 | Tier-2---5 | 5--5 | 2029 | 100% | 1117.3657 | 63.79% | 34.95% | 1.264% | 35.2809 | 0 | 0 | 35.2809 | 0 | 32.1051 | 35.2867 | 0.90984 | 32.1051 | 35.2867 | 0.90984 | 35.6276 | 39.1583 | 0.90984 | 3.158% | 0.17153 | 0.16304 | 6514.2797 | 790.3405 | 2180.8634 | 3543.0757 | 6637.1286 | 0 | 0 | 6637.1286 | 0.007405%
2027 | 1162 | 1162-324R | Tier-2 | Tier-2---13 | 4--3 | 24 | 100% | 67.3479 | 58.69% | 38.45% | 2.854% | 1.9567 | 0 | 0 | 1.9567 | 0 | 1.7806 | 0.41739 | 4.266 | 1.7806 | 0.41739 | 4.266 | 1.9759 | 0.46318 | 4.266 | 2.905% | 0.068658 | 0.065259 | 980.9191 | 90.4084 | 338.5141 | 551.9967 | 1002.0201 | 0 | 0 | 1002.0201 | 0.0004107%
2027 | 1162 | 1162-329R | Tier-2 | Tier-2---13 | 4--3 | 25 | 100% | 43.5602 | 84.31% | 12.05% | 3.642% | 1.8179 | 0 | 0 | 1.8179 | 0 | 1.6542 | 0.43478 | 3.8048 | 1.6542 | 0.43478 | 3.8048 | 1.8357 | 0.48248 | 3.8048 | 4.173% | 0.070019 | 0.066553 | 622.1156 | 81.8972 | 81.6762 | 458.5422 | 627.1997 | 0 | 0 | 627.1997 | 0.0003816%
2027 | 1162 | 1162-363 | Tier-2 | Tier-2---13 | 4--3 | 7 | 100% | 41.7736 | 86.9% | 10.44% | 2.668% | 1.7968 | 0 | 0 | 1.7968 | 0 | 1.6351 | 0.12174 | 13.4313 | 1.6351 | 0.12174 | 13.4313 | 1.8145 | 0.1351 | 13.4313 | 4.301% | 0.064829 | 0.06162 | 644.3653 | 89.5043 | 68.646 | 486.215 | 648.7625 | 0 | 0 | 648.7625 | 0.0003772%
2027 | 1166 | 1166-15R | Tier-3 | Tier-3---11 | 5--5 | 151 | 100% | 528.031 | 87.26% | 12.17% | 0.5736% | 22.8075 | 0 | 0 | 22.8075 | 0 | 20.7545 | 2.6261 | 7.9033 | 20.7545 | 2.6261 | 7.9033 | 23.0317 | 2.9142 | 7.9033 | 4.319% | 0.19397 | 0.18436 | 2722.2863 | 390.5327 | 317.9476 | 2013.8061 | 2740.3485 | 0 | 0 | 2740.3485 | 0.004787%
2027 | 1166 | 1166-18R | Tier-3 | Tier-3---5 | 5--5 | 214 | 100% | 1129.6851 | 97.99% | 1.718% | 0.2919% | 54.7956 | 0 | 0 | 54.7956 | 0 | 49.8633 | 3.7217 | 13.3979 | 49.8633 | 3.7217 | 13.3979 | 55.3342 | 4.1301 | 13.3979 | 4.851% | 0.21365 | 0.20307 | 5287.5602 | 933.108 | 102.1782 | 4252.2741 | 5293.094 | 0 | 0 | 5293.094 | 0.0115%
2027 | 1166 | 1166-342R | Tier-3 | Tier-3---5 | 5--5 | 457 | 100% | 1306.4494 | 92.9% | 6.658% | 0.4418% | 60.0776 | 0 | 0 | 60.0776 | 0 | 54.6698 | 7.9478 | 6.8786 | 54.6698 | 7.9478 | 6.8786 | 60.668 | 8.8198 | 6.8786 | 4.599% | 0.21878 | 0.20795 | 5971.6251 | 888.1999 | 386.1133 | 4697.3119 | 5993.7061 | 0 | 0 | 5993.7061 | 0.01261%
2027 | 1215 | 1215-12R | Tier-3 | Tier-3---9 | 5--4 | 85 | 100% | 1149.8777 | 88.93% | 10.69% | 0.3802% | 50.6191 | 0 | 0 | 50.6191 | 0 | 46.0626 | 1.4783 | 31.1602 | 46.0626 | 1.4783 | 31.1602 | 51.1165 | 1.6404 | 31.1602 | 4.402% | 0.69907 | 0.66447 | 1644.8687 | 214.1134 | 166.723 | 1264.0324 | 1654.3499 | 0 | 0 | 1654.3499 | 0.01062%
2027 | 1215 | 1215-28R | Tier-3 | Tier-3---14 | 5--3 | 52 | 100% | 466.2657 | 75.31% | 24.3% | 0.3892% | 17.3819 | 0 | 0 | 17.3819 | 0 | 15.8173 | 0.90434 | 17.4903 | 15.8173 | 0.90434 | 17.4903 | 17.5527 | 1.0036 | 17.4903 | 3.728% | 0.66756 | 0.63451 | 698.4647 | 77.4157 | 150.4059 | 470.6431 | 707.4453 | 0 | 0 | 707.4453 | 0.003648%
2027 | 1215 | 1215-32R | Tier-3 | Tier-3---7 | 5--4 | 334 | 100% | 1677.0531 | 82.12% | 17.49% | 0.3917% | 68.1738 | 0 | 0 | 68.1738 | 0 | 62.0372 | 5.8087 | 10.6801 | 62.0372 | 5.8087 | 10.6801 | 68.8438 | 6.446 | 10.6801 | 4.065% | 0.68132 | 0.6476 | 2461.4685 | 295.8109 | 389.7657 | 1775.8918 | 2484.3845 | 0 | 0 | 2484.3845 | 0.01431%
2027 | 1233 | 1233-259R | Tier-3 | Tier-3---16 | 5--4 | 166 | 100% | 252.1704 | 91.31% | 7.348% | 1.341% | 11.3978 | 0 | 0 | 11.3978 | 0 | 10.3718 | 2.8869 | 3.5927 | 10.3718 | 2.8869 | 3.5927 | 11.5098 | 3.2037 | 3.5927 | 4.52% | 0.12749 | 0.12118 | 1978.0181 | 293.7888 | 180.7034 | 1503.5259 | 1986.9694 | 0 | 0 | 1986.9694 | 0.002392%
2027 | 1233 | 1233-585R | Tier-3 | Tier-3---12 | 5--5 | 452 | 100% | 496.1989 | 88.91% | 10.23% | 0.8642% | 21.8376 | 0 | 0 | 21.8376 | 0 | 19.8719 | 7.8608 | 2.528 | 19.8719 | 7.8608 | 2.528 | 22.0522 | 8.7233 | 2.528 | 4.401% | 0.12988 | 0.12345 | 3820.3589 | 569.6038 | 386.1666 | 2864.5885 | 3842.4262 | 0 | 0 | 3842.4262 | 0.004584%
2027 | 1233 | 1233-587R | Tier-3 | Tier-3---13 | 5--5 | 766 | 100% | 468.3326 | 86.93% | 12.01% | 1.054% | 20.1536 | 0 | 0 | 20.1536 | 0 | 18.3395 | 13.3217 | 1.3767 | 18.3395 | 13.3217 | 1.3767 | 20.3517 | 14.7833 | 1.3767 | 4.303% | 0.13489 | 0.12821 | 3472.0209 | 495.7254 | 420.8281 | 2555.4674 | 3495.6448 | 0 | 0 | 3495.6448 | 0.00423%
2027 | 1233 | 1233-589R | Tier-3 | Tier-3---16 | 5--4 | 112 | 100% | 204.2414 | 92.81% | 6.245% | 0.9483% | 9.3828 | 0 | 0 | 9.3828 | 0 | 8.5382 | 1.9478 | 4.3835 | 8.5382 | 1.9478 | 4.3835 | 9.475 | 2.1615 | 4.3835 | 4.594% | 0.11751 | 0.11169 | 1738.0856 | 257.6679 | 107.3811 | 1373.0366 | 1744.5963 | 0 | 0 | 1744.5963 | 0.001969%
2027 | 1233 | 1233-591R | Tier-3 | Tier-3---12 | 5--5 | 544 | 100% | 575.4654 | 90.21% | 8.957% | 0.8354% | 25.6963 | 0 | 0 | 25.6963 | 0 | 23.3832 | 9.4608 | 2.4716 | 23.3832 | 9.4608 | 2.4716 | 25.9488 | 10.4988 | 2.4716 | 4.465% | 0.13142 | 0.12491 | 4378.9662 | 686.8056 | 385.5684 | 3306.5923 | 4401.2964 | 0 | 0 | 4401.2964 | 0.005394%
2027 | 1242 | 1242-1079R | Tier-2 | Tier-2---12 | 2--5 | 27 | 100% | 62.7006 | 97.78% | 0% | 2.22% | 3.0348 | 0 | 0 | 3.0348 | 0 | 2.7616 | 0.46956 | 5.8813 | 2.7616 | 0.46956 | 5.8813 | 3.0646 | 0.52108 | 5.8813 | 4.84% | 0.0067316 | 0.0063984 | 9314.3707 | 3724.1415 | 317.0899 | 5273.1393 | 9325.1374 | 0 | 0 | 9325.1374 | 0.000637%
2027 | 1242 | 1242-1084 | Tier-2 | Tier-2---12 | 2--5 | 77 | 100% | 67.671 | 98.5% | 0% | 1.502% | 3.2994 | 0 | 0 | 3.2994 | 0 | 3.0024 | 1.3391 | 2.2421 | 3.0024 | 1.3391 | 2.2421 | 3.3318 | 1.486 | 2.2421 | 4.876% | 0.005996 | 0.0056992 | 11286.0292 | 3154.1305 | 158.2746 | 7973.6241 | 11294.8588 | 0 | 0 | 11294.8588 | 0.0006925%
2027 | 1243 | 1243-319R | Tier-2 | Tier-2---9 | 4--4 | 129 | 100% | 157.976 | 95.24% | 3.794% | 0.9624% | 7.4479 | 0 | 0 | 7.4479 | 0 | 6.7775 | 2.2435 | 3.021 | 6.7775 | 2.2435 | 3.021 | 7.5211 | 2.4896 | 3.021 | 4.715% | 0.081051 | 0.077039 | 1949.0936 | 286.756 | 79.621 | 1582.7166 | 1953.9216 | 0 | 0 | 1953.9216 | 0.001563%
2027 | 1243 | 1243-38R | Tier-2 | Tier-2---16 | 4--3 | 20 | 100% | 20.6467 | 96.08% | 2.766% | 1.159% | 0.9819 | 0 | 0 | 0.9819 | 0 | 0.89351 | 0.34782 | 2.5689 | 0.89351 | 0.34782 | 2.5689 | 0.99155 | 0.38599 | 2.5689 | 4.756% | 0.072591 | 0.068997 | 284.4264 | 43.4839 | 9.2234 | 231.7191 | 285.0078 | 0 | 0 | 285.0078 | 0.0002061%
2027 | 1243 | 1243-45R | Tier-2 | Tier-2---7 | 4--5 | 173 | 100% | 254.5086 | 93.11% | 5.994% | 0.8952% | 11.7303 | 0 | 0 | 11.7303 | 0 | 10.6744 | 3.0087 | 3.5479 | 10.6744 | 3.0087 | 3.5479 | 11.8456 | 3.3388 | 3.5479 | 4.609% | 0.087615 | 0.083278 | 2904.8382 | 427.4889 | 168.1582 | 2309.191 | 2915.2597 | 0 | 0 | 2915.2597 | 0.002462%
2027 | 1250 | 1250-27R | Tier-2 | Tier-2---6 | 5--5 | 137 | 100% | 986.6118 | 55.72% | 43.98% | 0.301% | 27.2133 | 0 | 0 | 27.2133 | 0 | 24.7637 | 2.3826 | 10.3936 | 24.7637 | 2.3826 | 10.3936 | 27.4807 | 2.644 | 10.3936 | 2.758% | 0.097369 | 0.09255 | 10132.6684 | 1217.1368 | 4251.8401 | 4663.6915 | 10366.316 | 0 | 0 | 10366.316 | 0.005712%
2027 | 1250 | 1250-671R | Tier-2 | Tier-2---6 | 4--5 | 121 | 100% | 929.0776 | 60.83% | 39% | 0.1645% | 27.9762 | 0 | 0 | 27.9762 | 0 | 25.458 | 2.1043 | 12.0979 | 25.458 | 2.1043 | 12.0979 | 28.2512 | 2.3352 | 12.0979 | 3.011% | 0.09205 | 0.087494 | 10093.1841 | 1136.9369 | 3676.6867 | 5279.5604 | 10299.0635 | 0 | 0 | 10299.0635 | 0.005872%
2027 | 1250 | 1250-677R | Tier-2 | Tier-2---3 | 5--5 | 740 | 100% | 1140.8126 | 92.57% | 6.885% | 0.545% | 52.2747 | 0 | 0 | 52.2747 | 0 | 47.5693 | 12.8695 | 3.6963 | 47.5693 | 12.8695 | 3.6963 | 52.7885 | 14.2815 | 3.6963 | 4.582% | 0.11659 | 0.11081 | 9785.2264 | 1563.6458 | 667.8739 | 7553.7067 | 9823.0868 | 0 | 0 | 9823.0868 | 0.01097%
2027 | 1250 | 1250-8R | Tier-2 | Tier-2---4 | 4--5 | 333 | 100% | 384.7428 | 82.72% | 16.59% | 0.6903% | 15.7538 | 0 | 0 | 15.7538 | 0 | 14.3358 | 5.7913 | 2.4754 | 14.3358 | 5.7913 | 2.4754 | 15.9086 | 6.4267 | 2.4754 | 4.095% | 0.092289 | 0.08772 | 4168.9089 | 570.5627 | 668.7462 | 2929.6001 | 4206.4253 | 0 | 0 | 4206.4253 | 0.003307%
2027 | 1448 | 1448-368 | Tier-1 | Non-HFTD---11 | 2--3 | 123 | 100% | 9.6516 | 81.66% | 0% | 18.34% | 0.39014 | 0 | 0 | 0.39014 | 0 | 0.35502 | 2.1391 | 0.16597 | 0.35502 | 2.1391 | 0.16597 | 0.39397 | 2.3738 | 0.16597 | 4.042% | 0.0077936 | 0.0074078 | 1238.3992 | 84.9711 | 737.9517 | 415.4764 | 1250.2268 | 0 | 0 | 1250.2268 | 8.189e-05%
2027 | 1458 | 1458-1056 | Tier-2 | Tier-2---11 | 5--3 | 76 | 100% | 79.604 | 49.93% | 49.51% | 0.5563% | 1.9674 | 0 | 0 | 1.9674 | 0 | 1.7903 | 1.3217 | 1.3545 | 1.7903 | 1.3217 | 1.3545 | 1.9868 | 1.4667 | 1.3545 | 2.472% | 0.13508 | 0.12839 | 589.3284 | 48.7394 | 264.1575 | 276.4315 | 604.6953 | 0 | 0 | 604.6953 | 0.000413%
2027 | 1458 | 1458-1058F | Tier-3 | Tier-3---13 | 5--5 | 17 | 100% | 533.9366 | 37.36% | 62.45% | 0.1834% | 9.8751 | 0 | 0 | 9.8751 | 0 | 8.9862 | 0.29565 | 30.3946 | 8.9862 | 0.29565 | 30.3946 | 9.9721 | 0.32809 | 30.3946 | 1.849% | 0.13833 | 0.13149 | 3859.7922 | 265.8584 | 2184.7015 | 1409.2323 | 3985.6981 | 0 | 0 | 3985.6981 | 0.002073%
2027 | 1458 | 1458-1061 | Tier-2 | Tier-2---5 | 5--5 | 221 | 100% | 412.6338 | 86.27% | 13.38% | 0.3514% | 17.621 | 0 | 0 | 17.621 | 0 | 16.0348 | 3.8435 | 4.172 | 16.0348 | 3.8435 | 4.172 | 17.7942 | 4.2651 | 4.172 | 4.27% | 0.14228 | 0.13523 | 2900.2061 | 586.2064 | 364.6762 | 1949.3235 | 2920.9434 | 0 | 0 | 2920.9434 | 0.003699%
2027 | 1458 | 1458-1075F | Tier-3 | Tier-3---20 | 1--5 | 4 | 100% | 5.049 | 99.29% | 0% | 0.71% | 0.24815 | 0 | 0 | 0.24815 | 0 | 0.22581 | 0.069565 | 3.2461 | 0.22581 | 0.069565 | 3.2461 | 0.25059 | 0.077197 | 3.2461 | 4.915% | 0.00013 | 0.00012356 | 38838.3667 | 6319.0217 | 320.6643 | 32198.6807 | 38852.7263 | 0 | 0 | 38852.7263 | 5.209e-05%
2027 | 1458 | 1458-1115F | Tier-2 | Tier-2---18 | 4--2 | 15 | 100% | 65.1969 | 0% | 100% | 0% | 0 | 0 | 0 | 0 | 0 | 0 | 0.26087 | 0 | 0 | 0.26087 | 0 | 0 | 0.28949 | 0 | 0% | 0.091242 | 0.086726 | 714.5495 | 1.4118 | 564.5507 | 148.587 | 751.7617 | 0 | 0 | 751.7617 | 0%
2027 | 1458 | 1458-1117F | Tier-2 | Tier-2---16 | 4--2 | 23 | 100% | 136.3317 | 0% | 100% | 0% | 0 | 0 | 0 | 0 | 0 | 0 | 0.4 | 0 | 0 | 0.4 | 0 | 0 | 0.44388 | 0 | 0% | 0.091116 | 0.086606 | 1496.247 | 1.9882 | 1350.0391 | 144.2196 | 1574.1683 | 0 | 0 | 1574.1683 | 0%
2027 | 1458 | 1458-1131R | Tier-3 | Tier-3---4 | 5--5 | 149 | 100% | 1406.6624 | 89.91% | 9.875% | 0.2137% | 62.6052 | 0 | 0 | 62.6052 | 0 | 56.9699 | 2.5913 | 21.9852 | 56.9699 | 2.5913 | 21.9852 | 63.2205 | 2.8756 | 21.9852 | 4.451% | 0.15941 | 0.15152 | 8824.2343 | 1339.2018 | 802.9411 | 6682.0914 | 8870.5956 | 0 | 0 | 8870.5956 | 0.01314%
2027 | 1458 | 1458-456F | Tier-2 | Tier-2---16 | 4--3 | 19 | 100% | 120.5031 | 4.551% | 95.42% | 0.02562% | 0.27144 | 0 | 0 | 0.27144 | 0 | 0.24701 | 0.33043 | 0.74753 | 0.24701 | 0.33043 | 0.74753 | 0.27411 | 0.36669 | 0.74753 | 0.2253% | 0.091761 | 0.087218 | 1313.2339 | 11.3935 | 1113.5701 | 188.2703 | 1378.5121 | 0 | 0 | 1378.5121 | 5.698e-05%
2027 | 1458 | 1458-519 | Tier-2 | Tier-2---17 | 1--5 | 1 | 100% | 7.6147 | 99.51% | 0% | 0.4892% | 0.37508 | 0 | 0 | 0.37508 | 0 | 0.34132 | 0.017391 | 19.6261 | 0.34132 | 0.017391 | 19.6261 | 0.37877 | 0.019299 | 19.6261 | 4.926% | 0.000217 | 0.00020626 | 35090.7714 | 5636.6246 | 740.6939 | 28713.4529 | 35099.7115 | 0 | 0 | 35099.7115 | 7.873e-05%
2027 | 1458 | 1458-565R | Tier-3 | Tier-3---6 | 5--5 | 334 | 100% | 865.4889 | 93.04% | 6.555% | 0.3997% | 39.862 | 0 | 0 | 39.862 | 0 | 36.2739 | 5.8087 | 6.2448 | 36.2739 | 5.8087 | 6.2448 | 40.2538 | 6.446 | 6.2448 | 4.606% | 0.15819 | 0.15036 | 5471.15 | 831.2842 | 343.7471 | 4296.1187 | 5490.9667 | 0 | 0 | 5490.9667 | 0.008367%
2027 | 1458 | 1458-601R | Tier-3 | Tier-3---2 | 5--5 | 831 | 100% | 3446.9071 | 93.23% | 6.468% | 0.3015% | 159.0724 | 0 | 0 | 159.0724 | 0 | 144.7537 | 14.4521 | 10.0161 | 144.7537 | 14.4521 | 10.0161 | 160.6357 | 16.0377 | 10.0161 | 4.615% | 0.20421 | 0.1941 | 16878.9798 | 3452.9233 | 1062.0214 | 12364.0351 | 16938.4814 | 0 | 0 | 16938.4814 | 0.03339%
2027 | 1525 | 1525-23R | Tier-2 | Tier-2---20 | 4--1 | 9 | 100% | 2.2492 | 62.24% | 25.04% | 12.72% | 0.069291 | 0 | 0 | 0.069291 | 0 | 0.063054 | 0.15652 | 0.40285 | 0.063054 | 0.15652 | 0.40285 | 0.069972 | 0.17369 | 0.40285 | 3.081% | 0.032823 | 0.031198 | 68.526 | 7.5628 | 21.4776 | 39.4855 | 69.8736 | 0 | 0 | 69.8736 | 1.454e-05%
2027 | 157 | 157-165R | Tier-3 | Tier-3---18 | 5--2 | 124 | 100% | 161.4875 | 68.83% | 29.58% | 1.593% | 5.5019 | 0 | 0 | 5.5019 | 0 | 5.0067 | 2.1565 | 2.3217 | 5.0067 | 2.1565 | 2.3217 | 5.556 | 2.3931 | 2.3217 | 3.407% | 0.28262 | 0.26863 | 571.4006 | 45.3664 | 164.9781 | 361.0561 | 580.6762 | 0 | 0 | 580.6762 | 0.001155%
2027 | 157 | 157-189R | Tier-3 | Tier-3---9 | 5--4 | 1030 | 100% | 1466.7959 | 72.32% | 26.57% | 1.114% | 52.5064 | 0 | 0 | 52.5064 | 0 | 47.7801 | 17.9129 | 2.6674 | 47.7801 | 17.9129 | 2.6674 | 53.0225 | 19.8783 | 2.6674 | 3.58% | 0.3705 | 0.35216 | 3959.0061 | 404.1268 | 974.6501 | 2580.2292 | 4016.0828 | 0 | 0 | 4016.0828 | 0.01102%
2027 | 157 | 157-1928R | Tier-3 | Tier-3---11 | 5--4 | 96 | 100% | 379.4778 | 92.67% | 6.848% | 0.4867% | 17.4064 | 0 | 0 | 17.4064 | 0 | 15.8396 | 1.6696 | 9.4873 | 15.8396 | 1.6696 | 9.4873 | 17.5775 | 1.8527 | 9.4873 | 4.587% | 0.2812 | 0.26728 | 1349.4751 | 199.7127 | 87.7056 | 1062.0567 | 1354.6297 | 0 | 0 | 1354.6297 | 0.003654%
2027 | 157 | 157-204R | Tier-3 | Tier-3---11 | 5--4 | 316 | 100% | 728.9999 | 94.73% | 4.338% | 0.9356% | 34.1826 | 0 | 0 | 34.1826 | 0 | 31.1057 | 5.4956 | 5.6601 | 31.1057 | 5.4956 | 5.6601 | 34.5186 | 6.0986 | 5.6601 | 4.689% | 0.32777 | 0.31154 | 2224.1461 | 315.248 | 151.9679 | 1756.9302 | 2230.254 | 0 | 0 | 2230.254 | 0.007175%
2027 | 157 | 157-232R | Tier-3 | Tier-3---11 | 5--4 | 356 | 100% | 737.6356 | 80.19% | 18.85% | 0.9654% | 29.2782 | 0 | 0 | 29.2782 | 0 | 26.6427 | 6.1913 | 4.3033 | 26.6427 | 6.1913 | 4.3033 | 29.5659 | 6.8706 | 4.3033 | 3.969% | 0.32167 | 0.30575 | 2293.1426 | 264.1373 | 427.4504 | 1601.5549 | 2316.8052 | 0 | 0 | 2316.8052 | 0.006146%
2027 | 157 | 157-257R | Tier-3 | Tier-3---14 | 5--4 | 882 | 100% | 854.144 | 56.45% | 41.98% | 1.572% | 23.8658 | 0 | 0 | 23.8658 | 0 | 21.7176 | 15.339 | 1.4158 | 21.7176 | 15.339 | 1.4158 | 24.1004 | 17.022 | 1.4158 | 2.794% | 0.36686 | 0.3487 | 2328.2535 | 169.8306 | 913.7375 | 1244.6854 | 2381.0619 | 0 | 0 | 2381.0619 | 0.005009%
2027 | 157 | 157-273R | Tier-3 | Tier-3---14 | 5--4 | 441 | 100% | 480.7998 | 81.05% | 17.89% | 1.052% | 19.2905 | 0 | 0 | 19.2905 | 0 | 17.5541 | 7.6695 | 2.2888 | 17.5541 | 7.6695 | 2.2888 | 19.4801 | 8.511 | 2.2888 | 4.012% | 0.32295 | 0.30696 | 1488.7712 | 174.3464 | 278.1483 | 1036.2764 | 1503.4603 | 0 | 0 | 1503.4603 | 0.004049%
2027 | 157 | 157-81R | Tier-3 | Tier-3---3 | 5--5 | 1391 | 100% | 2882.5826 | 80.96% | 18.44% | 0.5996% | 115.514 | 0 | 0 | 115.514 | 0 | 105.1162 | 24.1911 | 4.3452 | 105.1162 | 24.1911 | 4.3452 | 116.6493 | 26.8453 | 4.3452 | 4.007% | 0.38414 | 0.36512 | 7504.0834 | 990.345 | 1294.8297 | 5218.9087 | 7578.5076 | 0 | 0 | 7578.5076 | 0.02425%
2027 | 175 | 175-2024R | Tier-2 | Tier-2---5 | 5--5 | 593 | 100% | 563.0882 | 93.71% | 5.71% | 0.5784% | 26.1201 | 0 | 0 | 26.1201 | 0 | 23.7689 | 10.313 | 2.3048 | 23.7689 | 10.313 | 2.3048 | 26.3768 | 11.4445 | 2.3048 | 4.639% | 0.19114 | 0.18168 | 2945.925 | 621.2029 | 162.2415 | 2162.4806 | 2955.5726 | 0 | 0 | 2955.5726 | 0.005483%
2027 | 175 | 175-24R | Tier-2 | Tier-2---8 | 5--4 | 236 | 100% | 1055.746 | 27.96% | 71.78% | 0.2605% | 14.6103 | 0 | 0 | 14.6103 | 0 | 13.2952 | 4.1043 | 3.2393 | 13.2952 | 4.1043 | 3.2393 | 14.7539 | 4.5546 | 3.2393 | 1.384% | 0.17491 | 0.16625 | 6035.8973 | 385.7406 | 3993.7328 | 1656.4239 | 6262.3539 | 0 | 0 | 6262.3539 | 0.003067%
2027 | 175 | 175-64R | Tier-3 | Tier-3---11 | 5--5 | 756 | 100% | 731.7191 | 85.48% | 13.53% | 0.984% | 30.9619 | 0 | 0 | 30.9619 | 0 | 28.1749 | 13.1477 | 2.1429 | 28.1749 | 13.1477 | 2.1429 | 31.2662 | 14.5903 | 2.1429 | 4.231% | 0.20232 | 0.19231 | 3616.5854 | 555.855 | 463.329 | 2597.4013 | 3643.9277 | 0 | 0 | 3643.9277 | 0.006499%
2027 | 175 | 175-90R | Tier-3 | Tier-3---9 | 5--5 | 864 | 100% | 894.6693 | 80.29% | 18.79% | 0.921% | 35.5586 | 0 | 0 | 35.5586 | 0 | 32.3578 | 15.026 | 2.1535 | 32.3578 | 15.026 | 2.1535 | 35.908 | 16.6746 | 2.1535 | 3.974% | 0.20491 | 0.19477 | 4366.1148 | 584.0624 | 757.6208 | 3024.4316 | 4410.9247 | 0 | 0 | 4410.9247 | 0.007464%
2027 | 175 | 175-94R | Tier-2 | Tier-2---10 | 5--4 | 245 | 100% | 275.6722 | 39.95% | 59.59% | 0.4576% | 5.4519 | 0 | 0 | 5.4519 | 0 | 4.9611 | 4.2608 | 1.1644 | 4.9611 | 4.2608 | 1.1644 | 5.5054 | 4.7283 | 1.1644 | 1.978% | 0.16555 | 0.15736 | 1665.1861 | 117.2564 | 895.8047 | 652.125 | 1717.2587 | 0 | 0 | 1717.2587 | 0.001144%
2027 | 176 | 176-161R | Tier-3 | Tier-3---5 | 5--5 | 575 | 100% | 1442.7596 | 90.39% | 9.157% | 0.4576% | 64.5504 | 0 | 0 | 64.5504 | 0 | 58.74 | 9.9999 | 5.874 | 58.74 | 9.9999 | 5.874 | 65.1848 | 11.0971 | 5.874 | 4.474% | 0.22417 | 0.21307 | 6436.0353 | 957.8537 | 605.899 | 4872.2826 | 6468.2597 | 0 | 0 | 6468.2597 | 0.01355%
2027 | 176 | 176-164R | Tier-3 | Tier-3---11 | 5--5 | 357 | 100% | 613.402 | 87.29% | 12.01% | 0.6968% | 26.5055 | 0 | 0 | 26.5055 | 0 | 24.1196 | 6.2087 | 3.8848 | 24.1196 | 6.2087 | 3.8848 | 26.766 | 6.8899 | 3.8848 | 4.321% | 0.20727 | 0.19701 | 2959.4233 | 422.7131 | 329.6607 | 2207.0495 | 2979.0056 | 0 | 0 | 2979.0056 | 0.005564%
2027 | 176 | 176-1834R | Tier-3 | Tier-3---5 | 5--5 | 870 | 100% | 1527.634 | 81.51% | 17.94% | 0.5573% | 61.6342 | 0 | 0 | 61.6342 | 0 | 56.0863 | 15.1303 | 3.7069 | 56.0863 | 15.1303 | 3.7069 | 62.2399 | 16.7904 | 3.7069 | 4.035% | 0.23205 | 0.22056 | 6583.3295 | 1087.0711 | 1168.7765 | 4327.4819 | 6646.7304 | 0 | 0 | 6646.7304 | 0.01294%
2027 | 176 | 176-1836R | Tier-2 | Tier-2---11 | 5--3 | 30 | 100% | 176.1999 | 27.39% | 72.07% | 0.5367% | 2.389 | 0 | 0 | 2.389 | 0 | 2.174 | 0.52174 | 4.1668 | 2.174 | 0.52174 | 4.1668 | 2.4125 | 0.57898 | 4.1668 | 1.356% | 0.10638 | 0.10111 | 1656.3379 | 87.619 | 1121.6433 | 447.0755 | 1718.9695 | 0 | 0 | 1718.9695 | 0.0005015%
2027 | 176 | 176-1845R | Tier-3 | Tier-3---11 | 5--5 | 270 | 100% | 550.3123 | 86.34% | 12.77% | 0.8885% | 23.5203 | 0 | 0 | 23.5203 | 0 | 21.4031 | 4.6956 | 4.5581 | 21.4031 | 4.6956 | 4.5581 | 23.7514 | 5.2108 | 4.5581 | 4.274% | 0.20978 | 0.19939 | 2623.3078 | 370.7068 | 320.9781 | 1931.6229 | 2641.9652 | 0 | 0 | 2641.9652 | 0.004937%
2027 | 176 | 176-194R | Tier-3 | Tier-3---9 | 5--5 | 451 | 100% | 677.779 | 83.64% | 15.51% | 0.8494% | 28.061 | 0 | 0 | 28.061 | 0 | 25.5352 | 7.8434 | 3.2556 | 25.5352 | 7.8434 | 3.2556 | 28.3368 | 8.704 | 3.2556 | 4.14% | 0.21542 | 0.20476 | 3146.314 | 445.8846 | 458.0112 | 2242.4182 | 3173.1215 | 0 | 0 | 3173.1215 | 0.00589%
2027 | 176 | 176-197F | Tier-3 | Tier-3---5 | 5--5 | 1054 | 100% | 1901.6652 | 78.35% | 21.16% | 0.4918% | 73.7557 | 0 | 0 | 73.7557 | 0 | 67.1167 | 18.3303 | 3.6615 | 67.1167 | 18.3303 | 3.6615 | 74.4806 | 20.3415 | 3.6615 | 3.878% | 0.23242 | 0.22091 | 8182.1472 | 1427.4932 | 1620.6818 | 5133.9723 | 8274.3863 | 0 | 0 | 8274.3863 | 0.01548%
2027 | 176 | 176-200F | Tier-3 | Tier-3---15 | 5--4 | 77 | 100% | 342.7574 | 49.83% | 49.91% | 0.2576% | 8.4543 | 0 | 0 | 8.4543 | 0 | 7.6933 | 1.3391 | 5.745 | 7.6933 | 1.3391 | 5.745 | 8.5374 | 1.486 | 5.745 | 2.467% | 0.18529 | 0.17612 | 1849.8169 | 153.4619 | 845.5193 | 850.8357 | 1898.1484 | 0 | 0 | 1898.1484 | 0.001775%
2027 | 177 | 177-955 | Tier-2 | Tier-2---5 | 5--5 | 36 | 100% | 950.0511 | 33.62% | 66.04% | 0.3363% | 15.8108 | 0 | 0 | 15.8108 | 0 | 14.3876 | 0.62608 | 22.9804 | 14.3876 | 0.62608 | 22.9804 | 15.9662 | 0.69478 | 22.9804 | 1.664% | 0.11726 | 0.11145 | 8102.2285 | 665.4806 | 4864.4056 | 2572.3423 | 8382.3153 | 0 | 0 | 8382.3153 | 0.003319%
2027 | 178 | 178-968AE | Tier-2 | Tier-2---18 | 3--3 | 9 | 100% | 15.4322 | 73.56% | 0% | 26.44% | 0.56191 | 0 | 0 | 0.56191 | 0 | 0.51133 | 0.15652 | 3.2669 | 0.51133 | 0.15652 | 3.2669 | 0.56743 | 0.17369 | 3.2669 | 3.641% | 0.018466 | 0.017552 | 835.6994 | 94.2014 | 379.7988 | 361.6992 | 847.2069 | 0 | 0 | 847.2069 | 0.0001179%
2027 | 178 | 178-982 | Tier-2 | Tier-2---21 | 1--1 | 3 | 100% | 0.93128 | 13.4% | 0% | 86.6% | 0.0061774 | 0 | 0 | 0.0061774 | 0 | 0.0056214 | 0.052174 | 0.10774 | 0.0056214 | 0.052174 | 0.10774 | 0.0062381 | 0.057898 | 0.10774 | 0.6633% | 0.0033454 | 0.0031798 | 278.3757 | 0.63264 | 254.3025 | 23.4406 | 290.9303 | 0 | 0 | 290.9303 | 1.297e-06%
2027 | 182 | 182-2240F | Tier-2 | Tier-2---2 | 5--5 | 1311 | 100% | 1849.4802 | 64.04% | 35.59% | 0.3658% | 58.6279 | 0 | 0 | 58.6279 | 0 | 53.3506 | 22.7999 | 2.34 | 53.3506 | 22.7999 | 2.34 | 59.2041 | 25.3014 | 2.34 | 3.17% | 0.1455 | 0.1383 | 12710.8197 | 2473.4049 | 4337.8066 | 5899.6082 | 12948.8593 | 0 | 0 | 12948.8593 | 0.01231%
2027 | 182 | 182-2250 | Tier-2 | Tier-2---8 | 5--5 | 11 | 100% | 188.3209 | 97.39% | 2.141% | 0.4657% | 9.0789 | 0 | 0 | 9.0789 | 0 | 8.2617 | 0.1913 | 43.1863 | 8.2617 | 0.1913 | 43.1863 | 9.1681 | 0.21229 | 43.1863 | 4.821% | 0.10496 | 0.099761 | 1794.2707 | 286.1267 | 42.0773 | 1466.0666 | 1796.7063 | 0 | 0 | 1796.7063 | 0.001906%
2027 | 182 | 182-2252R | Tier-2 | Tier-2---5 | 5--5 | 338 | 100% | 437.4034 | 92.58% | 6.861% | 0.5557% | 20.0457 | 0 | 0 | 20.0457 | 0 | 18.2413 | 5.8782 | 3.1032 | 18.2413 | 5.8782 | 3.1032 | 20.2427 | 6.5232 | 3.1032 | 4.583% | 0.11307 | 0.10747 | 3868.3889 | 593.9237 | 259.5961 | 3014.8691 | 3883.3295 | 0 | 0 | 3883.3295 | 0.004208%
2027 | 182 | 182-2254R | Tier-2 | Tier-2---11 | 5--4 | 17 | 100% | 74.8792 | 92.6% | 6.527% | 0.8705% | 3.4323 | 0 | 0 | 3.4323 | 0 | 3.1234 | 0.29565 | 10.5644 | 3.1234 | 0.29565 | 10.5644 | 3.4661 | 0.32809 | 10.5644 | 4.584% | 0.10223 | 0.097167 | 732.4796 | 113.3566 | 46.859 | 572.264 | 735.3014 | 0 | 0 | 735.3014 | 0.0007205%
2027 | 183 | 183-439 | Tier-2 | Tier-2---14 | 3--5 | 85 | 100% | 138.4322 | 24.55% | 74.86% | 0.5956% | 1.6821 | 0 | 0 | 1.6821 | 0 | 1.5307 | 1.4783 | 1.0355 | 1.5307 | 1.4783 | 1.0355 | 1.6986 | 1.6404 | 1.0355 | 1.215% | 0.018422 | 0.01751 | 7514.4213 | 312.7649 | 5165.0291 | 2036.6274 | 7809.6923 | 0 | 0 | 7809.6923 | 0.0003531%
2027 | 183 | 183-440 | Tier-2 | Tier-2---12 | 3--5 | 180 | 100% | 173.9797 | 32.16% | 66.62% | 1.222% | 2.7698 | 0 | 0 | 2.7698 | 0 | 2.5205 | 3.1304 | 0.80516 | 2.5205 | 3.1304 | 0.80516 | 2.797 | 3.4739 | 0.80516 | 1.592% | 0.025335 | 0.024081 | 6867.059 | 365.5871 | 4285.7066 | 2215.7653 | 7109.6613 | 0 | 0 | 7109.6613 | 0.0005814%
2027 | 185 | 185-51F | Tier-2 | Tier-2---7 | 4--5 | 481 | 100% | 390.6047 | 65.18% | 33.32% | 1.503% | 12.602 | 0 | 0 | 12.602 | 0 | 11.4676 | 8.3652 | 1.3709 | 11.4676 | 8.3652 | 1.3709 | 12.7258 | 9.283 | 1.3709 | 3.226% | 0.048222 | 0.045835 | 8100.2023 | 1032.7815 | 2609.1587 | 4458.2621 | 8247.0995 | 0 | 0 | 8247.0995 | 0.002645%
2027 | 196 | 196-43F | Tier-2 | Tier-2---17 | 3--4 | 138 | 100% | 88.7043 | 1.997% | 97.73% | 0.2744% | 0.087686 | 0 | 0 | 0.087686 | 0 | 0.079793 | 2.4 | 0.033247 | 0.079793 | 2.4 | 0.033247 | 0.088548 | 2.6633 | 0.033247 | 0.09885% | 0.017356 | 0.016497 | 5110.7559 | 20.3981 | 4582.2226 | 508.1351 | 5371.5979 | 0 | 0 | 5371.5979 | 1.841e-05%
2027 | 197 | 197-1150F | Tier-2 | Tier-2---15 | 3--4 | 2 | 100% | 37.9092 | 96.86% | 0.4538% | 2.686% | 1.8176 | 0 | 0 | 1.8176 | 0 | 1.654 | 0.034782 | 47.5523 | 1.654 | 0.034782 | 47.5523 | 1.8355 | 0.038599 | 47.5523 | 4.795% | 0.021777 | 0.020699 | 1740.8051 | 277.2878 | 48.7789 | 1414.7385 | 1743.6514 | 0 | 0 | 1743.6514 | 0.0003815%
2027 | 197 | 197-1155F | Tier-2 | Tier-2---21 | 1--4 | 27 | 100% | 2.6346 | 91.13% | 0% | 8.87% | 0.11884 | 0 | 0 | 0.11884 | 0 | 0.10815 | 0.46956 | 0.23031 | 0.10815 | 0.46956 | 0.23031 | 0.12001 | 0.52108 | 0.23031 | 4.511% | 0.0010316 | 0.00098054 | 2553.8632 | 379.4847 | 234.4628 | 1939.9157 | 2565.6607 | 0 | 0 | 2565.6607 | 2.495e-05%
2027 | 198 | 198-37R | Tier-2 | Tier-2---9 | 4--5 | 103 | 100% | 225.7204 | 81.18% | 16.94% | 1.877% | 9.0709 | 0 | 0 | 9.0709 | 0 | 8.2544 | 1.7913 | 4.608 | 8.2544 | 1.7913 | 4.608 | 9.16 | 1.9878 | 4.608 | 4.019% | 0.030671 | 0.029153 | 7359.4074 | 2410.2174 | 1700.5946 | 3248.5954 | 7431.5203 | 0 | 0 | 7431.5203 | 0.001904%
2027 | 204 | 204-32R | Tier-2 | Tier-2---11 | 4--4 | 301 | 100% | 174.7993 | 90.03% | 3.465% | 6.507% | 7.7897 | 0 | 0 | 7.7897 | 0 | 7.0885 | 5.2347 | 1.3541 | 7.0885 | 5.2347 | 1.3541 | 7.8663 | 5.8091 | 1.3541 | 4.456% | 0.087106 | 0.082794 | 2006.7428 | 246.9421 | 179.8959 | 1579.9048 | 2017.1643 | 0 | 0 | 2017.1643 | 0.001635%
2027 | 205 | 205-1550 | Tier-2 | Tier-2---15 | 2--4 | 9 | 100% | 27.6639 | 93.54% | 0% | 6.46% | 1.2809 | 0 | 0 | 1.2809 | 0 | 1.1656 | 0.15652 | 7.4469 | 1.1656 | 0.15652 | 7.4469 | 1.2935 | 0.17369 | 7.4469 | 4.63% | 0.008789 | 0.0083539 | 3147.5552 | 439.5356 | 466.2565 | 2241.7631 | 3158.1449 | 0 | 0 | 3158.1449 | 0.0002689%
2027 | 206 | 206-1105 | Tier-2 | Tier-2---9 | 3--5 | 66 | 100% | 189.805 | 98.58% | 0% | 1.419% | 9.2621 | 0 | 0 | 9.2621 | 0 | 8.4284 | 1.1478 | 7.3429 | 8.4284 | 1.1478 | 7.3429 | 9.3531 | 1.2738 | 7.3429 | 4.88% | 0.014019 | 0.013325 | 13539.1253 | 2187.5417 | 263.1851 | 11088.3985 | 13549.1271 | 0 | 0 | 13549.1271 | 0.001944%
2027 | 206 | 206-1817 | Tier-2 | Tier-2---4 | 4--5 | 385 | 100% | 414.414 | 98.25% | 0% | 1.752% | 20.154 | 0 | 0 | 20.154 | 0 | 18.3399 | 6.6956 | 2.7391 | 18.3399 | 6.6956 | 2.7391 | 20.3521 | 7.4302 | 2.7391 | 4.863% | 0.038208 | 0.036317 | 10846.319 | 1742.1104 | 241.9911 | 8862.2175 | 10856.2171 | 0 | 0 | 10856.2171 | 0.00423%
2027 | 209 | 209-1769F | Tier-2 | Tier-2---6 | 5--5 | 1294 | 100% | 1246.6839 | 98.28% | 0% | 1.716% | 60.6517 | 0 | 0 | 60.6517 | 0 | 55.1923 | 22.5042 | 2.4525 | 55.1923 | 22.5042 | 2.4525 | 61.2478 | 24.9733 | 2.4525 | 4.865% | 0.11169 | 0.10616 | 11161.7212 | 1795.9566 | 261.2581 | 9104.5065 | 11171.6974 | 0 | 0 | 11171.6974 | 0.01273%
2027 | 210 | 210-172R | Tier-2 | Tier-2---11 | 5--2 | 202 | 100% | 187.8449 | 74.26% | 23.89% | 1.85% | 6.9052 | 0 | 0 | 6.9052 | 0 | 6.2836 | 3.513 | 1.7887 | 6.2836 | 3.513 | 1.7887 | 6.973 | 3.8985 | 1.7887 | 3.676% | 0.32588 | 0.30975 | 576.4292 | 39.7856 | 130.795 | 405.8486 | 584.1554 | 0 | 0 | 584.1554 | 0.001449%
2027 | 210 | 210-392R | Tier-2 | Tier-2---10 | 5--3 | 360 | 100% | 420.3387 | 65.56% | 32.94% | 1.504% | 13.641 | 0 | 0 | 13.641 | 0 | 12.4131 | 6.2608 | 1.9827 | 12.4131 | 6.2608 | 1.9827 | 13.7751 | 6.9478 | 1.9827 | 3.245% | 0.34771 | 0.33049 | 1208.8925 | 89.1732 | 378.0363 | 741.683 | 1230.5744 | 0 | 0 | 1230.5744 | 0.002863%
2027 | 210 | 210-394R | Tier-2 | Tier-2---16 | 5--2 | 240 | 100% | 90.8214 | 45.65% | 51.72% | 2.624% | 2.0524 | 0 | 0 | 2.0524 | 0 | 1.8677 | 4.1739 | 0.44746 | 1.8677 | 4.1739 | 0.44746 | 2.0726 | 4.6318 | 0.44746 | 2.26% | 0.31841 | 0.30265 | 285.2308 | 14.2948 | 124.8192 | 146.1168 | 293.3036 | 0 | 0 | 293.3036 | 0.0004308%
2027 | 210 | 210-9R | Tier-2 | Tier-2---13 | 5--2 | 183 | 100% | 204.3186 | 25.26% | 73.76% | 0.9801% | 2.5548 | 0 | 0 | 2.5548 | 0 | 2.3248 | 3.1826 | 0.73049 | 2.3248 | 3.1826 | 0.73049 | 2.5799 | 3.5318 | 0.73049 | 1.25% | 0.31397 | 0.29843 | 650.7604 | 21.6073 | 447.6112 | 181.5419 | 676.0897 | 0 | 0 | 676.0897 | 0.0005363%
2027 | 211 | 211-279R | Tier-2 | Tier-2---10 | 5--3 | 410 | 100% | 472.6727 | 73.92% | 24.32% | 1.766% | 17.295 | 0 | 0 | 17.295 | 0 | 15.7383 | 7.1304 | 2.2072 | 15.7383 | 7.1304 | 2.2072 | 17.465 | 7.9127 | 2.2072 | 3.659% | 0.37314 | 0.35467 | 1266.7597 | 81.8701 | 334.8802 | 850.0094 | 1283.9654 | 0 | 0 | 1283.9654 | 0.00363%
2027 | 211 | 211-312R | Tier-2 | Tier-2---8 | 5--3 | 321 | 100% | 754.0624 | 63.09% | 35.39% | 1.526% | 23.5477 | 0 | 0 | 23.5477 | 0 | 21.4281 | 5.5826 | 3.8384 | 21.4281 | 5.5826 | 3.8384 | 23.7792 | 6.1951 | 3.8384 | 3.123% | 0.39031 | 0.37099 | 1931.9795 | 162.2508 | 643.7527 | 1125.9761 | 1969.1194 | 0 | 0 | 1969.1194 | 0.004943%
2027 | 211 | 211-771R | Tier-3 | Tier-3---14 | 5--4 | 1148 | 100% | 617.3051 | 73.22% | 25.44% | 1.334% | 22.3748 | 0 | 0 | 22.3748 | 0 | 20.3608 | 19.9651 | 1.0198 | 20.3608 | 19.9651 | 1.0198 | 22.5947 | 22.1556 | 1.0198 | 3.625% | 0.3743 | 0.35578 | 1649.207 | 127.1804 | 388.1922 | 1133.8343 | 1672.204 | 0 | 0 | 1672.204 | 0.004696%
2027 | 212 | 212-1177R | Tier-2 | Tier-2---8 | 5--4 | 386 | 100% | 484.9484 | 83.96% | 14.37% | 1.67% | 20.155 | 0 | 0 | 20.155 | 0 | 18.3407 | 6.713 | 2.7321 | 18.3407 | 6.713 | 2.7321 | 20.353 | 7.4495 | 2.7321 | 4.156% | 0.15054 | 0.14309 | 3221.4606 | 348.4219 | 528.8758 | 2344.1629 | 3248.3676 | 0 | 0 | 3248.3676 | 0.004231%
2027 | 212 | 212-1204R | Tier-2 | Tier-2---8 | 5--4 | 267 | 100% | 431.7599 | 82.12% | 16.51% | 1.365% | 17.5508 | 0 | 0 | 17.5508 | 0 | 15.971 | 4.6434 | 3.4395 | 15.971 | 4.6434 | 3.4395 | 17.7233 | 5.1529 | 3.4395 | 4.065% | 0.19221 | 0.18269 | 2246.3396 | 244.3912 | 383.4547 | 1618.4937 | 2267.2561 | 0 | 0 | 2267.2561 | 0.003684%
2027 | 212 | 212-638R | Tier-2 | Tier-2---11 | 5--4 | 39 | 100% | 157.455 | 96.47% | 1.863% | 1.664% | 7.5191 | 0 | 0 | 7.5191 | 0 | 6.8423 | 0.67826 | 10.0881 | 6.8423 | 0.67826 | 10.0881 | 7.593 | 0.75267 | 10.0881 | 4.775% | 0.10708 | 0.10177 | 1470.5114 | 155.1186 | 63.8116 | 1251.5811 | 1473.2126 | 0 | 0 | 1473.2126 | 0.001578%
2027 | 212 | 212-725R | Tier-3 | Tier-3---10 | 5--5 | 1799 | 100% | 749.6423 | 94.58% | 4.636% | 0.779% | 35.0978 | 0 | 0 | 35.0978 | 0 | 31.9385 | 31.2868 | 1.0208 | 31.9385 | 31.2868 | 1.0208 | 35.4427 | 34.7195 | 1.0208 | 4.682% | 0.13941 | 0.13251 | 5377.288 | 738.7725 | 258.1994 | 4380.3161 | 5392.4534 | 0 | 0 | 5392.4534 | 0.007367%
2027 | 212 | 212-734R | Tier-2 | Tier-2---10 | 5--4 | 23 | 100% | 405.6391 | 93.64% | 4.241% | 2.118% | 18.8023 | 0 | 0 | 18.8023 | 0 | 17.1098 | 0.4 | 42.7748 | 17.1098 | 0.4 | 42.7748 | 18.9871 | 0.44388 | 42.7748 | 4.635% | 0.17753 | 0.16875 | 2284.84 | 188.9421 | 239.3419 | 1856.5561 | 2292.4067 | 0 | 0 | 2292.4067 | 0.003947%
2027 | 212 | 212-739R | Tier-3 | Tier-3---15 | 5--4 | 658 | 100% | 301.7157 | 89.07% | 9.028% | 1.906% | 13.302 | 0 | 0 | 13.302 | 0 | 12.1046 | 11.4434 | 1.0578 | 12.1046 | 11.4434 | 1.0578 | 13.4327 | 12.6989 | 1.0578 | 4.409% | 0.13097 | 0.12449 | 2303.7005 | 251.0522 | 237.9772 | 1814.6711 | 2316.8178 | 0 | 0 | 2316.8178 | 0.002792%
2027 | 212 | 212-743R | Tier-2 | Tier-2---13 | 5--3 | 63 | 100% | 81.923 | 90.82% | 6.613% | 2.567% | 3.6829 | 0 | 0 | 3.6829 | 0 | 3.3514 | 1.0956 | 3.0588 | 3.3514 | 1.0956 | 3.0588 | 3.7191 | 1.2159 | 3.0588 | 4.496% | 0.11654 | 0.11078 | 702.9342 | 71.3752 | 58.8304 | 572.7286 | 706.2949 | 0 | 0 | 706.2949 | 0.000773%
2027 | 212 | 212-758R | Tier-2 | Tier-2---8 | 5--4 | 268 | 100% | 381.3507 | 89.63% | 8.808% | 1.561% | 16.9197 | 0 | 0 | 16.9197 | 0 | 15.3967 | 4.6608 | 3.3034 | 15.3967 | 4.6608 | 3.3034 | 17.086 | 5.1722 | 3.3034 | 4.437% | 0.1427 | 0.13564 | 2672.3387 | 313.5648 | 256.9237 | 2101.8502 | 2686.7681 | 0 | 0 | 2686.7681 | 0.003551%
2027 | 212 | 212-773R | Tier-2 | Tier-2---5 | 5--4 | 413 | 100% | 677.1103 | 83.18% | 15.77% | 1.046% | 27.8801 | 0 | 0 | 27.8801 | 0 | 25.3705 | 7.1826 | 3.5322 | 25.3705 | 7.1826 | 3.5322 | 28.1541 | 7.9706 | 3.5322 | 4.118% | 0.19881 | 0.18897 | 3405.7885 | 402.585 | 522.8709 | 2480.3327 | 3435.6179 | 0 | 0 | 3435.6179 | 0.005852%
2027 | 212 | 212-799R | Tier-2 | Tier-2---10 | 5--4 | 105 | 100% | 254.923 | 88.52% | 10.12% | 1.358% | 11.1702 | 0 | 0 | 11.1702 | 0 | 10.1648 | 1.8261 | 5.5665 | 10.1648 | 1.8261 | 5.5665 | 11.28 | 2.0264 | 5.5665 | 4.382% | 0.12493 | 0.11875 | 2040.5268 | 236.751 | 211.9535 | 1591.8223 | 2052.7246 | 0 | 0 | 2052.7246 | 0.002345%
2027 | 212 | 212-880R | Tier-2 | Tier-2---16 | 5--2 | 94 | 100% | 30.3116 | 92.5% | 4.382% | 3.114% | 1.3879 | 0 | 0 | 1.3879 | 0 | 1.263 | 1.6348 | 0.77259 | 1.263 | 1.6348 | 0.77259 | 1.4016 | 1.8141 | 0.77259 | 4.579% | 0.10736 | 0.10205 | 282.3367 | 28.4993 | 19.5005 | 234.337 | 283.4389 | 0 | 0 | 283.4389 | 0.0002913%
2027 | 212 | 212-886R | Tier-2 | Tier-2---8 | 5--4 | 160 | 100% | 472.8052 | 94.27% | 4.633% | 1.099% | 22.0624 | 0 | 0 | 22.0624 | 0 | 20.0765 | 2.7826 | 7.215 | 20.0765 | 2.7826 | 7.215 | 22.2793 | 3.0879 | 7.215 | 4.666% | 0.18767 | 0.17838 | 2519.3545 | 323.5371 | 126.2126 | 2069.6048 | 2526.8745 | 0 | 0 | 2526.8745 | 0.004631%
2027 | 212 | 212-888R | Tier-2 | Tier-2---8 | 5--4 | 125 | 100% | 346.5382 | 90.95% | 7.817% | 1.237% | 15.6005 | 0 | 0 | 15.6005 | 0 | 14.1963 | 2.1739 | 6.5303 | 14.1963 | 2.1739 | 6.5303 | 15.7538 | 2.4124 | 6.5303 | 4.502% | 0.13116 | 0.12466 | 2642.179 | 334.1686 | 213.131 | 2094.8795 | 2654.6375 | 0 | 0 | 2654.6375 | 0.003275%
2027 | 214 | 214-1122R | Tier-3 | Tier-3---3 | 5--5 | 1694 | 100% | 2893.3725 | 90.28% | 9.311% | 0.4067% | 129.3045 | 0 | 0 | 129.3045 | 0 | 117.6653 | 29.4607 | 3.994 | 117.6653 | 29.4607 | 3.994 | 130.5753 | 32.693 | 3.994 | 4.469% | 0.26918 | 0.25585 | 10749.0069 | 1574.7708 | 951.5348 | 8222.7013 | 10803.4034 | 0 | 0 | 10803.4034 | 0.02714%
2027 | 214 | 214-1135R | Tier-3 | Tier-3---6 | 4--5 | 980 | 100% | 805.3146 | 95.2% | 3.81% | 0.9931% | 37.9484 | 0 | 0 | 37.9484 | 0 | 34.5325 | 17.0434 | 2.0262 | 34.5325 | 17.0434 | 2.0262 | 38.3213 | 18.9133 | 2.0262 | 4.712% | 0.090777 | 0.086284 | 8871.3507 | 1468.4713 | 438.4999 | 6964.3795 | 8893.5417 | 0 | 0 | 8893.5417 | 0.007965%
2027 | 214 | 214-17AE | Tier-3 | Tier-3---17 | 4--4 | 1791 | 100% | 127.491 | 90.35% | 5.503% | 4.145% | 5.7019 | 0 | 0 | 5.7019 | 0 | 5.1887 | 31.1476 | 0.16658 | 5.1887 | 31.1476 | 0.16658 | 5.758 | 34.5651 | 0.16658 | 4.472% | 0.071957 | 0.068395 | 1771.7769 | 216.0551 | 150.3479 | 1405.374 | 1780.6795 | 0 | 0 | 1780.6795 | 0.001197%
2027 | 214 | 214-4R | Tier-3 | Tier-3---17 | 4--4 | 892 | 100% | 89.6399 | 90.66% | 5.945% | 3.4% | 4.0225 | 0 | 0 | 4.0225 | 0 | 3.6605 | 15.5129 | 0.23596 | 3.6605 | 15.5129 | 0.23596 | 4.0621 | 17.215 | 0.23596 | 4.487% | 0.059676 | 0.056722 | 1502.1196 | 200.0517 | 124.6473 | 1177.4206 | 1509.4294 | 0 | 0 | 1509.4294 | 0.0008443%
2027 | 214 | 214-536R | Tier-3 | Tier-3---17 | 4--4 | 433 | 100% | 96.9267 | 93.35% | 4.585% | 2.069% | 4.4786 | 0 | 0 | 4.4786 | 0 | 4.0755 | 7.5304 | 0.54121 | 4.0755 | 7.5304 | 0.54121 | 4.5227 | 8.3566 | 0.54121 | 4.621% | 0.053744 | 0.051083 | 1803.5024 | 246.1785 | 178.6516 | 1378.6723 | 1809.7517 | 0 | 0 | 1809.7517 | 0.0009401%
2027 | 214 | 214-583R | Tier-3 | Tier-3---13 | 4--5 | 318 | 100% | 328.9866 | 94.06% | 4.474% | 1.469% | 15.3171 | 0 | 0 | 15.3171 | 0 | 13.9383 | 5.5304 | 2.5203 | 13.9383 | 5.5304 | 2.5203 | 15.4676 | 6.1372 | 2.5203 | 4.656% | 0.070413 | 0.066928 | 4672.2426 | 712.2083 | 352.9213 | 3607.1129 | 4686.7021 | 0 | 0 | 4686.7021 | 0.003215%
2027 | 214 | 214-613R | Tier-3 | Tier-3---14 | 5--3 | 1357 | 100% | 480.8617 | 49.89% | 49.25% | 0.8586% | 11.8746 | 0 | 0 | 11.8746 | 0 | 10.8057 | 23.5998 | 0.45787 | 10.8057 | 23.5998 | 0.45787 | 11.9913 | 26.1892 | 0.45787 | 2.469% | 0.43289 | 0.41146 | 1110.8228 | 86.441 | 501.4412 | 522.9406 | 1139.8124 | 0 | 0 | 1139.8124 | 0.002492%
2027 | 214 | 214-647R | Tier-3 | Tier-3---8 | 5--5 | 617 | 100% | 2287.3818 | 92.77% | 6.976% | 0.2574% | 105.0353 | 0 | 0 | 105.0353 | 0 | 95.5807 | 10.7304 | 8.9075 | 95.5807 | 10.7304 | 8.9075 | 106.0676 | 11.9077 | 8.9075 | 4.592% | 0.23844 | 0.22663 | 9593.2735 | 1427.6996 | 628.6999 | 7536.874 | 9629.4117 | 0 | 0 | 9629.4117 | 0.02205%
2027 | 215 | 215-1531R | Tier-2 | Tier-2---2 | 5--5 | 729 | 100% | 1398.9852 | 84.15% | 15.42% | 0.4283% | 58.2745 | 0 | 0 | 58.2745 | 0 | 53.029 | 12.6782 | 4.1827 | 53.029 | 12.6782 | 4.1827 | 58.8472 | 14.0692 | 4.1827 | 4.165% | 0.20291 | 0.19287 | 6894.5825 | 1039.1679 | 1002.2008 | 4853.2138 | 6951.4886 | 0 | 0 | 6951.4886 | 0.01223%
2027 | 215 | 215-1534R | Tier-2 | Tier-2---1 | 5--5 | 471 | 100% | 1734.1452 | 88.98% | 10.7% | 0.3246% | 76.3804 | 0 | 0 | 76.3804 | 0 | 69.5051 | 8.1913 | 8.4853 | 69.5051 | 8.1913 | 8.4853 | 77.1311 | 9.09 | 8.4853 | 4.404% | 0.1982 | 0.18839 | 8749.2684 | 1441.1188 | 882.1072 | 6426.0424 | 8799.4812 | 0 | 0 | 8799.4812 | 0.01603%
2027 | 215 | 215-1544R | Tier-2 | Tier-2---8 | 5--4 | 156 | 100% | 205.9069 | 87.21% | 11.98% | 0.8132% | 8.8888 | 0 | 0 | 8.8888 | 0 | 8.0887 | 2.713 | 2.9814 | 8.0887 | 2.713 | 2.9814 | 8.9762 | 3.0107 | 2.9814 | 4.317% | 0.10891 | 0.10352 | 1890.6466 | 333.0962 | 217.1495 | 1340.4009 | 1903.2393 | 0 | 0 | 1903.2393 | 0.001866%
2027 | 215 | 215-38R | Tier-3 | Tier-3---10 | 5--5 | 354 | 100% | 650.1784 | 91.15% | 8.25% | 0.6037% | 29.3345 | 0 | 0 | 29.3345 | 0 | 26.694 | 6.1565 | 4.3359 | 26.694 | 6.1565 | 4.3359 | 29.6228 | 6.832 | 4.3359 | 4.512% | 0.12528 | 0.11908 | 5189.8024 | 828.3476 | 472.2938 | 3889.161 | 5213.7305 | 0 | 0 | 5213.7305 | 0.006157%
2027 | 216 | 216-1859F | Tier-3 | Tier-3---4 | 5--5 | 445 | 100% | 1336.0946 | 91.63% | 7.965% | 0.4046% | 60.6013 | 0 | 0 | 60.6013 | 0 | 55.1464 | 7.7391 | 7.1257 | 55.1464 | 7.7391 | 7.1257 | 61.1969 | 8.5882 | 7.1257 | 4.536% | 0.15704 | 0.14927 | 8507.7615 | 1421.0211 | 648.1937 | 6438.5467 | 8544.8444 | 0 | 0 | 8544.8444 | 0.01272%
2027 | 216 | 216-220R | Tier-3 | Tier-3---20 | 1--5 | 7 | 100% | 7.0463 | 99.01% | 0% | 0.9852% | 0.34535 | 0 | 0 | 0.34535 | 0 | 0.31427 | 0.12174 | 2.5815 | 0.31427 | 0.12174 | 2.5815 | 0.34875 | 0.1351 | 2.5815 | 4.901% | 0.000285 | 0.00027089 | 24723.7218 | 3992.0434 | 221.2684 | 20510.41 | 24736.4072 | 0 | 0 | 24736.4072 | 7.249e-05%
2027 | 217 | 217-41AE | Tier-2 | Tier-2---8 | 5--4 | 997 | 100% | 548.1248 | 61.28% | 37.04% | 1.683% | 16.6264 | 0 | 0 | 16.6264 | 0 | 15.1298 | 17.339 | 0.87259 | 15.1298 | 17.339 | 0.87259 | 16.7898 | 19.2414 | 0.87259 | 3.033% | 0.19664 | 0.1869 | 2787.4845 | 272.106 | 973.6181 | 1541.7603 | 2843.6939 | 0 | 0 | 2843.6939 | 0.00349%
2027 | 217 | 217-48AE | Tier-2 | Tier-2---8 | 5--4 | 790 | 100% | 701.5771 | 53.79% | 44.81% | 1.4% | 18.6798 | 0 | 0 | 18.6798 | 0 | 16.9984 | 13.739 | 1.2372 | 16.9984 | 13.739 | 1.2372 | 18.8634 | 15.2465 | 1.2372 | 2.663% | 0.20236 | 0.19234 | 3466.9889 | 313.4539 | 1406.954 | 1746.581 | 3550.4247 | 0 | 0 | 3550.4247 | 0.003921%
2027 | 217 | 217-835R | Tier-3 | Tier-3---5 | 5--5 | 1010 | 100% | 1459.42 | 90.56% | 8.764% | 0.6769% | 65.4212 | 0 | 0 | 65.4212 | 0 | 59.5324 | 17.5651 | 3.3892 | 59.5324 | 17.5651 | 3.3892 | 66.0641 | 19.4923 | 3.3892 | 4.483% | 0.28412 | 0.27006 | 5136.5819 | 779.5394 | 417.5644 | 3939.4781 | 5161.8362 | 0 | 0 | 5161.8362 | 0.01373%
2027 | 217 | 217-837R | Tier-3 | Tier-3---12 | 5--5 | 866 | 100% | 680.508 | 71.93% | 26.93% | 1.134% | 24.231 | 0 | 0 | 24.231 | 0 | 22.0499 | 15.0608 | 1.4641 | 22.0499 | 15.0608 | 1.4641 | 24.4691 | 16.7132 | 1.4641 | 3.561% | 0.14269 | 0.13563 | 4769.0891 | 589.9072 | 1292.048 | 2887.1339 | 4838.7956 | 0 | 0 | 4838.7956 | 0.005086%
2027 | 217 | 217-972R | Tier-2 | Tier-2---8 | 5--4 | 923 | 100% | 360.9866 | 64.42% | 33.78% | 1.803% | 11.5112 | 0 | 0 | 11.5112 | 0 | 10.475 | 16.0521 | 0.65256 | 10.475 | 16.0521 | 0.65256 | 11.6243 | 17.8133 | 0.65256 | 3.189% | 0.18227 | 0.17325 | 1980.496 | 214.776 | 614.2082 | 1151.5119 | 2017.1929 | 0 | 0 | 2017.1929 | 0.002416%
2027 | 217 | 217-983R | Tier-3 | Tier-3---5 | 5--5 | 249 | 100% | 1187.4841 | 92.09% | 7.578% | 0.3365% | 54.1281 | 0 | 0 | 54.1281 | 0 | 49.2558 | 4.3304 | 11.3744 | 49.2558 | 4.3304 | 11.3744 | 54.6601 | 4.8055 | 11.3744 | 4.558% | 0.2438 | 0.23173 | 4870.8263 | 716.2537 | 353.1181 | 3801.4544 | 4890.9032 | 0 | 0 | 4890.9032 | 0.01136%
2027 | 220 | 220-288R | Tier-3 | Tier-3---14 | 5--4 | 187 | 100% | 437.6752 | 81.99% | 17.08% | 0.9315% | 17.7636 | 0 | 0 | 17.7636 | 0 | 16.1646 | 3.2522 | 4.9704 | 16.1646 | 3.2522 | 4.9704 | 17.9381 | 3.609 | 4.9704 | 4.059% | 0.37523 | 0.35666 | 1166.4109 | 131.8052 | 200.8528 | 833.7529 | 1177.3495 | 0 | 0 | 1177.3495 | 0.003729%
2027 | 220 | 220-294R | Tier-3 | Tier-3---14 | 5--3 | 978 | 100% | 720.9399 | 58.97% | 39.92% | 1.12% | 21.0426 | 0 | 0 | 21.0426 | 0 | 19.1485 | 17.0086 | 1.1258 | 19.1485 | 17.0086 | 1.1258 | 21.2494 | 18.8747 | 1.1258 | 2.919% | 0.44397 | 0.422 | 1623.8364 | 124.0259 | 599.3861 | 900.4244 | 1658.5379 | 0 | 0 | 1658.5379 | 0.004417%
2027 | 220 | 220-298R | Tier-3 | Tier-3---11 | 5--4 | 2947 | 100% | 1053.2838 | 64.6% | 33.51% | 1.887% | 33.6832 | 0 | 0 | 33.6832 | 0 | 30.6512 | 51.2518 | 0.59805 | 30.6512 | 51.2518 | 0.59805 | 34.0142 | 56.8751 | 0.59805 | 3.198% | 0.50177 | 0.47693 | 2099.1459 | 164.9638 | 658.2461 | 1275.9359 | 2137.8399 | 0 | 0 | 2137.8399 | 0.00707%
2027 | 221 | 221-1230F | Tier-3 | Tier-3---12 | 4--5 | 161 | 100% | 637.2245 | 99.48% | 0% | 0.5187% | 31.379 | 0 | 0 | 31.379 | 0 | 28.5545 | 2.8 | 10.1981 | 28.5545 | 2.8 | 10.1981 | 31.6874 | 3.1072 | 10.1981 | 4.924% | 0.035843 | 0.034069 | 17778.1145 | 2647.4462 | 83.7682 | 15046.9001 | 17782.9169 | 0 | 0 | 17782.9169 | 0.006586%
2027 | 221 | 221-23R | Tier-3 | Tier-3---11 | 5--5 | 1068 | 100% | 764.9858 | 67.26% | 31.99% | 0.7569% | 25.4678 | 0 | 0 | 25.4678 | 0 | 23.1754 | 18.5738 | 1.2477 | 23.1754 | 18.5738 | 1.2477 | 25.7181 | 20.6117 | 1.2477 | 3.329% | 0.19945 | 0.18957 | 3835.5267 | 452.4998 | 1178.7605 | 2204.2664 | 3900.9309 | 0 | 0 | 3900.9309 | 0.005346%
2027 | 221 | 221-344R | Tier-3 | Tier-3---13 | 5--4 | 1386 | 100% | 642.3372 | 83.79% | 15.02% | 1.193% | 26.6423 | 0 | 0 | 26.6423 | 0 | 24.2442 | 24.1042 | 1.0058 | 24.2442 | 24.1042 | 1.0058 | 26.9042 | 26.7488 | 1.0058 | 4.148% | 0.2115 | 0.20103 | 3037.0437 | 366.2743 | 441.4951 | 2229.2742 | 3062.6782 | 0 | 0 | 3062.6782 | 0.005592%
2027 | 221 | 221-35 | Tier-2 | Tier-2---10 | 5--3 | 16 | 100% | 111.3988 | 96.62% | 2.989% | 0.3886% | 5.328 | 0 | 0 | 5.328 | 0 | 4.8484 | 0.27826 | 17.4241 | 4.8484 | 0.27826 | 17.4241 | 5.3804 | 0.30879 | 17.4241 | 4.783% | 0.17281 | 0.16425 | 644.6479 | 94.7644 | 26.1294 | 523.7541 | 645.7818 | 0 | 0 | 645.7818 | 0.001118%
2027 | 221 | 221-37AE | Tier-3 | Tier-3---11 | 5--5 | 1029 | 100% | 769.7343 | 85.13% | 14.19% | 0.6769% | 32.4379 | 0 | 0 | 32.4379 | 0 | 29.518 | 17.8955 | 1.6495 | 29.518 | 17.8955 | 1.6495 | 32.7567 | 19.859 | 1.6495 | 4.214% | 0.19925 | 0.18939 | 3863.0999 | 511.5521 | 574.4994 | 2777.0485 | 3893.0064 | 0 | 0 | 3893.0064 | 0.006809%
2027 | 221 | 221-38AE | Tier-3 | Tier-3---17 | 5--3 | 144 | 100% | 225.9712 | 8.218% | 91.4% | 0.3782% | 0.91919 | 0 | 0 | 0.91919 | 0 | 0.83645 | 2.5043 | 0.334 | 0.83645 | 2.5043 | 0.334 | 0.92822 | 2.7791 | 0.334 | 0.4068% | 0.16917 | 0.1608 | 1335.7574 | 19.3633 | 1034.9942 | 281.3999 | 1399.6044 | 0 | 0 | 1399.6044 | 0.0001929%
2027 | 221 | 221-675R | Tier-2 | Tier-2---8 | 5--4 | 113 | 100% | 383.5958 | 97.43% | 1.747% | 0.8215% | 18.5004 | 0 | 0 | 18.5004 | 0 | 16.8351 | 1.9652 | 8.5666 | 16.8351 | 1.9652 | 8.5666 | 18.6822 | 2.1808 | 8.5666 | 4.823% | 0.22072 | 0.20979 | 1737.9263 | 228.1325 | 87.6764 | 1422.1174 | 1740.2506 | 0 | 0 | 1740.2506 | 0.003883%
2027 | 221 | 221-6R | Tier-2 | Tier-2---5 | 5--5 | 6 | 100% | 616.9841 | 99.25% | 0.1999% | 0.5529% | 30.3108 | 0 | 0 | 30.3108 | 0 | 27.5824 | 0.10435 | 264.3333 | 27.5824 | 0.10435 | 264.3333 | 30.6087 | 0.1158 | 264.3333 | 4.913% | 0.21604 | 0.20535 | 2855.887 | 420.5436 | 58.2104 | 2377.133 | 2857.0066 | 0 | 0 | 2857.0066 | 0.006362%
2027 | 221 | 221-782R | Tier-3 | Tier-3---17 | 5--3 | 333 | 100% | 156.081 | 94.9% | 3.083% | 2.022% | 7.3316 | 0 | 0 | 7.3316 | 0 | 6.6717 | 5.7913 | 1.152 | 6.6717 | 5.7913 | 1.152 | 7.4037 | 6.4267 | 1.152 | 4.697% | 0.2472 | 0.23496 | 631.3929 | 85.1107 | 27.1817 | 519.1005 | 633.0714 | 0 | 0 | 633.0714 | 0.001539%
2027 | 221 | 221-788 | Tier-3 | Tier-3---12 | 5--5 | 365 | 100% | 677.5152 | 96.42% | 3.298% | 0.2798% | 32.3372 | 0 | 0 | 32.3372 | 0 | 29.4264 | 6.3478 | 4.6357 | 29.4264 | 6.3478 | 4.6357 | 32.655 | 7.0442 | 4.6357 | 4.773% | 0.18975 | 0.18036 | 3570.5978 | 586.4326 | 168.8515 | 2815.3137 | 3577.2505 | 0 | 0 | 3577.2505 | 0.006788%
2027 | 221 | 221-824 | Tier-3 | Tier-3---13 | 5--4 | 172 | 100% | 431.5232 | 83.48% | 15.96% | 0.5616% | 17.831 | 0 | 0 | 17.831 | 0 | 16.2259 | 2.9913 | 5.4244 | 16.2259 | 2.9913 | 5.4244 | 18.0062 | 3.3195 | 5.4244 | 4.132% | 0.18396 | 0.17486 | 2345.6862 | 321.7207 | 355.7349 | 1668.2306 | 2365.8706 | 0 | 0 | 2365.8706 | 0.003743%
2027 | 222 | 222-1433R | Tier-3 | Tier-3---5 | 5--5 | 173 | 100% | 1073.7524 | 96.43% | 3.224% | 0.3472% | 51.2525 | 0 | 0 | 51.2525 | 0 | 46.6391 | 3.0087 | 15.5015 | 46.6391 | 3.0087 | 15.5015 | 51.7562 | 3.3388 | 15.5015 | 4.773% | 0.37266 | 0.35421 | 2881.3332 | 440.8984 | 92.1003 | 2348.3345 | 2886.6922 | 0 | 0 | 2886.6922 | 0.01076%
2027 | 222 | 222-1503R | Tier-3 | Tier-3---15 | 5--4 | 573 | 100% | 289.1141 | 77.72% | 21.59% | 0.6888% | 11.1231 | 0 | 0 | 11.1231 | 0 | 10.1218 | 9.9652 | 1.0157 | 10.1218 | 9.9652 | 1.0157 | 11.2324 | 11.0585 | 1.0157 | 3.847% | 0.23465 | 0.22303 | 1232.1205 | 140.7183 | 258.7997 | 832.6024 | 1246.4147 | 0 | 0 | 1246.4147 | 0.002335%
2027 | 222 | 222-1523R | Tier-3 | Tier-3---7 | 5--5 | 2453 | 100% | 1341.7279 | 81.78% | 17.54% | 0.6801% | 54.3129 | 0 | 0 | 54.3129 | 0 | 49.424 | 42.6606 | 1.1585 | 49.424 | 42.6606 | 1.1585 | 54.8467 | 47.3412 | 1.1585 | 4.048% | 0.26901 | 0.25569 | 4987.6805 | 618.9983 | 835.0785 | 3533.6036 | 5035.0131 | 0 | 0 | 5035.0131 | 0.0114%
2027 | 222 | 222-1986R | Tier-3 | Tier-3---1 | 5--5 | 895 | 100% | 6887.3845 | 91.59% | 8.216% | 0.1933% | 312.256 | 0 | 0 | 312.256 | 0 | 284.1487 | 15.5651 | 18.2555 | 284.1487 | 15.5651 | 18.2555 | 315.3248 | 17.2729 | 18.2555 | 4.534% | 0.41507 | 0.39452 | 16593.3004 | 2725.7619 | 1237.4149 | 12630.1236 | 16665.9691 | 0 | 0 | 16665.9691 | 0.06554%
2027 | 222 | 222-1988R | Tier-3 | Tier-3---11 | 5--4 | 47 | 100% | 316.0275 | 91.8% | 8.01% | 0.1868% | 14.3611 | 0 | 0 | 14.3611 | 0 | 13.0684 | 0.81739 | 15.9881 | 13.0684 | 0.81739 | 15.9881 | 14.5023 | 0.90707 | 15.9881 | 4.544% | 0.34461 | 0.32755 | 917.0546 | 137.1058 | 68.1895 | 711.7593 | 920.9692 | 0 | 0 | 920.9692 | 0.003014%
2027 | 222 | 222-1990R | Tier-3 | Tier-3---1 | 5--5 | 409 | 100% | 4318.7821 | 96.21% | 3.588% | 0.2018% | 205.6787 | 0 | 0 | 205.6787 | 0 | 187.1649 | 7.113 | 26.3131 | 187.1649 | 7.113 | 26.3131 | 207.7001 | 7.8934 | 26.3131 | 4.762% | 0.41211 | 0.39171 | 10479.6421 | 1615.523 | 393.9401 | 8470.179 | 10500.323 | 0 | 0 | 10500.323 | 0.04317%
2027 | 222 | 222-1992R | Tier-3 | Tier-3---18 | 5--2 | 40 | 100% | 77.8798 | 51.19% | 47.85% | 0.9609% | 1.9735 | 0 | 0 | 1.9735 | 0 | 1.7958 | 0.69565 | 2.5815 | 1.7958 | 0.69565 | 2.5815 | 1.9929 | 0.77197 | 2.5815 | 2.534% | 0.22115 | 0.2102 | 352.1575 | 26.3738 | 147.8812 | 177.9024 | 361.1086 | 0 | 0 | 361.1086 | 0.0004142%
2027 | 222 | 222-2013R | Tier-3 | Tier-3---7 | 5--5 | 1410 | 100% | 1434.8215 | 80% | 19.3% | 0.6983% | 56.8219 | 0 | 0 | 56.8219 | 0 | 51.7072 | 24.5216 | 2.1086 | 51.7072 | 24.5216 | 2.1086 | 57.3804 | 27.212 | 2.1086 | 3.96% | 0.27927 | 0.26545 | 5137.7317 | 647.5611 | 923.7481 | 3566.4225 | 5191.2329 | 0 | 0 | 5191.2329 | 0.01193%
2027 | 222 | 222-2063 | Tier-3 | Tier-3---9 | 5--5 | 237 | 100% | 621.1772 | 98.86% | 0.7243% | 0.4185% | 30.3969 | 0 | 0 | 30.3969 | 0 | 27.6608 | 4.1217 | 6.711 | 27.6608 | 4.1217 | 6.711 | 30.6956 | 4.5739 | 6.711 | 4.893% | 0.23776 | 0.22599 | 2612.6138 | 401.8596 | 25.7342 | 2185.02 | 2614.1686 | 0 | 0 | 2614.1686 | 0.00638%
2027 | 222 | 222-2085 | Tier-3 | Tier-3---3 | 5--5 | 3377 | 100% | 3261.4227 | 83.38% | 16% | 0.6198% | 134.6122 | 0 | 0 | 134.6122 | 0 | 122.4953 | 58.7301 | 2.0857 | 122.4953 | 58.7301 | 2.0857 | 135.9352 | 65.1738 | 2.0857 | 4.127% | 0.35117 | 0.33379 | 9287.3202 | 1207.9834 | 1459.1451 | 6620.1916 | 9367.6954 | 0 | 0 | 9367.6954 | 0.02826%
2027 | 223 | 223-536R | Tier-2 | Tier-2---19 | 1--4 | 4 | 100% | 4.8357 | 94.16% | 0% | 5.835% | 0.2254 | 0 | 0 | 0.2254 | 0 | 0.20511 | 0.069565 | 2.9485 | 0.20511 | 0.069565 | 2.9485 | 0.22761 | 0.077197 | 2.9485 | 4.661% | 0.0018852 | 0.0017919 | 2565.0639 | 388.8234 | 137.2862 | 2038.9544 | 2572.8591 | 0 | 0 | 2572.8591 | 4.731e-05%
2027 | 230 | 230-1008R | Tier-2 | Tier-2---16 | 4--3 | 10 | 100% | 29.9584 | 96.46% | 2.54% | 0.9994% | 1.4305 | 0 | 0 | 1.4305 | 0 | 1.3017 | 0.17391 | 7.4848 | 1.3017 | 0.17391 | 7.4848 | 1.4445 | 0.19299 | 7.4848 | 4.775% | 0.055697 | 0.05294 | 537.8829 | 82.2553 | 33.2931 | 422.3344 | 538.8743 | 0 | 0 | 538.8743 | 0.0003003%
2027 | 230 | 230-127AE | Tier-2 | Tier-2---7 | 5--5 | 1039 | 100% | 422.4651 | 76.79% | 21.48% | 1.73% | 16.0577 | 0 | 0 | 16.0577 | 0 | 14.6123 | 18.0694 | 0.80867 | 14.6123 | 18.0694 | 0.80867 | 16.2155 | 20.052 | 0.80867 | 3.801% | 0.093988 | 0.089336 | 4494.8739 | 563.2432 | 960.6446 | 2970.9861 | 4549.2118 | 0 | 0 | 4549.2118 | 0.003371%
2027 | 230 | 230-133AE | Tier-2 | Tier-2---6 | 5--5 | 1418 | 100% | 947.6516 | 88.55% | 10.64% | 0.8078% | 41.5386 | 0 | 0 | 41.5386 | 0 | 37.7995 | 24.6607 | 1.5328 | 37.7995 | 24.6607 | 1.5328 | 41.9468 | 27.3664 | 1.5328 | 4.383% | 0.095565 | 0.090834 | 9916.3461 | 1445.4329 | 1050.4793 | 7420.4339 | 9975.4668 | 0 | 0 | 9975.4668 | 0.008719%
2027 | 230 | 230-1586R | Tier-2 | Tier-2---7 | 4--5 | 1039 | 100% | 476.4865 | 62.01% | 36.72% | 1.273% | 14.6255 | 0 | 0 | 14.6255 | 0 | 13.309 | 18.0694 | 0.73655 | 13.309 | 18.0694 | 0.73655 | 14.7693 | 20.052 | 0.73655 | 3.069% | 0.084625 | 0.080436 | 5630.5637 | 561.1393 | 2038.0856 | 3031.3388 | 5741.9633 | 0 | 0 | 5741.9633 | 0.00307%
2027 | 230 | 230-1606R | Tier-2 | Tier-2---11 | 4--4 | 329 | 100% | 185.0767 | 40.42% | 58.67% | 0.9045% | 3.7033 | 0 | 0 | 3.7033 | 0 | 3.3699 | 5.7217 | 0.58897 | 3.3699 | 5.7217 | 0.58897 | 3.7397 | 6.3495 | 0.58897 | 2.001% | 0.062818 | 0.059709 | 2946.2367 | 194.5466 | 1610.7155 | 1140.9746 | 3037.6479 | 0 | 0 | 3037.6479 | 0.0007773%
2027 | 230 | 230-181 | Tier-2 | Tier-2---9 | 4--4 | 165 | 100% | 148.8171 | 90.62% | 8.321% | 1.055% | 6.6758 | 0 | 0 | 6.6758 | 0 | 6.0749 | 2.8695 | 2.117 | 6.0749 | 2.8695 | 2.117 | 6.7414 | 3.1844 | 2.117 | 4.486% | 0.063241 | 0.060111 | 2353.1666 | 304.6061 | 482.4063 | 1566.1542 | 2364.6565 | 0 | 0 | 2364.6565 | 0.001401%
2027 | 230 | 230-2060R | Tier-2 | Tier-2---4 | 4--5 | 865 | 100% | 578.2503 | 86.36% | 12.53% | 1.105% | 24.7195 | 0 | 0 | 24.7195 | 0 | 22.4944 | 15.0434 | 1.4953 | 22.4944 | 15.0434 | 1.4953 | 24.9625 | 16.6939 | 1.4953 | 4.275% | 0.088414 | 0.084038 | 6540.2273 | 927.2098 | 823.7907 | 4789.2268 | 6586.6807 | 0 | 0 | 6586.6807 | 0.005189%
2027 | 230 | 230-2067 | Tier-2 | Tier-2---16 | 4--3 | 13 | 100% | 24.6544 | 66.14% | 33% | 0.8592% | 0.8072 | 0 | 0 | 0.8072 | 0 | 0.73454 | 0.22609 | 3.249 | 0.73454 | 0.22609 | 3.249 | 0.81513 | 0.25089 | 3.249 | 3.274% | 0.054619 | 0.051915 | 451.389 | 49.4904 | 139.1284 | 262.7702 | 459.348 | 0 | 0 | 459.348 | 0.0001694%
2027 | 230 | 230-371AE | Tier-2 | Tier-2---13 | 4--3 | 106 | 100% | 66.0989 | 47.04% | 51.57% | 1.387% | 1.5392 | 0 | 0 | 1.5392 | 0 | 1.4007 | 1.8435 | 0.7598 | 1.4007 | 1.8435 | 0.7598 | 1.5543 | 2.0457 | 0.7598 | 2.329% | 0.059006 | 0.056085 | 1120.2069 | 86.6285 | 524.1056 | 509.4728 | 1151.1006 | 0 | 0 | 1151.1006 | 0.0003231%
2027 | 231 | 231-1136R | Tier-2 | Tier-2---7 | 4--5 | 1011 | 100% | 532.5953 | 91.49% | 6.883% | 1.625% | 24.1206 | 0 | 0 | 24.1206 | 0 | 21.9494 | 17.5825 | 1.2484 | 21.9494 | 17.5825 | 1.2484 | 24.3576 | 19.5116 | 1.2484 | 4.529% | 0.054655 | 0.051949 | 9744.7482 | 1528.1869 | 1244.2736 | 6972.2877 | 9787.9229 | 0 | 0 | 9787.9229 | 0.005063%
2027 | 231 | 231-1635R | Tier-2 | Tier-2---4 | 5--5 | 3541 | 100% | 1024.1696 | 93.53% | 4.422% | 2.048% | 47.4165 | 0 | 0 | 47.4165 | 0 | 43.1484 | 61.5822 | 0.70066 | 43.1484 | 61.5822 | 0.70066 | 47.8825 | 68.3389 | 0.70066 | 4.63% | 0.11648 | 0.11071 | 8792.8912 | 1469.9696 | 598.2137 | 6724.7079 | 8822.5165 | 0 | 0 | 8822.5165 | 0.009953%
2027 | 232 | 232-40AE | Tier-2 | Tier-2---19 | 2--3 | 6 | 100% | 11.1503 | 0.2712% | 98.76% | 0.9657% | 0.001497 | 0 | 0 | 0.001497 | 0 | 0.0013622 | 0.10435 | 0.013055 | 0.0013622 | 0.10435 | 0.013055 | 0.0015117 | 0.1158 | 0.013055 | 0.01343% | 0.0059544 | 0.0056597 | 1872.6196 | 2.8979 | 1701.602 | 168.1196 | 1969.8771 | 0 | 0 | 1969.8771 | 3.142e-07%
2027 | 233 | 233-123R | Tier-2 | Tier-2---4 | 4--5 | 1420 | 100% | 528.7545 | 93.49% | 4.613% | 1.898% | 24.4691 | 0 | 0 | 24.4691 | 0 | 22.2666 | 24.6955 | 0.90165 | 22.2666 | 24.6955 | 0.90165 | 24.7096 | 27.405 | 0.90165 | 4.628% | 0.06125 | 0.058219 | 8632.6707 | 1309.838 | 600.1971 | 6722.6355 | 8661.9434 | 0 | 0 | 8661.9434 | 0.005136%
2027 | 233 | 233-41R | Tier-2 | Tier-2---9 | 4--5 | 548 | 100% | 183.353 | 90.69% | 5.205% | 4.101% | 8.2314 | 0 | 0 | 8.2314 | 0 | 7.4904 | 9.5304 | 0.78595 | 7.4904 | 9.5304 | 0.78595 | 8.3123 | 10.576 | 0.78595 | 4.489% | 0.044487 | 0.042285 | 4121.4954 | 626.0879 | 496.8097 | 2998.5978 | 4141.4696 | 0 | 0 | 4141.4696 | 0.001728%
2027 | 233 | 233-81F | Tier-2 | Tier-2---12 | 3--5 | 453 | 100% | 110.7293 | 80.07% | 17.19% | 2.737% | 4.3887 | 0 | 0 | 4.3887 | 0 | 3.9937 | 7.8782 | 0.50693 | 3.9937 | 7.8782 | 0.50693 | 4.4319 | 8.7426 | 0.50693 | 3.963% | 0.02204 | 0.020949 | 5024.0598 | 647.7753 | 960.0108 | 3416.2738 | 5076.2039 | 0 | 0 | 5076.2039 | 0.0009212%
2027 | 233 | 233-86F | Tier-2 | Tier-2---8 | 5--5 | 875 | 100% | 706.2331 | 54.32% | 44.07% | 1.616% | 18.9878 | 0 | 0 | 18.9878 | 0 | 17.2787 | 15.2173 | 1.1355 | 17.2787 | 15.2173 | 1.1355 | 19.1745 | 16.8869 | 1.1355 | 2.689% | 0.1204 | 0.11444 | 5865.9084 | 518.326 | 2449.0121 | 2898.5703 | 6005.4678 | 0 | 0 | 6005.4678 | 0.003986%
2027 | 234 | 234-48R | Tier-2 | Tier-2---4 | 4--5 | 1371 | 100% | 716.3442 | 96.34% | 2.639% | 1.021% | 34.1612 | 0 | 0 | 34.1612 | 0 | 31.0863 | 23.8433 | 1.3038 | 31.0863 | 23.8433 | 1.3038 | 34.497 | 26.4594 | 1.3038 | 4.769% | 0.047931 | 0.045559 | 14945.1963 | 2921.5226 | 549.3325 | 11474.3413 | 14973.6824 | 0 | 0 | 14973.6824 | 0.00717%
2027 | 235 | 235-897R | Tier-2 | Tier-2---5 | 5--5 | 275 | 100% | 866.8246 | 43.88% | 55.6% | 0.5206% | 18.8293 | 0 | 0 | 18.8293 | 0 | 17.1344 | 4.7826 | 3.5827 | 17.1344 | 4.7826 | 3.5827 | 19.0143 | 5.3073 | 3.5827 | 2.172% | 0.1179 | 0.11206 | 7352.2019 | 570.5761 | 3790.2833 | 2991.3426 | 7567.0664 | 0 | 0 | 7567.0664 | 0.003952%
2027 | 235 | 235-899R | Tier-2 | Tier-2---1 | 5--5 | 897 | 100% | 2436.3247 | 84.48% | 15.14% | 0.3828% | 101.8834 | 0 | 0 | 101.8834 | 0 | 92.7125 | 15.5999 | 5.9431 | 92.7125 | 15.5999 | 5.9431 | 102.8847 | 17.3115 | 5.9431 | 4.182% | 0.15496 | 0.14729 | 15721.7941 | 2441.7508 | 2344.0438 | 10935.9995 | 15848.8506 | 0 | 0 | 15848.8506 | 0.02139%
2027 | 236 | 236-1535R | Tier-3 | Tier-3---4 | 5--5 | 800 | 100% | 1123.8498 | 89.29% | 10.22% | 0.4922% | 49.6715 | 0 | 0 | 49.6715 | 0 | 45.2004 | 13.913 | 3.2488 | 45.2004 | 13.913 | 3.2488 | 50.1597 | 15.4394 | 3.2488 | 4.42% | 0.12847 | 0.12211 | 8747.8328 | 1479.3496 | 871.8453 | 6396.6378 | 8796.6325 | 0 | 0 | 8796.6325 | 0.01043%
2027 | 236 | 236-1561R | Tier-3 | Tier-3---13 | 5--4 | 260 | 100% | 444.4117 | 83% | 16.25% | 0.7514% | 18.2577 | 0 | 0 | 18.2577 | 0 | 16.6142 | 4.5217 | 3.6743 | 16.6142 | 4.5217 | 3.6743 | 18.4371 | 5.0178 | 3.6743 | 4.108% | 0.17766 | 0.16886 | 2501.5323 | 344.8298 | 385.247 | 1771.4555 | 2523.6848 | 0 | 0 | 2523.6848 | 0.003832%
2027 | 236 | 236-1563R | Tier-3 | Tier-3---13 | 5--4 | 177 | 100% | 322.2295 | 90.43% | 8.853% | 0.72% | 14.4235 | 0 | 0 | 14.4235 | 0 | 13.1252 | 3.0782 | 4.2638 | 13.1252 | 3.0782 | 4.2638 | 14.5652 | 3.416 | 4.2638 | 4.476% | 0.17215 | 0.16363 | 1871.7647 | 281.6479 | 145.5683 | 1444.5485 | 1881.0961 | 0 | 0 | 1881.0961 | 0.003027%
2027 | 236 | 236-1567R | Tier-3 | Tier-3---10 | 5--5 | 530 | 100% | 728.3381 | 86.22% | 13.17% | 0.6054% | 31.0853 | 0 | 0 | 31.0853 | 0 | 28.2872 | 9.2173 | 3.0689 | 28.2872 | 9.2173 | 3.0689 | 31.3908 | 10.2286 | 3.0689 | 4.268% | 0.18129 | 0.17232 | 4017.5481 | 642.8423 | 507.3315 | 2867.3744 | 4046.3759 | 0 | 0 | 4046.3759 | 0.006525%
2027 | 236 | 236-1569R | Tier-3 | Tier-3---8 | 5--5 | 954 | 100% | 2598.3213 | 86.94% | 12.66% | 0.4079% | 111.8136 | 0 | 0 | 111.8136 | 0 | 101.7489 | 16.5912 | 6.1327 | 101.7489 | 16.5912 | 6.1327 | 112.9125 | 18.4115 | 6.1327 | 4.303% | 0.21435 | 0.20374 | 12122.1344 | 1764.7125 | 1443.2517 | 8914.1702 | 12204.6105 | 0 | 0 | 12204.6105 | 0.02347%
2027 | 236 | 236-1573R | Tier-3 | Tier-3---7 | 5--5 | 256 | 100% | 969.4749 | 84.94% | 14.59% | 0.4654% | 40.7624 | 0 | 0 | 40.7624 | 0 | 37.0932 | 4.4521 | 8.3315 | 37.0932 | 4.4521 | 8.3315 | 41.163 | 4.9406 | 8.3315 | 4.205% | 0.18488 | 0.17572 | 5243.9365 | 792.3542 | 712.8146 | 3738.7677 | 5285.0612 | 0 | 0 | 5285.0612 | 0.008556%
2027 | 237 | 237-1761R | Tier-3 | Tier-3---12 | 5--5 | 112 | 100% | 522.7762 | 95.9% | 3.361% | 0.7442% | 24.8152 | 0 | 0 | 24.8152 | 0 | 22.5815 | 1.9478 | 11.5933 | 22.5815 | 1.9478 | 11.5933 | 25.0591 | 2.1615 | 11.5933 | 4.747% | 0.14935 | 0.14196 | 3500.2866 | 538.7804 | 128.5026 | 2833.0037 | 3507.7692 | 0 | 0 | 3507.7692 | 0.005209%
2027 | 237 | 237-1765R | Tier-3 | Tier-3---1 | 5--5 | 398 | 100% | 2444.4351 | 92.59% | 7.183% | 0.2234% | 112.0377 | 0 | 0 | 112.0377 | 0 | 101.9528 | 6.9217 | 14.7295 | 101.9528 | 6.9217 | 14.7295 | 113.1388 | 7.6811 | 14.7295 | 4.583% | 0.25909 | 0.24626 | 9434.877 | 1790.0282 | 634.4518 | 7010.397 | 9471.2689 | 0 | 0 | 9471.2689 | 0.02352%
2027 | 237 | 237-17R | Tier-2 | Tier-2---1 | 5--5 | 1107 | 100% | 2654.2774 | 88.95% | 10.68% | 0.3671% | 116.8717 | 0 | 0 | 116.8717 | 0 | 106.3516 | 19.252 | 5.5242 | 106.3516 | 19.252 | 5.5242 | 118.0203 | 21.3643 | 5.5242 | 4.403% | 0.15539 | 0.1477 | 17081.2815 | 2840.7254 | 1819.0583 | 12421.4979 | 17179.5559 | 0 | 0 | 17179.5559 | 0.02453%
2027 | 237 | 237-26F | Tier-2 | Tier-2---10 | 5--4 | 88 | 100% | 243.3269 | 22.41% | 76.53% | 1.061% | 2.6994 | 0 | 0 | 2.6994 | 0 | 2.4564 | 1.5304 | 1.6051 | 2.4564 | 1.5304 | 1.6051 | 2.7259 | 1.6983 | 1.6051 | 1.109% | 0.10897 | 0.10358 | 2232.9014 | 83.0982 | 1551.1406 | 598.6626 | 2323.1249 | 0 | 0 | 2323.1249 | 0.0005666%
2027 | 237 | 237-28F | Tier-2 | Tier-2---7 | 5--5 | 35 | 100% | 276.8464 | 89.51% | 9.983% | 0.5111% | 12.2658 | 0 | 0 | 12.2658 | 0 | 11.1617 | 0.60869 | 18.3372 | 11.1617 | 0.60869 | 18.3372 | 12.3863 | 0.67548 | 18.3372 | 4.431% | 0.10804 | 0.1027 | 2562.3441 | 370.7553 | 259.1168 | 1932.4719 | 2576.3477 | 0 | 0 | 2576.3477 | 0.002575%
2027 | 237 | 237-2R | Tier-3 | Tier-3---2 | 5--5 | 1011 | 100% | 3287.5739 | 91.84% | 7.803% | 0.3572% | 149.4548 | 0 | 0 | 149.4548 | 0 | 136.0018 | 17.5825 | 7.7351 | 136.0018 | 17.5825 | 7.7351 | 150.9237 | 19.5116 | 7.7351 | 4.546% | 0.18156 | 0.17257 | 18107.5885 | 3632.5791 | 1358.7984 | 13116.211 | 18184.543 | 0 | 0 | 18184.543 | 0.03137%
2027 | 237 | 237-30R | Tier-3 | Tier-3---1 | 5--5 | 1263 | 100% | 6959.5787 | 90.17% | 9.556% | 0.2771% | 310.6253 | 0 | 0 | 310.6253 | 0 | 282.6648 | 21.9651 | 12.8688 | 282.6648 | 21.9651 | 12.8688 | 313.6781 | 24.375 | 12.8688 | 4.463% | 0.49249 | 0.46811 | 14131.5489 | 2201.6928 | 1248.2128 | 10681.6433 | 14203.9124 | 0 | 0 | 14203.9124 | 0.0652%
2027 | 239 | 239-2207R | Tier-3 | Tier-3---16 | 4--4 | 689 | 100% | 165.8683 | 90.26% | 7.593% | 2.142% | 7.4112 | 0 | 0 | 7.4112 | 0 | 6.7441 | 11.9825 | 0.56283 | 6.7441 | 11.9825 | 0.56283 | 7.484 | 13.2972 | 0.56283 | 4.468% | 0.078224 | 0.074352 | 2120.4383 | 333.2176 | 179.7389 | 1607.4818 | 2131.1885 | 0 | 0 | 2131.1885 | 0.001556%
2027 | 239 | 239-2211R | Tier-3 | Tier-3---16 | 5--4 | 111 | 100% | 226.1764 | 90.88% | 8.368% | 0.7485% | 10.1751 | 0 | 0 | 10.1751 | 0 | 9.2592 | 1.9304 | 4.7964 | 9.2592 | 1.9304 | 4.7964 | 10.2751 | 2.1422 | 4.7964 | 4.499% | 0.11902 | 0.11313 | 1900.3448 | 281.2109 | 151.0924 | 1468.0415 | 1909.367 | 0 | 0 | 1909.367 | 0.002136%
2027 | 239 | 239-2213R | Tier-3 | Tier-3---15 | 5--4 | 480 | 100% | 215.3295 | 82.04% | 16.39% | 1.578% | 8.744 | 0 | 0 | 8.744 | 0 | 7.9569 | 8.3478 | 0.95318 | 7.9569 | 8.3478 | 0.95318 | 8.8299 | 9.2637 | 0.95318 | 4.061% | 0.1294 | 0.123 | 1664.0021 | 212.2821 | 299.3019 | 1152.4181 | 1679.5697 | 0 | 0 | 1679.5697 | 0.001835%
2027 | 239 | 239-2215R | Tier-3 | Tier-3---10 | 5--5 | 909 | 100% | 915.8385 | 88.22% | 10.91% | 0.8692% | 39.9934 | 0 | 0 | 39.9934 | 0 | 36.3935 | 15.8086 | 2.3021 | 36.3935 | 15.8086 | 2.3021 | 40.3865 | 17.5431 | 2.3021 | 4.367% | 0.15408 | 0.14645 | 5944.0776 | 898.9932 | 660.8714 | 4384.2129 | 5980.5448 | 0 | 0 | 5980.5448 | 0.008395%
2027 | 239 | 239-2217R | Tier-3 | Tier-3---16 | 4--4 | 674 | 100% | 444.3449 | 30.41% | 68.9% | 0.6851% | 6.6893 | 0 | 0 | 6.6893 | 0 | 6.0872 | 11.7217 | 0.51931 | 6.0872 | 11.7217 | 0.51931 | 6.755 | 13.0077 | 0.51931 | 1.505% | 0.073205 | 0.069582 | 6069.8378 | 288.4259 | 3924.7521 | 1856.6598 | 6289.8062 | 0 | 0 | 6289.8062 | 0.001404%
2027 | 239 | 239-89R | Tier-3 | Tier-3---17 | 4--4 | 61 | 100% | 82.0466 | 94.42% | 3.771% | 1.81% | 3.8346 | 0 | 0 | 3.8346 | 0 | 3.4895 | 1.0609 | 3.2893 | 3.4895 | 1.0609 | 3.2893 | 3.8723 | 1.1773 | 3.2893 | 4.674% | 0.064786 | 0.061579 | 1266.4282 | 154.9054 | 278.3508 | 833.172 | 1270.1091 | 0 | 0 | 1270.1091 | 0.0008049%
2027 | 240 | 240-1028R | Tier-2 | Tier-2---9 | 4--5 | 261 | 100% | 195.1953 | 90.44% | 7.788% | 1.769% | 8.7387 | 0 | 0 | 8.7387 | 0 | 7.9521 | 4.5391 | 1.7519 | 7.9521 | 4.5391 | 1.7519 | 8.8245 | 5.0371 | 1.7519 | 4.477% | 0.045174 | 0.042938 | 4320.9466 | 718.78 | 412.5342 | 3189.6324 | 4342.4545 | 0 | 0 | 4342.4545 | 0.001834%
2027 | 240 | 240-1044 | Tier-3 | Tier-3---16 | 4--4 | 103 | 100% | 119.2796 | 91.6% | 7.213% | 1.188% | 5.4083 | 0 | 0 | 5.4083 | 0 | 4.9215 | 1.7913 | 2.7475 | 4.9215 | 1.7913 | 2.7475 | 5.4615 | 1.9878 | 2.7475 | 4.534% | 0.076308 | 0.072531 | 1563.1261 | 243.3751 | 155.5211 | 1164.2298 | 1569.9649 | 0 | 0 | 1569.9649 | 0.001135%
2027 | 240 | 240-1148 | Tier-3 | Tier-3---17 | 4--4 | 102 | 100% | 81.4187 | 85.86% | 11.44% | 2.706% | 3.4602 | 0 | 0 | 3.4602 | 0 | 3.1487 | 1.7739 | 1.775 | 3.1487 | 1.7739 | 1.775 | 3.4942 | 1.9685 | 1.775 | 4.25% | 0.037482 | 0.035627 | 2172.1964 | 294.7676 | 257.633 | 1619.7958 | 2188.1967 | 0 | 0 | 2188.1967 | 0.0007263%
2027 | 240 | 240-2004R | Tier-3 | Tier-3---12 | 5--5 | 1050 | 100% | 772.9985 | 88.27% | 9.933% | 1.797% | 33.7751 | 0 | 0 | 33.7751 | 0 | 30.7348 | 18.2608 | 1.6831 | 30.7348 | 18.2608 | 1.6831 | 34.107 | 20.2643 | 1.6831 | 4.369% | 0.095775 | 0.091035 | 8070.9504 | 1314.8813 | 873.0539 | 5883.0151 | 8120.2544 | 0 | 0 | 8120.2544 | 0.007089%
2027 | 240 | 240-2006R | Tier-3 | Tier-3---12 | 4--5 | 538 | 100% | 539.6343 | 93.67% | 5.127% | 1.207% | 25.02 | 0 | 0 | 25.02 | 0 | 22.7679 | 9.3565 | 2.4334 | 22.7679 | 9.3565 | 2.4334 | 25.2659 | 10.383 | 2.4334 | 4.636% | 0.06999 | 0.066526 | 7710.1411 | 1171.5655 | 451.3222 | 6087.2534 | 7735.573 | 0 | 0 | 7735.573 | 0.005252%
2027 | 240 | 240-2032R | Tier-3 | Tier-3---12 | 5--5 | 555 | 100% | 650.049 | 82.45% | 16.15% | 1.395% | 26.5314 | 0 | 0 | 26.5314 | 0 | 24.1432 | 9.6521 | 2.5013 | 24.1432 | 9.6521 | 2.5013 | 26.7922 | 10.7111 | 2.5013 | 4.081% | 0.12278 | 0.1167 | 5294.5591 | 720.5691 | 843.0129 | 3730.977 | 5342.9398 | 0 | 0 | 5342.9398 | 0.005569%
2027 | 242 | 242-1426F | Tier-2 | Tier-2---10 | 5--4 | 301 | 100% | 427.3794 | 25.24% | 74.25% | 0.5092% | 5.3405 | 0 | 0 | 5.3405 | 0 | 4.8597 | 5.2347 | 0.92836 | 4.8597 | 5.2347 | 0.92836 | 5.3929 | 5.8091 | 0.92836 | 1.25% | 0.10724 | 0.10194 | 3985.1049 | 204.0417 | 2738.8493 | 1042.2139 | 4140.2501 | 0 | 0 | 4140.2501 | 0.001121%
2027 | 243 | 243-14R | Tier-2 | Tier-2---11 | 4--4 | 1 | 100% | 321.4724 | 13.36% | 84.05% | 2.591% | 2.1259 | 0 | 0 | 2.1259 | 0 | 1.9345 | 0.017391 | 111.2353 | 1.9345 | 0.017391 | 111.2353 | 2.1468 | 0.019299 | 111.2353 | 0.6613% | 0.066445 | 0.063156 | 4838.1873 | 94.8929 | 3936.5433 | 806.7511 | 5056.489 | 0 | 0 | 5056.489 | 0.0004462%
2027 | 246 | 246-34R | Tier-3 | Tier-3---12 | 4--5 | 883 | 100% | 673.2377 | 73.17% | 25.57% | 1.264% | 24.3835 | 0 | 0 | 24.3835 | 0 | 22.1887 | 15.3564 | 1.4449 | 22.1887 | 15.3564 | 1.4449 | 24.6232 | 17.0413 | 1.4449 | 3.622% | 0.070488 | 0.066999 | 9551.097 | 1283.5559 | 2416.0529 | 5851.4883 | 9684.5582 | 0 | 0 | 9684.5582 | 0.005118%
2027 | 247 | 247-46 | Tier-3 | Tier-3---16 | 4--5 | 296 | 100% | 297.9922 | 66.6% | 32.06% | 1.34% | 9.8236 | 0 | 0 | 9.8236 | 0 | 8.9393 | 5.1478 | 1.7365 | 8.9393 | 5.1478 | 1.7365 | 9.9201 | 5.7126 | 1.7365 | 3.297% | 0.045228 | 0.04299 | 6588.6081 | 720.5327 | 2027.5414 | 3840.534 | 6703.2179 | 0 | 0 | 6703.2179 | 0.002062%
2027 | 247 | 247-48 | Tier-2 | Tier-2---16 | 3--3 | 20 | 100% | 19.6012 | 90.45% | 8.053% | 1.494% | 0.87763 | 0 | 0 | 0.87763 | 0 | 0.79863 | 0.34782 | 2.2961 | 0.79863 | 0.34782 | 2.2961 | 0.88626 | 0.38599 | 2.2961 | 4.477% | 0.026216 | 0.024918 | 747.6923 | 111.2463 | 59.7602 | 576.6859 | 751.4096 | 0 | 0 | 751.4096 | 0.0001842%
2027 | 249 | 249-24R | Tier-3 | Tier-3---12 | 5--5 | 641 | 100% | 678.7483 | 77.57% | 20.95% | 1.472% | 26.063 | 0 | 0 | 26.063 | 0 | 23.717 | 11.1478 | 2.1275 | 23.717 | 11.1478 | 2.1275 | 26.3192 | 12.3709 | 2.1275 | 3.84% | 0.10094 | 0.09594 | 6724.4875 | 983.1026 | 1380.1319 | 4361.253 | 6803.0261 | 0 | 0 | 6803.0261 | 0.005471%
2027 | 252 | 252-129 | Tier-2 | Tier-2---18 | 3--3 | 9 | 100% | 18.3528 | 64.84% | 17.74% | 17.42% | 0.58905 | 0 | 0 | 0.58905 | 0 | 0.53602 | 0.15652 | 3.4246 | 0.53602 | 0.15652 | 3.4246 | 0.59483 | 0.17369 | 3.4246 | 3.21% | 0.02391 | 0.022726 | 767.5898 | 85.4984 | 240.0519 | 442.0395 | 781.6449 | 0 | 0 | 781.6449 | 0.0001236%
2027 | 280 | 280-24AE | Tier-2 | Tier-2---12 | 4--4 | 6 | 100% | 352.8079 | 1.864% | 97.69% | 0.4429% | 0.32551 | 0 | 0 | 0.32551 | 0 | 0.29621 | 0.10435 | 2.8387 | 0.29621 | 0.10435 | 2.8387 | 0.32871 | 0.1158 | 2.8387 | 0.09226% | 0.037093 | 0.035257 | 9511.4417 | 26.1887 | 8627.8534 | 857.3996 | 9997.5446 | 0 | 0 | 9997.5446 | 6.833e-05%
2027 | 283 | 283-55R | Tier-3 | Tier-3---9 | 5--5 | 109 | 100% | 691.0798 | 89.15% | 10.28% | 0.5685% | 30.4985 | 0 | 0 | 30.4985 | 0 | 27.7532 | 1.8956 | 14.6405 | 27.7532 | 1.8956 | 14.6405 | 30.7982 | 2.1036 | 14.6405 | 4.413% | 0.20157 | 0.19159 | 3428.458 | 524.1491 | 347.4063 | 2556.9026 | 3447.8217 | 0 | 0 | 3447.8217 | 0.006402%
2027 | 283 | 283-71F | Tier-3 | Tier-3---13 | 5--4 | 284 | 100% | 488.2766 | 50.8% | 48.52% | 0.6792% | 12.2794 | 0 | 0 | 12.2794 | 0 | 11.1741 | 4.9391 | 2.2624 | 11.1741 | 4.9391 | 2.2624 | 12.4001 | 5.481 | 2.2624 | 2.515% | 0.19011 | 0.1807 | 2568.3277 | 217.0861 | 1132.2268 | 1219.0148 | 2634.1276 | 0 | 0 | 2634.1276 | 0.002577%
2027 | 288 | 288-149R | Tier-2 | Tier-2---12 | 3--5 | 1 | 100% | 110.4011 | 75.76% | 21.09% | 3.152% | 4.1401 | 0 | 0 | 4.1401 | 0 | 3.7674 | 0.017391 | 216.6269 | 3.7674 | 0.017391 | 216.6269 | 4.1808 | 0.019299 | 216.6269 | 3.75% | 0.02124 | 0.020188 | 5197.889 | 630.048 | 1286.7386 | 3281.1025 | 5263.511 | 0 | 0 | 5263.511 | 0.000869%
2027 | 288 | 288-2375R | Tier-2 | Tier-2---19 | 2--4 | 18 | 100% | 8.0662 | 91.05% | 6.346% | 2.603% | 0.36354 | 0 | 0 | 0.36354 | 0 | 0.33082 | 0.31304 | 1.0568 | 0.33082 | 0.31304 | 1.0568 | 0.36711 | 0.34739 | 1.0568 | 4.507% | 0.0067116 | 0.0063794 | 1201.8253 | 174.6812 | 136.8966 | 890.2475 | 1207.4267 | 0 | 0 | 1207.4267 | 7.631e-05%
2027 | 288 | 288-2380F | Tier-2 | Tier-2---12 | 4--5 | 375 | 100% | 114.0664 | 66.42% | 32.7% | 0.8812% | 3.7504 | 0 | 0 | 3.7504 | 0 | 3.4128 | 6.5217 | 0.5233 | 3.4128 | 6.5217 | 0.5233 | 3.7872 | 7.2372 | 0.5233 | 3.288% | 0.030344 | 0.028842 | 3759.1098 | 411.8777 | 1165.9601 | 2181.2719 | 3824.8446 | 0 | 0 | 3824.8446 | 0.0007872%
2027 | 296 | 296-68F | Tier-2 | Tier-2---21 | 1--2 | 62 | 100% | 1.8827 | 64.81% | 0% | 35.19% | 0.060402 | 0 | 0 | 0.060402 | 0 | 0.054965 | 1.0783 | 0.050976 | 0.054965 | 1.0783 | 0.050976 | 0.060996 | 1.1966 | 0.050976 | 3.208% | 0.0027146 | 0.0025802 | 693.5578 | 98.2554 | 297.2044 | 298.098 | 706.2671 | 0 | 0 | 706.2671 | 1.268e-05%
2027 | 300 | 300-483F | Tier-2 | Tier-2---12 | 3--5 | 63 | 100% | 101.1563 | 97.7% | 0% | 2.297% | 4.8922 | 0 | 0 | 4.8922 | 0 | 4.4519 | 1.0956 | 4.0632 | 4.4519 | 1.0956 | 4.0632 | 4.9403 | 1.2159 | 4.0632 | 4.836% | 0.018397 | 0.017486 | 5498.5218 | 994.0131 | 114.7317 | 4389.777 | 5505.0994 | 0 | 0 | 5505.0994 | 0.001027%
2027 | 300 | 300-484F | Tier-2 | Tier-2---9 | 4--5 | 269 | 100% | 230.1484 | 75.7% | 22.04% | 2.261% | 8.6234 | 0 | 0 | 8.6234 | 0 | 7.8472 | 4.6782 | 1.6774 | 7.8472 | 4.6782 | 1.6774 | 8.7082 | 5.1915 | 1.6774 | 3.747% | 0.039922 | 0.037946 | 5764.9522 | 606.5801 | 1692.4173 | 3465.9548 | 5837.922 | 0 | 0 | 5837.922 | 0.00181%
2027 | 307 | 307-1538F | Tier-2 | Tier-2---7 | 5--5 | 521 | 100% | 433.4142 | 51.51% | 48.13% | 0.3587% | 11.0514 | 0 | 0 | 11.0514 | 0 | 10.0567 | 9.0608 | 1.1099 | 10.0567 | 9.0608 | 1.1099 | 11.16 | 10.0549 | 1.1099 | 2.55% | 0.10098 | 0.09598 | 4292.1557 | 366.942 | 1865.6861 | 2059.5276 | 4400.5386 | 0 | 0 | 4400.5386 | 0.00232%
2027 | 307 | 307-234R | Tier-2 | Tier-2---4 | 5--5 | 1014 | 100% | 684.1346 | 69.69% | 29.83% | 0.4763% | 23.6004 | 0 | 0 | 23.6004 | 0 | 21.476 | 17.6347 | 1.2178 | 21.476 | 17.6347 | 1.2178 | 23.8323 | 19.5695 | 1.2178 | 3.45% | 0.11001 | 0.10456 | 6219.0213 | 711.7212 | 1737.152 | 3770.148 | 6317.1866 | 0 | 0 | 6317.1866 | 0.004954%
2027 | 308 | 308-485AE | Tier-2 | Tier-2---15 | 4--3 | 5 | 100% | 152.3393 | 1.469% | 97.9% | 0.6307% | 0.11079 | 0 | 0 | 0.11079 | 0 | 0.10082 | 0.086956 | 1.1595 | 0.10082 | 0.086956 | 1.1595 | 0.11188 | 0.096497 | 1.1595 | 0.07273% | 0.034738 | 0.033018 | 4385.3805 | 13.8979 | 3969.2995 | 402.1831 | 4610.4061 | 0 | 0 | 4610.4061 | 2.326e-05%
2027 | 308 | 308-486AE | Tier-2 | Tier-2---16 | 4--3 | 2 | 100% | 159.4756 | 1.494% | 97.08% | 1.429% | 0.1179 | 0 | 0 | 0.1179 | 0 | 0.10729 | 0.034782 | 3.0846 | 0.10729 | 0.034782 | 3.0846 | 0.11906 | 0.038599 | 3.0846 | 0.07393% | 0.040279 | 0.038285 | 3959.3132 | 11.8255 | 3590.7261 | 356.7616 | 4162.4261 | 0 | 0 | 4162.4261 | 2.475e-05%
2027 | 308 | 308-563AE | Tier-2 | Tier-2---18 | 4--3 | 16 | 100% | 81.5523 | 7.703% | 91.46% | 0.8327% | 0.31095 | 0 | 0 | 0.31095 | 0 | 0.28296 | 0.27826 | 1.0169 | 0.28296 | 0.27826 | 1.0169 | 0.31401 | 0.30879 | 1.0169 | 0.3813% | 0.03316 | 0.031518 | 2459.3887 | 44.7352 | 2075.3977 | 339.2558 | 2577.6026 | 0 | 0 | 2577.6026 | 6.527e-05%
2027 | 311 | 311-1163F | Tier-2 | Tier-2---18 | 3--3 | 5 | 100% | 23.154 | 70.13% | 28.81% | 1.065% | 0.80378 | 0 | 0 | 0.80378 | 0 | 0.73143 | 0.086956 | 8.4114 | 0.73143 | 0.086956 | 8.4114 | 0.81168 | 0.096497 | 8.4114 | 3.471% | 0.018623 | 0.017701 | 1243.3167 | 81.357 | 709.3756 | 452.5841 | 1262.6574 | 0 | 0 | 1262.6574 | 0.0001687%
2027 | 311 | 311-1199 | Tier-2 | Tier-2---20 | 3--2 | 34 | 100% | 10.8001 | 28.53% | 67.91% | 3.563% | 0.1525 | 0 | 0 | 0.1525 | 0 | 0.13877 | 0.5913 | 0.23469 | 0.13877 | 0.5913 | 0.23469 | 0.154 | 0.65618 | 0.23469 | 1.412% | 0.018336 | 0.017428 | 589.0165 | 20.3604 | 431.6923 | 136.9639 | 610.9411 | 0 | 0 | 610.9411 | 3.201e-05%
2027 | 311 | 311-14R | Tier-2 | Tier-2---14 | 3--4 | 22 | 100% | 246.05 | 7.341% | 92.49% | 0.1658% | 0.89405 | 0 | 0 | 0.89405 | 0 | 0.81357 | 0.38261 | 2.1264 | 0.81357 | 0.38261 | 2.1264 | 0.90284 | 0.42458 | 2.1264 | 0.3634% | 0.018935 | 0.017998 | 12994.1779 | 107.2013 | 11392.857 | 1494.1196 | 13621.2122 | 0 | 0 | 13621.2122 | 0.0001877%
2027 | 311 | 311-43 | Tier-2 | Tier-2---15 | 3--4 | 347 | 100% | 155.2668 | 1.703% | 96.44% | 1.86% | 0.13091 | 0 | 0 | 0.13091 | 0 | 0.11913 | 6.0347 | 0.01974 | 0.11913 | 6.0347 | 0.01974 | 0.1322 | 6.6969 | 0.01974 | 0.08431% | 0.027937 | 0.026554 | 5557.7075 | 11.1328 | 4976.695 | 569.8797 | 5842.211 | 0 | 0 | 5842.211 | 2.748e-05%
2027 | 312 | 312-14F | Tier-2 | Tier-2---14 | 3--4 | 50 | 100% | 197.5178 | 0.1105% | 99.63% | 0.2595% | 0.0108 | 0 | 0 | 0.0108 | 0 | 0.009828 | 0.86956 | 0.011302 | 0.009828 | 0.86956 | 0.011302 | 0.010906 | 0.96497 | 0.011302 | 0.005468% | 0.018868 | 0.017934 | 10468.4008 | 14.5481 | 9413.1367 | 1040.7161 | 11012.9704 | 0 | 0 | 11012.9704 | 2.267e-06%
2027 | 315 | 315-1192F | Tier-2 | Tier-2---19 | 1--4 | 8 | 100% | 2.9239 | 90.71% | 0% | 9.29% | 0.13129 | 0 | 0 | 0.13129 | 0 | 0.11947 | 0.13913 | 0.8587 | 0.11947 | 0.13913 | 0.8587 | 0.13258 | 0.15439 | 0.8587 | 4.49% | 0.0015284 | 0.0014527 | 1913.0654 | 1007.4875 | 168.1228 | 737.4551 | 1922.3212 | 0 | 0 | 1922.3212 | 2.756e-05%
2027 | 315 | 315-485AE | Tier-2 | Tier-2---14 | 2--5 | 424 | 100% | 44.4978 | 97.71% | 0% | 2.29% | 2.1522 | 0 | 0 | 2.1522 | 0 | 1.9585 | 7.3739 | 0.2656 | 1.9585 | 7.3739 | 0.2656 | 2.1733 | 8.1829 | 0.2656 | 4.837% | 0.00637 | 0.0060547 | 6985.5251 | 2468.7203 | 170.1118 | 4346.6929 | 6993.857 | 0 | 0 | 6993.857 | 0.0004517%
2027 | 350 | 350-2182R | Tier-2 | Tier-2---13 | 4--3 | 17 | 100% | 36.1393 | 94.02% | 5.411% | 0.5649% | 1.682 | 0 | 0 | 1.682 | 0 | 1.5306 | 0.29565 | 5.177 | 1.5306 | 0.29565 | 5.177 | 1.6985 | 0.32809 | 5.177 | 4.654% | 0.068991 | 0.065576 | 523.8262 | 80.2912 | 27.7458 | 415.7892 | 525.4565 | 0 | 0 | 525.4565 | 0.000353%
2027 | 350 | 350-2188R | Tier-2 | Tier-2---5 | 5--5 | 2015 | 100% | 752.4795 | 78.87% | 19.12% | 2.014% | 29.3759 | 0 | 0 | 29.3759 | 0 | 26.7316 | 35.0432 | 0.76282 | 26.7316 | 35.0432 | 0.76282 | 29.6646 | 38.8881 | 0.76282 | 3.904% | 0.15121 | 0.14373 | 4976.3874 | 631.9786 | 954.5279 | 3389.8809 | 5031.1577 | 0 | 0 | 5031.1577 | 0.006166%
2027 | 350 | 350-2192R | Tier-2 | Tier-2---2 | 5--5 | 2337 | 100% | 2025.3012 | 87.53% | 11.37% | 1.097% | 87.7486 | 0 | 0 | 87.7486 | 0 | 79.8501 | 40.6432 | 1.9647 | 79.8501 | 40.6432 | 1.9647 | 88.611 | 45.1025 | 1.9647 | 4.333% | 0.18928 | 0.17991 | 10700.2197 | 1640.6573 | 1261.0201 | 7798.5423 | 10769.7208 | 0 | 0 | 10769.7208 | 0.01842%
2027 | 350 | 350-2196R | Tier-2 | Tier-2---5 | 5--5 | 2775 | 100% | 1111.1446 | 85.23% | 12.69% | 2.072% | 46.8801 | 0 | 0 | 46.8801 | 0 | 42.6603 | 48.2606 | 0.88396 | 42.6603 | 48.2606 | 0.88396 | 47.3409 | 53.5556 | 0.88396 | 4.219% | 0.19915 | 0.18929 | 5579.5197 | 797.1006 | 755.2806 | 4027.1385 | 5622.4251 | 0 | 0 | 5622.4251 | 0.00984%
2027 | 350 | 350-2201R | Tier-3 | Tier-3---4 | 5--5 | 1107 | 100% | 1600.0661 | 94.09% | 5.343% | 0.5699% | 74.5202 | 0 | 0 | 74.5202 | 0 | 67.8124 | 19.252 | 3.5223 | 67.8124 | 19.252 | 3.5223 | 75.2526 | 21.3643 | 3.5223 | 4.657% | 0.1241 | 0.11796 | 12893.008 | 2307.4254 | 698.8971 | 9886.6855 | 12932.7085 | 0 | 0 | 12932.7085 | 0.01564%
2027 | 350 | 350-41R | Tier-2 | Tier-2---3 | 5--5 | 1576 | 100% | 1428.3995 | 91.38% | 7.839% | 0.7806% | 64.611 | 0 | 0 | 64.611 | 0 | 58.7951 | 27.4085 | 2.1451 | 58.7951 | 27.4085 | 2.1451 | 65.246 | 30.4157 | 2.1451 | 4.523% | 0.12896 | 0.12258 | 11076.0411 | 1996.9228 | 1010.9834 | 8068.135 | 11125.7625 | 0 | 0 | 11125.7625 | 0.01356%
2027 | 351 | 351-819R | Tier-2 | Tier-2---1 | 5--5 | 1026 | 100% | 2090.3176 | 91.75% | 7.875% | 0.3732% | 94.9359 | 0 | 0 | 94.9359 | 0 | 86.3904 | 17.8434 | 4.8416 | 86.3904 | 17.8434 | 4.8416 | 95.8689 | 19.8011 | 4.8416 | 4.542% | 0.14376 | 0.13664 | 14540.4698 | 3135.0555 | 1103.9508 | 10301.4635 | 14602.9309 | 0 | 0 | 14602.9309 | 0.01993%
2027 | 351 | 351-871R | Tier-3 | Tier-3---6 | 5--5 | 243 | 100% | 781.5367 | 96.92% | 2.713% | 0.3715% | 37.493 | 0 | 0 | 37.493 | 0 | 34.1181 | 4.2261 | 8.0733 | 34.1181 | 4.2261 | 8.0733 | 37.8615 | 4.6897 | 8.0733 | 4.797% | 0.11468 | 0.109 | 6814.8869 | 1079.7555 | 189.4866 | 5545.6448 | 6825.8322 | 0 | 0 | 6825.8322 | 0.00787%
2027 | 352 | 352-27R | Tier-3 | Tier-3---2 | 5--5 | 1556 | 100% | 1835.8142 | 93.66% | 5.876% | 0.4611% | 85.1138 | 0 | 0 | 85.1138 | 0 | 77.4524 | 27.0607 | 2.8622 | 77.4524 | 27.0607 | 2.8622 | 85.9503 | 30.0297 | 2.8622 | 4.636% | 0.11814 | 0.11229 | 15539.9427 | 3024.467 | 902.1857 | 11613.29 | 15591.2308 | 0 | 0 | 15591.2308 | 0.01787%
2027 | 353 | 353-1429R | Tier-2 | Tier-2---6 | 5--5 | 951 | 100% | 1003.2846 | 77.44% | 22.07% | 0.495% | 38.4564 | 0 | 0 | 38.4564 | 0 | 34.9948 | 16.539 | 2.1159 | 34.9948 | 16.539 | 2.1159 | 38.8343 | 18.3536 | 2.1159 | 3.833% | 0.12141 | 0.1154 | 8263.4579 | 1440.9039 | 1734.7877 | 5087.7663 | 8360.5633 | 0 | 0 | 8360.5633 | 0.008072%
2027 | 353 | 353-593F | Tier-2 | Tier-2---7 | 5--5 | 266 | 100% | 254.848 | 92.09% | 7.347% | 0.5637% | 11.617 | 0 | 0 | 11.617 | 0 | 10.5713 | 4.6261 | 2.2852 | 10.5713 | 4.6261 | 2.2852 | 11.7312 | 5.1336 | 2.2852 | 4.558% | 0.10537 | 0.10016 | 2418.5368 | 364.9212 | 170.4852 | 1883.1304 | 2428.5005 | 0 | 0 | 2428.5005 | 0.002438%
2027 | 353 | 353-594F | Tier-2 | Tier-2---7 | 5--5 | 93 | 100% | 200.2632 | 99.27% | 0.3225% | 0.4078% | 9.8406 | 0 | 0 | 9.8406 | 0 | 8.9548 | 1.6174 | 5.5366 | 8.9548 | 1.6174 | 5.5366 | 9.9373 | 1.7948 | 5.5366 | 4.914% | 0.10216 | 0.097099 | 1960.3623 | 318.7574 | 13.0779 | 1628.5269 | 1961.1078 | 0 | 0 | 1961.1078 | 0.002066%
2027 | 353 | 353-900F | Tier-2 | Tier-2---8 | 5--5 | 172 | 100% | 371.854 | 40.83% | 58.99% | 0.1797% | 7.5153 | 0 | 0 | 7.5153 | 0 | 6.8388 | 2.9913 | 2.2863 | 6.8388 | 2.9913 | 2.2863 | 7.5892 | 3.3195 | 2.2863 | 2.021% | 0.10085 | 0.09586 | 3687.104 | 250.2733 | 1989.9286 | 1446.9021 | 3800.7218 | 0 | 0 | 3800.7218 | 0.001577%
2027 | 353 | 353-901F | Tier-2 | Tier-2---4 | 5--5 | 138 | 100% | 613.1191 | 58.62% | 41.08% | 0.303% | 17.7913 | 0 | 0 | 17.7913 | 0 | 16.1898 | 2.4 | 6.7458 | 16.1898 | 2.4 | 6.7458 | 17.9661 | 2.6633 | 6.7458 | 2.902% | 0.10618 | 0.10093 | 5774.1958 | 681.1246 | 2172.7932 | 2920.278 | 5898.6241 | 0 | 0 | 5898.6241 | 0.003734%
2027 | 353 | 353-902F | Tier-2 | Tier-2---11 | 5--3 | 50 | 100% | 194.7859 | 13.28% | 86.55% | 0.1681% | 1.2803 | 0 | 0 | 1.2803 | 0 | 1.165 | 0.86956 | 1.3398 | 1.165 | 0.86956 | 1.3398 | 1.2929 | 0.96497 | 1.3398 | 0.6573% | 0.098854 | 0.093961 | 1970.4401 | 45.5501 | 1554.0368 | 370.8532 | 2059.4308 | 0 | 0 | 2059.4308 | 0.0002687%
2027 | 353 | 353-904R | Tier-2 | Tier-2---3 | 5--5 | 379 | 100% | 1250.3913 | 94% | 5.586% | 0.417% | 58.1788 | 0 | 0 | 58.1788 | 0 | 52.942 | 6.5913 | 8.0321 | 52.942 | 6.5913 | 8.0321 | 58.7506 | 7.3144 | 8.0321 | 4.653% | 0.12577 | 0.11955 | 9941.809 | 1678.6898 | 757.2282 | 7505.891 | 9972.8894 | 0 | 0 | 9972.8894 | 0.01221%
2027 | 354 | 354-1706R | Tier-2 | Tier-2---1 | 5--5 | 1602 | 100% | 2161.9809 | 92.27% | 7.167% | 0.5599% | 98.7488 | 0 | 0 | 98.7488 | 0 | 89.8601 | 27.8607 | 3.2253 | 89.8601 | 27.8607 | 3.2253 | 99.7193 | 30.9175 | 3.2253 | 4.568% | 0.13939 | 0.13249 | 15510.3907 | 2900.5229 | 1230.7208 | 11379.147 | 15572.8049 | 0 | 0 | 15572.8049 | 0.02073%
2027 | 354 | 354-24AE | Tier-2 | Tier-2---4 | 4--5 | 226 | 100% | 742.9911 | 44.89% | 54.76% | 0.3554% | 16.5081 | 0 | 0 | 16.5081 | 0 | 15.0221 | 3.9304 | 3.822 | 15.0221 | 3.9304 | 3.822 | 16.6703 | 4.3616 | 3.822 | 2.222% | 0.080555 | 0.076567 | 9223.4472 | 670.0529 | 4646.9314 | 3906.4629 | 9488.1816 | 0 | 0 | 9488.1816 | 0.003465%
2027 | 355 | 355-41R | Tier-2 | Tier-2---6 | 4--5 | 580 | 100% | 876.3288 | 87.46% | 12.04% | 0.4997% | 37.9373 | 0 | 0 | 37.9373 | 0 | 34.5224 | 10.0869 | 3.4225 | 34.5224 | 10.0869 | 3.4225 | 38.3101 | 11.1936 | 3.4225 | 4.329% | 0.092253 | 0.087687 | 9499.1702 | 1363.9545 | 1082.9983 | 7052.2174 | 9561.2206 | 0 | 0 | 9561.2206 | 0.007963%
2027 | 355 | 355-65R | Tier-2 | Tier-2---21 | 1--2 | 2 | 100% | 0.050195 | 29.86% | 0% | 70.14% | 0.00074186 | 0 | 0 | 0.00074186 | 0 | 0.00067508 | 0.034782 | 0.019409 | 0.00067508 | 0.034782 | 0.019409 | 0.00074915 | 0.038599 | 0.019409 | 1.478% | 7.02e-05 | 6.6725e-05 | 715.0259 | 35.8236 | 455.5834 | 223.619 | 741.1448 | 0 | 0 | 741.1448 | 1.557e-07%
2027 | 355 | 355-6R | Tier-2 | Tier-2---7 | 4--5 | 248 | 100% | 466.648 | 28.63% | 71.11% | 0.2566% | 6.6138 | 0 | 0 | 6.6138 | 0 | 6.0185 | 4.313 | 1.3954 | 6.0185 | 4.313 | 1.3954 | 6.6788 | 4.7862 | 1.3954 | 1.417% | 0.074333 | 0.070654 | 6277.8037 | 297.3578 | 4112.2061 | 1868.2398 | 6511.1291 | 0 | 0 | 6511.1291 | 0.001388%
2027 | 356 | 356-16R | Tier-2 | Tier-2---4 | 4--5 | 346 | 100% | 692.7279 | 85.74% | 13.66% | 0.5932% | 29.4011 | 0 | 0 | 29.4011 | 0 | 26.7546 | 6.0174 | 4.4462 | 26.7546 | 6.0174 | 4.4462 | 29.6901 | 6.6776 | 4.4462 | 4.244% | 0.090754 | 0.086262 | 7633.0284 | 1263.3568 | 1174.8968 | 5194.7749 | 7689.7037 | 0 | 0 | 7689.7037 | 0.006171%
2027 | 356 | 356-19R | Tier-3 | Tier-3---8 | 5--5 | 1320 | 100% | 2142.9106 | 83.66% | 15.67% | 0.6694% | 88.7415 | 0 | 0 | 88.7415 | 0 | 80.7536 | 22.9564 | 3.5177 | 80.7536 | 22.9564 | 3.5177 | 89.6137 | 25.4751 | 3.5177 | 4.141% | 0.16775 | 0.15945 | 12774.1099 | 1993.4622 | 1945.7185 | 8834.9292 | 12882.8117 | 0 | 0 | 12882.8117 | 0.01863%
2027 | 356 | 356-30AE | Tier-3 | Tier-3---6 | 5--5 | 1086 | 100% | 1548.5525 | 73.09% | 26.03% | 0.8808% | 56.0222 | 0 | 0 | 56.0222 | 0 | 50.9794 | 18.8868 | 2.6992 | 50.9794 | 18.8868 | 2.6992 | 56.5727 | 20.9591 | 2.6992 | 3.618% | 0.14106 | 0.13408 | 10978.0949 | 1533.3184 | 2733.1665 | 6711.61 | 11131.9717 | 0 | 0 | 11131.9717 | 0.01176%
2027 | 357 | 357-1147R | Tier-2 | Tier-2---10 | 5--4 | 47 | 100% | 122.889 | 90.67% | 8.71% | 0.6166% | 5.5157 | 0 | 0 | 5.5157 | 0 | 5.0192 | 0.81739 | 6.1405 | 5.0192 | 0.81739 | 6.1405 | 5.5699 | 0.90707 | 6.1405 | 4.488% | 0.14287 | 0.1358 | 860.1588 | 128.3592 | 73.5961 | 658.2035 | 864.3366 | 0 | 0 | 864.3366 | 0.001158%
2027 | 357 | 357-1299R | Tier-3 | Tier-3---9 | 5--5 | 50 | 100% | 500.7555 | 96.82% | 2.879% | 0.2981% | 24 | 0 | 0 | 24 | 0 | 21.8397 | 0.86956 | 25.1158 | 21.8397 | 0.86956 | 25.1158 | 24.2359 | 0.96497 | 25.1158 | 4.793% | 0.2409 | 0.22898 | 2078.6481 | 381.924 | 60.0907 | 1636.6334 | 2082.0868 | 0 | 0 | 2082.0868 | 0.005038%
2027 | 357 | 357-2047F | Tier-2 | Tier-2---10 | 5--4 | 10 | 100% | 117.0163 | 66.86% | 32.9% | 0.2354% | 3.8728 | 0 | 0 | 3.8728 | 0 | 3.5242 | 0.17391 | 20.2644 | 3.5242 | 0.17391 | 20.2644 | 3.9109 | 0.19299 | 20.2644 | 3.31% | 0.14128 | 0.13429 | 828.2369 | 91.3768 | 250.8108 | 486.0494 | 842.5305 | 0 | 0 | 842.5305 | 0.0008129%
2027 | 357 | 357-2049F | Tier-3 | Tier-3---8 | 5--5 | 489 | 100% | 1568.933 | 87.25% | 12.44% | 0.3075% | 67.7587 | 0 | 0 | 67.7587 | 0 | 61.6595 | 8.5043 | 7.2504 | 61.6595 | 8.5043 | 7.2504 | 68.4247 | 9.4374 | 7.2504 | 4.319% | 0.18286 | 0.17381 | 8579.8277 | 1438.1344 | 1001.8193 | 6139.874 | 8636.8059 | 0 | 0 | 8636.8059 | 0.01422%
2027 | 357 | 357-45R | Tier-3 | Tier-3---8 | 5--5 | 938 | 100% | 2182.2622 | 79.98% | 19.64% | 0.3802% | 86.3975 | 0 | 0 | 86.3975 | 0 | 78.6206 | 16.3129 | 4.8195 | 78.6206 | 16.3129 | 4.8195 | 87.2466 | 18.1028 | 4.8195 | 3.959% | 0.18538 | 0.1762 | 11771.8449 | 1935.5654 | 2204.1059 | 7632.1736 | 11894.5692 | 0 | 0 | 11894.5692 | 0.01813%
2027 | 357 | 357-50R | Tier-3 | Tier-3---4 | 5--5 | 1053 | 100% | 1441.553 | 79.05% | 20.4% | 0.5522% | 56.4096 | 0 | 0 | 56.4096 | 0 | 51.3319 | 18.3129 | 2.803 | 51.3319 | 18.3129 | 2.803 | 56.964 | 20.3222 | 2.803 | 3.913% | 0.14913 | 0.14175 | 9666.6259 | 1487.063 | 1867.4945 | 6312.0683 | 9772.0779 | 0 | 0 | 9772.0779 | 0.01184%
2027 | 357 | 357-750R | Tier-2 | Tier-2---2 | 5--5 | 650 | 100% | 1439.7107 | 82.49% | 17.1% | 0.4096% | 58.7853 | 0 | 0 | 58.7853 | 0 | 53.4938 | 11.3043 | 4.7322 | 53.4938 | 11.3043 | 4.7322 | 59.363 | 12.5446 | 4.7322 | 4.083% | 0.171 | 0.16254 | 8419.2134 | 1423.2143 | 1353.8833 | 5642.1158 | 8495.9978 | 0 | 0 | 8495.9978 | 0.01234%
2027 | 358 | 358-1175F | Tier-2 | Tier-2---11 | 5--3 | 29 | 100% | 71.8528 | 77.22% | 22.39% | 0.388% | 2.7465 | 0 | 0 | 2.7465 | 0 | 2.4992 | 0.50434 | 4.9554 | 2.4992 | 0.50434 | 4.9554 | 2.7734 | 0.55968 | 4.9554 | 3.822% | 0.14195 | 0.13492 | 506.195 | 64.3327 | 105.8745 | 335.9879 | 512.2005 | 0 | 0 | 512.2005 | 0.0005765%
2027 | 358 | 358-33 | Tier-3 | Tier-3---15 | 5--4 | 56 | 100% | 117.3196 | 96.19% | 3.458% | 0.3548% | 5.5859 | 0 | 0 | 5.5859 | 0 | 5.0831 | 0.97391 | 5.2193 | 5.0831 | 0.97391 | 5.2193 | 5.6408 | 1.0808 | 5.2193 | 4.761% | 0.14298 | 0.1359 | 820.5581 | 159.8188 | 30.1137 | 630.6255 | 822.1875 | 0 | 0 | 822.1875 | 0.001172%
2027 | 358 | 358-682F | Tier-3 | Tier-3---3 | 5--5 | 437 | 100% | 3753.9781 | 86.22% | 13.57% | 0.2039% | 160.2214 | 0 | 0 | 160.2214 | 0 | 145.7993 | 7.6 | 19.1842 | 145.7993 | 7.6 | 19.1842 | 161.7961 | 8.4338 | 19.1842 | 4.268% | 0.54241 | 0.51556 | 6920.8673 | 1067.6333 | 861.2358 | 4991.9981 | 6970.5225 | 0 | 0 | 6970.5225 | 0.03363%
2027 | 386 | 386-25R | Tier-2 | Tier-2---15 | 3--4 | 3 | 100% | 105.7185 | 14.15% | 84.34% | 1.508% | 0.74063 | 0 | 0 | 0.74063 | 0 | 0.67396 | 0.052174 | 12.9177 | 0.67396 | 0.052174 | 12.9177 | 0.74791 | 0.057898 | 12.9177 | 0.7006% | 0.019083 | 0.018138 | 5539.9286 | 154.7666 | 4421.941 | 963.221 | 5787.6042 | 0 | 0 | 5787.6042 | 0.0001555%
2027 | 387 | 387-15 | Tier-3 | Tier-3---16 | 4--5 | 79 | 100% | 365.4778 | 57.25% | 41.73% | 1.017% | 10.3576 | 0 | 0 | 10.3576 | 0 | 9.4253 | 1.3739 | 6.8602 | 9.4253 | 1.3739 | 6.8602 | 10.4594 | 1.5246 | 6.8602 | 2.834% | 0.072601 | 0.069007 | 5034.0466 | 537.3079 | 1996.9235 | 2499.8151 | 5146.1153 | 0 | 0 | 5146.1153 | 0.002174%
2027 | 393 | 393-14R | Tier-2 | Tier-2---10 | 5--4 | 87 | 100% | 777.0926 | 5.544% | 94.24% | 0.2191% | 2.1327 | 0 | 0 | 2.1327 | 0 | 1.9407 | 1.513 | 1.2827 | 1.9407 | 1.513 | 1.2827 | 2.1536 | 1.679 | 1.2827 | 0.2744% | 0.10079 | 0.095804 | 7709.7876 | 115.9827 | 6667.436 | 926.369 | 8089.036 | 0 | 0 | 8089.036 | 0.0004476%
2027 | 396 | 396-699R | Tier-2 | Tier-2---5 | 5--5 | 1753 | 100% | 888.3486 | 59.21% | 39.34% | 1.447% | 26.0383 | 0 | 0 | 26.0383 | 0 | 23.6945 | 30.4868 | 0.77721 | 23.6945 | 30.4868 | 0.77721 | 26.2942 | 33.8317 | 0.77721 | 2.931% | 0.15664 | 0.14888 | 5671.3841 | 668.179 | 2146.3409 | 2856.8642 | 5791.8474 | 0 | 0 | 5791.8474 | 0.005465%
2027 | 411 | 411-1873R | Tier-2 | Tier-2---7 | 4--5 | 728 | 100% | 340.3229 | 88.45% | 9.585% | 1.967% | 14.8999 | 0 | 0 | 14.8999 | 0 | 13.5587 | 12.6608 | 1.0709 | 13.5587 | 12.6608 | 1.0709 | 15.0463 | 14.0499 | 1.0709 | 4.378% | 0.04682 | 0.044503 | 7268.7189 | 1142.008 | 975.4979 | 5151.213 | 7312.4483 | 0 | 0 | 7312.4483 | 0.003128%
2027 | 411 | 411-30R | Tier-3 | Tier-3---6 | 5--5 | 1526 | 100% | 1028.3805 | 90.72% | 7.641% | 1.643% | 46.1788 | 0 | 0 | 46.1788 | 0 | 42.0221 | 26.539 | 1.5834 | 42.0221 | 26.539 | 1.5834 | 46.6327 | 29.4507 | 1.5834 | 4.49% | 0.10309 | 0.09799 | 9975.2889 | 1901.318 | 929.458 | 7144.5129 | 10023.5186 | 0 | 0 | 10023.5186 | 0.009693%
2027 | 411 | 411-47R | Tier-2 | Tier-2---9 | 4--5 | 68 | 100% | 334.7019 | 84.13% | 13.18% | 2.693% | 13.9384 | 0 | 0 | 13.9384 | 0 | 12.6838 | 1.1826 | 10.7253 | 12.6838 | 1.1826 | 10.7253 | 14.0754 | 1.3124 | 10.7253 | 4.164% | 0.063274 | 0.060142 | 5289.7062 | 845.5012 | 1035.5091 | 3408.6958 | 5333.4243 | 0 | 0 | 5333.4243 | 0.002926%
2027 | 434 | 434-301 | Tier-2 | Tier-2---17 | 1--5 | 115 | 100% | 17.5402 | 98.17% | 0% | 1.83% | 0.85235 | 0 | 0 | 0.85235 | 0 | 0.77562 | 2 | 0.38781 | 0.77562 | 2 | 0.38781 | 0.86072 | 2.2194 | 0.38781 | 4.859% | 0.003157 | 0.0030007 | 5555.9717 | 867.4345 | 222.2106 | 4466.3265 | 5561.2679 | 0 | 0 | 5561.2679 | 0.0001789%
2027 | 441 | 441-23R | Tier-3 | Tier-3---11 | 5--4 | 376 | 100% | 647.4088 | 86.44% | 13.14% | 0.4218% | 27.7015 | 0 | 0 | 27.7015 | 0 | 25.208 | 6.5391 | 3.855 | 25.208 | 6.5391 | 3.855 | 27.9737 | 7.2565 | 3.855 | 4.279% | 0.54783 | 0.52071 | 1181.7687 | 148.5478 | 135.1005 | 898.1204 | 1190.1135 | 0 | 0 | 1190.1135 | 0.005815%
2027 | 441 | 441-279R | Tier-3 | Tier-3---18 | 5--2 | 48 | 100% | 161.5568 | 69.39% | 29.65% | 0.9602% | 5.5494 | 0 | 0 | 5.5494 | 0 | 5.0499 | 0.83478 | 6.0494 | 5.0499 | 0.83478 | 6.0494 | 5.6039 | 0.92637 | 6.0494 | 3.435% | 0.53527 | 0.50877 | 301.8227 | 28.024 | 73.3421 | 200.4565 | 306.6336 | 0 | 0 | 306.6336 | 0.001165%
2027 | 441 | 441-27R | Tier-3 | Tier-3---9 | 5--4 | 115 | 100% | 878.0372 | 89.43% | 10.14% | 0.4287% | 38.8687 | 0 | 0 | 38.8687 | 0 | 35.37 | 2 | 17.6851 | 35.37 | 2 | 17.6851 | 39.2507 | 2.2194 | 17.6851 | 4.427% | 0.55752 | 0.52992 | 1574.8947 | 207.3126 | 146.5629 | 1221.0192 | 1583.5641 | 0 | 0 | 1583.5641 | 0.008159%
2027 | 441 | 441-30R | Tier-3 | Tier-3---9 | 5--4 | 63 | 100% | 950.7549 | 92.15% | 7.507% | 0.3471% | 43.3661 | 0 | 0 | 43.3661 | 0 | 39.4625 | 1.0956 | 36.0176 | 39.4625 | 1.0956 | 36.0176 | 43.7923 | 1.2159 | 36.0176 | 4.561% | 0.55519 | 0.52771 | 1712.4757 | 231.3815 | 120.1168 | 1360.9775 | 1719.4801 | 0 | 0 | 1719.4801 | 0.009103%
2027 | 442 | 442-16R | Tier-3 | Tier-3---14 | 5--3 | 909 | 100% | 453.4046 | 84.5% | 14% | 1.497% | 18.9645 | 0 | 0 | 18.9645 | 0 | 17.2574 | 15.8086 | 1.0916 | 17.2574 | 15.8086 | 1.0916 | 19.1508 | 17.5431 | 1.0916 | 4.183% | 0.45792 | 0.43525 | 990.1415 | 105.6368 | 130.7729 | 753.7318 | 998.1347 | 0 | 0 | 998.1347 | 0.003981%
2027 | 442 | 442-46R | Tier-3 | Tier-3---19 | 5--1 | 31 | 100% | 85.0858 | 0.5117% | 99.4% | 0.08534% | 0.021553 | 0 | 0 | 0.021553 | 0 | 0.019613 | 0.53913 | 0.036379 | 0.019613 | 0.53913 | 0.036379 | 0.021765 | 0.59828 | 0.036379 | 0.02533% | 0.35092 | 0.33355 | 242.465 | 0.40496 | 218.5335 | 23.5266 | 255.0274 | 0 | 0 | 255.0274 | 4.524e-06%
2027 | 442 | 442-509R | Tier-3 | Tier-3---15 | 5--3 | 866 | 100% | 278.3023 | 54.83% | 44.11% | 1.062% | 7.5527 | 0 | 0 | 7.5527 | 0 | 6.8729 | 15.0608 | 0.45634 | 6.8729 | 15.0608 | 0.45634 | 7.6269 | 16.7132 | 0.45634 | 2.714% | 0.36954 | 0.35125 | 753.0994 | 59.1542 | 305.0958 | 388.8494 | 770.8168 | 0 | 0 | 770.8168 | 0.001585%
2027 | 442 | 442-525 | Tier-3 | Tier-3---18 | 5--2 | 664 | 100% | 299.6774 | 27.82% | 71.36% | 0.8189% | 4.1268 | 0 | 0 | 4.1268 | 0 | 3.7553 | 11.5478 | 0.3252 | 3.7553 | 11.5478 | 0.3252 | 4.1673 | 12.8147 | 0.3252 | 1.377% | 0.36155 | 0.34365 | 828.8663 | 34.3592 | 535.1133 | 259.3938 | 860.0234 | 0 | 0 | 860.0234 | 0.0008662%
2027 | 442 | 442-728R | Tier-3 | Tier-3---5 | 5--5 | 1856 | 100% | 2907.2477 | 55.16% | 44.36% | 0.4825% | 79.3812 | 0 | 0 | 79.3812 | 0 | 72.2358 | 32.278 | 2.2379 | 72.2358 | 32.278 | 2.2379 | 80.1613 | 35.8195 | 2.2379 | 2.73% | 0.35802 | 0.3403 | 8120.3954 | 853.7381 | 3313.1015 | 3953.5558 | 8310.0172 | 0 | 0 | 8310.0172 | 0.01666%
2027 | 442 | 442-729 | Tier-3 | Tier-3---15 | 5--3 | 38 | 100% | 182.1056 | 87.18% | 11.88% | 0.9486% | 7.8582 | 0 | 0 | 7.8582 | 0 | 7.1508 | 0.66087 | 10.8204 | 7.1508 | 0.66087 | 10.8204 | 7.9354 | 0.73337 | 10.8204 | 4.315% | 0.36059 | 0.34274 | 505.0174 | 48.5793 | 97.3314 | 359.1067 | 508.3904 | 0 | 0 | 508.3904 | 0.001649%
2027 | 442 | 442-758F | Tier-3 | Tier-3---18 | 5--2 | 41 | 100% | 96.5341 | 94% | 5.101% | 0.8948% | 4.4919 | 0 | 0 | 4.4919 | 0 | 4.0876 | 0.71304 | 5.7326 | 4.0876 | 0.71304 | 5.7326 | 4.5361 | 0.79127 | 5.7326 | 4.653% | 0.35119 | 0.3338 | 274.8807 | 37.0629 | 13.3172 | 224.5005 | 275.739 | 0 | 0 | 275.739 | 0.0009429%
2027 | 442 | 442-764R | Tier-3 | Tier-3---18 | 5--2 | 289 | 100% | 133.0317 | 69.69% | 29.04% | 1.271% | 4.5888 | 0 | 0 | 4.5888 | 0 | 4.1758 | 5.0261 | 0.83082 | 4.1758 | 5.0261 | 0.83082 | 4.6339 | 5.5775 | 0.83082 | 3.449% | 0.35448 | 0.33694 | 375.2846 | 31.8241 | 102.8444 | 240.6162 | 381.2093 | 0 | 0 | 381.2093 | 0.0009632%
2027 | 442 | 442-780 | Tier-3 | Tier-3---19 | 5--1 | 204 | 100% | 89.5952 | 24.38% | 74.86% | 0.754% | 1.0813 | 0 | 0 | 1.0813 | 0 | 0.98398 | 3.5478 | 0.27735 | 0.98398 | 3.5478 | 0.27735 | 1.0919 | 3.9371 | 0.27735 | 1.207% | 0.34601 | 0.32888 | 258.9415 | 9.1784 | 175.8129 | 73.9502 | 269.1388 | 0 | 0 | 269.1388 | 0.000227%
2027 | 444 | 444-15R | Tier-2 | Tier-2---13 | 5--3 | 6 | 100% | 151.5646 | 92.72% | 4.981% | 2.303% | 6.956 | 0 | 0 | 6.956 | 0 | 6.3299 | 0.10435 | 60.6615 | 6.3299 | 0.10435 | 60.6615 | 7.0244 | 0.1158 | 60.6615 | 4.589% | 0.14886 | 0.14149 | 1018.1622 | 115.1146 | 67.1446 | 835.903 | 1022.0243 | 0 | 0 | 1022.0243 | 0.00146%
2027 | 444 | 444-43R | Tier-2 | Tier-2---5 | 5--5 | 141 | 100% | 962.2981 | 91.92% | 6.922% | 1.16% | 43.7843 | 0 | 0 | 43.7843 | 0 | 39.8432 | 2.4522 | 16.2482 | 39.8432 | 2.4522 | 16.2482 | 44.2147 | 2.7212 | 16.2482 | 4.55% | 0.2124 | 0.20189 | 4530.5338 | 537.4714 | 429.3017 | 3563.7607 | 4549.6008 | 0 | 0 | 4549.6008 | 0.00919%
2027 | 444 | 444-9R | Tier-2 | Tier-2---11 | 5--3 | 594 | 100% | 323.6995 | 49.46% | 48.19% | 2.343% | 7.9256 | 0 | 0 | 7.9256 | 0 | 7.2122 | 10.3304 | 0.69815 | 7.2122 | 10.3304 | 0.69815 | 8.0035 | 11.4638 | 0.69815 | 2.448% | 0.1488 | 0.14143 | 2175.4322 | 138.2481 | 1034.3801 | 1002.804 | 2232.6859 | 0 | 0 | 2232.6859 | 0.001664%
2027 | 445 | 445-1311R | Tier-3 | Tier-3---5 | 5--5 | 390 | 100% | 2047.0117 | 76.8% | 22.84% | 0.359% | 77.8189 | 0 | 0 | 77.8189 | 0 | 70.8141 | 6.7826 | 10.4406 | 70.8141 | 6.7826 | 10.4406 | 78.5837 | 7.5267 | 10.4406 | 3.802% | 0.53792 | 0.51129 | 3805.4061 | 462.3517 | 801.0027 | 2542.0517 | 3851.3839 | 0 | 0 | 3851.3839 | 0.01633%
2027 | 445 | 445-1325F | Tier-2 | Tier-2---2 | 5--4 | 252 | 100% | 1447.5424 | 80.92% | 18.64% | 0.4376% | 57.9841 | 0 | 0 | 57.9841 | 0 | 52.7648 | 4.3826 | 12.0397 | 52.7648 | 4.3826 | 12.0397 | 58.554 | 4.8634 | 12.0397 | 4.006% | 0.57356 | 0.54517 | 2523.7784 | 315.2588 | 429.2208 | 1779.2988 | 2548.8517 | 0 | 0 | 2548.8517 | 0.01217%
2027 | 445 | 445-17R | Tier-2 | Tier-2---8 | 5--3 | 171 | 100% | 440.7591 | 59.87% | 39.69% | 0.4369% | 13.0625 | 0 | 0 | 13.0625 | 0 | 11.8867 | 2.9739 | 3.997 | 11.8867 | 2.9739 | 3.997 | 13.1909 | 3.3002 | 3.997 | 2.964% | 0.53426 | 0.50782 | 824.9822 | 74.1046 | 294.4492 | 456.4284 | 842.2227 | 0 | 0 | 842.2227 | 0.002742%
2027 | 445 | 445-18R | Tier-2 | Tier-2---2 | 5--5 | 454 | 100% | 2423.1968 | 81.52% | 17.92% | 0.5628% | 97.7815 | 0 | 0 | 97.7815 | 0 | 88.9798 | 7.8956 | 11.2695 | 88.9798 | 7.8956 | 11.2695 | 98.7425 | 8.7619 | 11.2695 | 4.035% | 0.6048 | 0.57486 | 4006.6402 | 487.3751 | 662.1707 | 2857.0944 | 4045.2006 | 0 | 0 | 4045.2006 | 0.02052%
2027 | 445 | 445-19R | Tier-2 | Tier-2---8 | 5--3 | 208 | 100% | 654.5269 | 59.7% | 39.33% | 0.9775% | 19.3409 | 0 | 0 | 19.3409 | 0 | 17.5999 | 3.6174 | 4.8654 | 17.5999 | 3.6174 | 4.8654 | 19.5309 | 4.0143 | 4.8654 | 2.955% | 0.56527 | 0.53729 | 1157.9013 | 92.6902 | 418.9958 | 646.2153 | 1182.2052 | 0 | 0 | 1182.2052 | 0.00406%
2027 | 445 | 445-39R | Tier-2 | Tier-2---5 | 5--4 | 235 | 100% | 1104.2716 | 59.42% | 40.16% | 0.4235% | 32.4803 | 0 | 0 | 32.4803 | 0 | 29.5566 | 4.0869 | 7.232 | 29.5566 | 4.0869 | 7.232 | 32.7995 | 4.5353 | 7.232 | 2.941% | 0.48997 | 0.46571 | 2253.7709 | 194.1003 | 866.8973 | 1192.7734 | 2301.3993 | 0 | 0 | 2301.3993 | 0.006818%
2027 | 445 | 445-894R | Tier-2 | Tier-2---5 | 5--4 | 381 | 100% | 1498.1966 | 65.73% | 33.21% | 1.065% | 48.7442 | 0 | 0 | 48.7442 | 0 | 44.3565 | 6.626 | 6.6943 | 44.3565 | 6.626 | 6.6943 | 49.2232 | 7.353 | 6.6943 | 3.254% | 0.63526 | 0.60381 | 2358.411 | 194.1011 | 729.7847 | 1434.5253 | 2400.5046 | 0 | 0 | 2400.5046 | 0.01023%
2027 | 445 | 445-897R | Tier-2 | Tier-2---10 | 5--3 | 28 | 100% | 278.2745 | 86.91% | 12.87% | 0.2201% | 11.9717 | 0 | 0 | 11.9717 | 0 | 10.8941 | 0.48695 | 22.3719 | 10.8941 | 0.48695 | 22.3719 | 12.0894 | 0.54038 | 22.3719 | 4.302% | 0.75637 | 0.71893 | 367.9091 | 46.7882 | 51.285 | 269.8359 | 370.4168 | 0 | 0 | 370.4168 | 0.002513%
2027 | 448 | 448-1196F | Tier-3 | Tier-3---20 | 1--5 | 7 | 100% | 3.2929 | 97.08% | 0% | 2.921% | 0.15824 | 0 | 0 | 0.15824 | 0 | 0.14399 | 0.12174 | 1.1828 | 0.14399 | 0.12174 | 1.1828 | 0.15979 | 0.1351 | 1.1828 | 4.805% | 0.0002432 | 0.00023116 | 13539.8119 | 1865.7131 | 568.8043 | 11105.2945 | 13560.4063 | 0 | 0 | 13560.4063 | 3.321e-05%
2027 | 448 | 448-1234R | Tier-3 | Tier-3---15 | 5--3 | 27 | 100% | 246.005 | 87.44% | 11.91% | 0.6491% | 10.6477 | 0 | 0 | 10.6477 | 0 | 9.6892 | 0.46956 | 20.6346 | 9.6892 | 0.46956 | 20.6346 | 10.7523 | 0.52108 | 20.6346 | 4.328% | 0.62101 | 0.59027 | 396.1396 | 50.2628 | 45.6467 | 300.2301 | 398.731 | 0 | 0 | 398.731 | 0.002235%
2027 | 448 | 448-47R | Tier-3 | Tier-3---14 | 5--3 | 154 | 100% | 687.0853 | 69.92% | 29.31% | 0.7656% | 23.7813 | 0 | 0 | 23.7813 | 0 | 21.6406 | 2.6782 | 8.0802 | 21.6406 | 2.6782 | 8.0802 | 24.015 | 2.9721 | 8.0802 | 3.461% | 0.62882 | 0.59769 | 1092.6575 | 111.5426 | 295.153 | 685.9619 | 1109.7723 | 0 | 0 | 1109.7723 | 0.004992%
2027 | 448 | 448-714R | Tier-3 | Tier-3---14 | 5--3 | 269 | 100% | 1225.9869 | 25.1% | 74.31% | 0.5831% | 15.2336 | 0 | 0 | 15.2336 | 0 | 13.8624 | 4.6782 | 2.9632 | 13.8624 | 4.6782 | 2.9632 | 15.3833 | 5.1915 | 2.9632 | 1.243% | 0.46343 | 0.44049 | 2645.4709 | 92.606 | 1775.6477 | 777.2172 | 2748.6579 | 0 | 0 | 2748.6579 | 0.003198%
2027 | 448 | 448-724R | Tier-3 | Tier-3---18 | 5--2 | 267 | 100% | 255.0047 | 52.43% | 45.5% | 2.066% | 6.6185 | 0 | 0 | 6.6185 | 0 | 6.0227 | 4.6434 | 1.297 | 6.0227 | 4.6434 | 1.297 | 6.6835 | 5.1529 | 1.297 | 2.595% | 0.55035 | 0.52311 | 463.3505 | 25.9997 | 195.8184 | 241.5324 | 474.8286 | 0 | 0 | 474.8286 | 0.001389%
2027 | 448 | 448-735R | Tier-3 | Tier-3---18 | 5--2 | 191 | 100% | 276.9497 | 53.49% | 44.76% | 1.748% | 7.3327 | 0 | 0 | 7.3327 | 0 | 6.6726 | 3.3217 | 2.0088 | 6.6726 | 3.3217 | 2.0088 | 7.4048 | 3.6862 | 2.0088 | 2.648% | 0.54202 | 0.51519 | 510.9626 | 35.205 | 210.0136 | 265.744 | 523.3393 | 0 | 0 | 523.3393 | 0.001539%
2027 | 448 | 448-744R | Tier-3 | Tier-3---7 | 5--5 | 744 | 100% | 2370.1609 | 68.76% | 30.51% | 0.7221% | 80.6754 | 0 | 0 | 80.6754 | 0 | 73.4135 | 12.939 | 5.6738 | 73.4135 | 12.939 | 5.6738 | 81.4683 | 14.3587 | 5.6738 | 3.404% | 0.49442 | 0.46994 | 4793.8402 | 492.7082 | 1356.6651 | 2944.4669 | 4871.823 | 0 | 0 | 4871.823 | 0.01693%
2027 | 448 | 448-9R | Tier-3 | Tier-3---9 | 5--4 | 525 | 100% | 1381.6742 | 73.74% | 25.5% | 0.7592% | 50.4329 | 0 | 0 | 50.4329 | 0 | 45.8932 | 9.1304 | 5.0264 | 45.8932 | 9.1304 | 5.0264 | 50.9285 | 10.1321 | 5.0264 | 3.65% | 0.54394 | 0.51701 | 2540.1235 | 273.4783 | 621.4078 | 1645.2374 | 2574.8613 | 0 | 0 | 2574.8613 | 0.01059%
2027 | 449 | 449-13R | Tier-3 | Tier-3---7 | 5--5 | 964 | 100% | 1663.2464 | 62.39% | 36.97% | 0.6428% | 51.3669 | 0 | 0 | 51.3669 | 0 | 46.7432 | 16.7651 | 2.7881 | 46.7432 | 16.7651 | 2.7881 | 51.8717 | 18.6045 | 2.7881 | 3.088% | 0.28234 | 0.26837 | 5890.9135 | 610.6402 | 2022.1047 | 3258.1686 | 6006.2928 | 0 | 0 | 6006.2928 | 0.01078%
2027 | 449 | 449-16R | Tier-3 | Tier-3---15 | 5--4 | 62 | 100% | 266.6482 | 83.41% | 16.04% | 0.5501% | 11.0087 | 0 | 0 | 11.0087 | 0 | 10.0178 | 1.0783 | 9.2908 | 10.0178 | 1.0783 | 9.2908 | 11.1169 | 1.1966 | 9.2908 | 4.129% | 0.23738 | 0.22563 | 1123.2928 | 151.839 | 170.3603 | 801.0935 | 1133.0005 | 0 | 0 | 1133.0005 | 0.002311%
2027 | 449 | 449-683 | Tier-3 | Tier-3---18 | 5--3 | 36 | 100% | 130.3299 | 84.46% | 14.85% | 0.6893% | 5.4491 | 0 | 0 | 5.4491 | 0 | 4.9586 | 0.62608 | 7.92 | 4.9586 | 0.62608 | 7.92 | 5.5026 | 0.69478 | 7.92 | 4.181% | 0.34581 | 0.32869 | 376.8856 | 45.4714 | 46.4516 | 284.9627 | 379.9349 | 0 | 0 | 379.9349 | 0.001144%
2027 | 449 | 449-693R | Tier-3 | Tier-3---9 | 5--5 | 197 | 100% | 869.7515 | 92.74% | 6.815% | 0.4405% | 39.9289 | 0 | 0 | 39.9289 | 0 | 36.3348 | 3.4261 | 10.6054 | 36.3348 | 3.4261 | 10.6054 | 40.3213 | 3.802 | 10.6054 | 4.591% | 0.26107 | 0.24815 | 3331.4725 | 480.9166 | 218.7859 | 2631.7699 | 3344.0608 | 0 | 0 | 3344.0608 | 0.008381%
2027 | 449 | 449-6R | Tier-3 | Tier-3---14 | 5--4 | 250 | 100% | 487.7509 | 79.3% | 20.07% | 0.6273% | 19.1465 | 0 | 0 | 19.1465 | 0 | 17.423 | 4.3478 | 4.0073 | 17.423 | 4.3478 | 4.0073 | 19.3346 | 4.8248 | 4.0073 | 3.925% | 0.24779 | 0.23552 | 1968.4202 | 236.5464 | 397.0448 | 1334.829 | 1989.6378 | 0 | 0 | 1989.6378 | 0.004019%
2027 | 450 | 450-1850 | Tier-2 | Tier-2---13 | 4--3 | 78 | 100% | 42.3233 | 80.24% | 18.63% | 1.138% | 1.681 | 0 | 0 | 1.681 | 0 | 1.5296 | 1.3565 | 1.1276 | 1.5296 | 1.3565 | 1.1276 | 1.6975 | 1.5053 | 1.1276 | 3.972% | 0.073712 | 0.070064 | 574.1677 | 75.9334 | 104.2813 | 393.953 | 580.0772 | 0 | 0 | 580.0772 | 0.0003528%
2027 | 450 | 450-1851F | Tier-2 | Tier-2---3 | 5--5 | 633 | 100% | 915.4961 | 93.2% | 6.334% | 0.4614% | 42.2374 | 0 | 0 | 42.2374 | 0 | 38.4355 | 11.0086 | 3.4914 | 38.4355 | 11.0086 | 3.4914 | 42.6526 | 12.2165 | 3.4914 | 4.614% | 0.099477 | 0.094553 | 9203.0933 | 2582.2914 | 565.9601 | 6054.8418 | 9235.6635 | 0 | 0 | 9235.6635 | 0.008866%
2027 | 450 | 450-1853F | Tier-2 | Tier-2---10 | 4--4 | 138 | 100% | 133.4424 | 58.04% | 41.41% | 0.5447% | 3.8339 | 0 | 0 | 3.8339 | 0 | 3.4888 | 2.4 | 1.4537 | 3.4888 | 2.4 | 1.4537 | 3.8716 | 2.6633 | 1.4537 | 2.873% | 0.075291 | 0.071564 | 1772.351 | 169.5911 | 681.6123 | 921.1476 | 1811.0782 | 0 | 0 | 1811.0782 | 0.0008047%
2027 | 450 | 450-1854 | Tier-2 | Tier-2---9 | 4--4 | 158 | 100% | 167.8113 | 68.69% | 30.5% | 0.8174% | 5.7056 | 0 | 0 | 5.7056 | 0 | 5.192 | 2.7478 | 1.8895 | 5.192 | 2.7478 | 1.8895 | 5.7617 | 3.0493 | 1.8895 | 3.4% | 0.079085 | 0.07517 | 2121.91 | 277.0369 | 611.709 | 1233.1641 | 2156.5118 | 0 | 0 | 2156.5118 | 0.001198%
2027 | 450 | 450-50R | Tier-2 | Tier-2---11 | 4--4 | 7 | 100% | 377.7999 | 6.265% | 93.65% | 0.08234% | 1.1716 | 0 | 0 | 1.1716 | 0 | 1.0661 | 0.12174 | 8.7573 | 1.0661 | 0.12174 | 8.7573 | 1.1831 | 0.1351 | 8.7573 | 0.3101% | 0.071801 | 0.068247 | 5261.778 | 61.1615 | 4507.3206 | 693.2959 | 5518.6336 | 0 | 0 | 5518.6336 | 0.0002459%
2027 | 452 | 452-1403 | Tier-2 | Tier-2---15 | 1--5 | 26 | 100% | 16.9711 | 99.17% | 0% | 0.8269% | 0.83313 | 0 | 0 | 0.83313 | 0 | 0.75813 | 0.45217 | 1.6767 | 0.75813 | 0.45217 | 1.6767 | 0.84131 | 0.50178 | 1.6767 | 4.909% | 0.0007938 | 0.00075451 | 21379.6258 | 3471.6579 | 162.5094 | 17745.4585 | 21388.8328 | 0 | 0 | 21388.8328 | 0.0001749%
2027 | 452 | 452-1404F | Tier-2 | Tier-2---12 | 1--5 | 3 | 100% | 78.1615 | 99.25% | 0% | 0.7504% | 3.84 | 0 | 0 | 3.84 | 0 | 3.4943 | 0.052174 | 66.9747 | 3.4943 | 0.052174 | 66.9747 | 3.8777 | 0.057898 | 66.9747 | 4.913% | 0.0036434 | 0.0034631 | 21452.8882 | 5121.8123 | 152.3056 | 16178.7703 | 21461.2717 | 0 | 0 | 21461.2717 | 0.000806%
2027 | 452 | 452-1405 | Tier-2 | Tier-2---15 | 1--5 | 12 | 100% | 24.9262 | 98.86% | 0% | 1.141% | 1.2198 | 0 | 0 | 1.2198 | 0 | 1.11 | 0.20869 | 5.3186 | 1.11 | 0.20869 | 5.3186 | 1.2318 | 0.23159 | 5.3186 | 4.894% | 0.001513 | 0.0014381 | 16474.6859 | 3100.6815 | 174.1987 | 13199.8057 | 16484.4765 | 0 | 0 | 16484.4765 | 0.000256%
2027 | 452 | 452-38AE | Tier-2 | Tier-2---4 | 2--5 | 354 | 100% | 306.0513 | 99.41% | 0% | 0.595% | 15.0594 | 0 | 0 | 15.0594 | 0 | 13.7039 | 6.1565 | 2.2259 | 13.7039 | 6.1565 | 2.2259 | 15.2074 | 6.832 | 2.2259 | 4.921% | 0.011395 | 0.010831 | 26857.9154 | 5689.4503 | 153.4079 | 21015.0572 | 26866.2375 | 0 | 0 | 26866.2375 | 0.003161%
2027 | 454 | 454-1814 | Tier-2 | Tier-2---20 | 4--2 | 36 | 100% | 7.1232 | 85.18% | 13.84% | 0.9794% | 0.30033 | 0 | 0 | 0.30033 | 0 | 0.27329 | 0.62608 | 0.43652 | 0.27329 | 0.62608 | 0.43652 | 0.30328 | 0.69478 | 0.43652 | 4.216% | 0.072066 | 0.068499 | 98.8421 | 13.8906 | 13.4536 | 71.498 | 99.6051 | 0 | 0 | 99.6051 | 6.304e-05%
2027 | 454 | 454-48F | Tier-2 | Tier-2---4 | 4--5 | 363 | 100% | 395.265 | 97.43% | 2.166% | 0.3994% | 19.0636 | 0 | 0 | 19.0636 | 0 | 17.3476 | 6.313 | 2.7479 | 17.3476 | 6.313 | 2.7479 | 19.2509 | 7.0057 | 2.7479 | 4.823% | 0.085487 | 0.081255 | 4623.6959 | 1485.502 | 103.1361 | 3035.0579 | 4629.8744 | 0 | 0 | 4629.8744 | 0.004001%
2027 | 463 | 463-1136F | Tier-2 | Tier-2---18 | 4--2 | 1 | 100% | 16.8212 | 86.42% | 11.45% | 2.121% | 0.71961 | 0 | 0 | 0.71961 | 0 | 0.65484 | 0.017391 | 37.6534 | 0.65484 | 0.017391 | 37.6534 | 0.72668 | 0.019299 | 37.6534 | 4.278% | 0.060434 | 0.057442 | 278.3405 | 39.3529 | 30.6582 | 208.3293 | 280.3083 | 0 | 0 | 280.3083 | 0.000151%
2027 | 463 | 463-1229 | Tier-2 | Tier-2---9 | 5--4 | 69 | 100% | 220.9596 | 94% | 3.511% | 2.487% | 10.2815 | 0 | 0 | 10.2815 | 0 | 9.3561 | 1.2 | 7.7968 | 9.3561 | 1.2 | 7.7968 | 10.3826 | 1.3317 | 7.7968 | 4.653% | 0.096723 | 0.091935 | 2284.4628 | 504.7537 | 115.6932 | 1664.0158 | 2291.5979 | 0 | 0 | 2291.5979 | 0.002158%
2027 | 470 | 470-40AE | Tier-2 | Tier-2---4 | 4--5 | 415 | 100% | 675.3424 | 87.26% | 12.19% | 0.553% | 29.1697 | 0 | 0 | 29.1697 | 0 | 26.5441 | 7.2173 | 3.6778 | 26.5441 | 7.2173 | 3.6778 | 29.4564 | 8.0092 | 3.6778 | 4.319% | 0.091034 | 0.086528 | 7418.573 | 1155.6027 | 850.5498 | 5412.4205 | 7467.8024 | 0 | 0 | 7467.8024 | 0.006123%
2027 | 470 | 470-47R | Tier-3 | Tier-3---2 | 5--5 | 887 | 100% | 2012.6027 | 94.87% | 4.37% | 0.7559% | 94.5174 | 0 | 0 | 94.5174 | 0 | 86.0096 | 15.426 | 5.5756 | 86.0096 | 15.426 | 5.5756 | 95.4464 | 17.1185 | 5.5756 | 4.696% | 0.16225 | 0.15422 | 12404.0406 | 2097.9829 | 564.7309 | 9741.3268 | 12437.1512 | 0 | 0 | 12437.1512 | 0.01984%
2027 | 471 | 471-36F | Tier-2 | Tier-2---4 | 4--5 | 127 | 100% | 570.7201 | 63.27% | 36.3% | 0.4365% | 17.8733 | 0 | 0 | 17.8733 | 0 | 16.2645 | 2.2087 | 7.3639 | 16.2645 | 2.2087 | 7.3639 | 18.049 | 2.451 | 7.3639 | 3.132% | 0.093079 | 0.088471 | 6131.5794 | 664.7661 | 2054.2802 | 3412.5332 | 6248.875 | 0 | 0 | 6248.875 | 0.003752%
2027 | 500 | 500-1531 | Tier-2 | Tier-2---10 | 4--4 | 58 | 100% | 642.8265 | 4.579% | 95.33% | 0.095% | 1.4571 | 0 | 0 | 1.4571 | 0 | 1.3259 | 1.0087 | 1.3145 | 1.3259 | 1.0087 | 1.3145 | 1.4714 | 1.1194 | 1.3145 | 0.2267% | 0.071178 | 0.067654 | 9031.2778 | 80.4341 | 7853.8811 | 1096.9626 | 9480.0707 | 0 | 0 | 9480.0707 | 0.0003058%
2027 | 501 | 501-786 | Tier-2 | Tier-2---14 | 2--5 | 163 | 100% | 41.2155 | 98.22% | 0% | 1.777% | 2.0039 | 0 | 0 | 2.0039 | 0 | 1.8235 | 2.8348 | 0.64327 | 1.8235 | 2.8348 | 0.64327 | 2.0236 | 3.1458 | 0.64327 | 4.862% | 0.0050324 | 0.0047833 | 8190.019 | 1322.239 | 139.0981 | 6728.6818 | 8197.5989 | 0 | 0 | 8197.5989 | 0.0004206%
2027 | 504 | 504-2501R | Tier-2 | Tier-2---9 | 3--5 | 78 | 100% | 152.2062 | 97.69% | 0% | 2.311% | 7.3601 | 0 | 0 | 7.3601 | 0 | 6.6976 | 1.3565 | 4.9373 | 6.6976 | 1.3565 | 4.9373 | 7.4324 | 1.5053 | 4.9373 | 4.836% | 0.021593 | 0.020524 | 7048.9974 | 1058.3908 | 620.2842 | 5370.3225 | 7057.4821 | 0 | 0 | 7057.4821 | 0.001545%
2027 | 520 | 520-1045R | Tier-2 | Tier-2---5 | 5--4 | 1241 | 100% | 596.734 | 87.03% | 12.08% | 0.8955% | 25.7068 | 0 | 0 | 25.7068 | 0 | 23.3928 | 21.5825 | 1.0839 | 23.3928 | 21.5825 | 1.0839 | 25.9594 | 23.9504 | 1.0839 | 4.308% | 0.26824 | 0.25496 | 2224.662 | 286.7109 | 250.5356 | 1687.4154 | 2239.6901 | 0 | 0 | 2239.6901 | 0.005396%
2027 | 520 | 520-10R | Tier-2 | Tier-2---7 | 4--5 | 524 | 100% | 296.4545 | 90.13% | 8.578% | 1.296% | 13.2256 | 0 | 0 | 13.2256 | 0 | 12.0351 | 9.113 | 1.3207 | 12.0351 | 9.113 | 1.3207 | 13.3556 | 10.1128 | 1.3207 | 4.461% | 0.046043 | 0.043764 | 6438.5886 | 1240.5174 | 702.7495 | 4495.3216 | 6471.6962 | 0 | 0 | 6471.6962 | 0.002776%
2027 | 520 | 520-1489R | Tier-2 | Tier-2---8 | 5--5 | 1235 | 100% | 662.1633 | 87.36% | 10.91% | 1.733% | 28.6339 | 0 | 0 | 28.6339 | 0 | 26.0565 | 21.4781 | 1.2132 | 26.0565 | 21.4781 | 1.2132 | 28.9153 | 23.8346 | 1.2132 | 4.324% | 0.13822 | 0.13138 | 4790.7448 | 574.961 | 546.3603 | 3669.4236 | 4822.2817 | 0 | 0 | 4822.2817 | 0.00601%
2027 | 520 | 520-1509R | Tier-2 | Tier-2---5 | 5--4 | 1467 | 100% | 868.9578 | 72.04% | 26.87% | 1.095% | 30.9848 | 0 | 0 | 30.9848 | 0 | 28.1957 | 25.5129 | 1.1052 | 28.1957 | 25.5129 | 1.1052 | 31.2893 | 28.3121 | 1.1052 | 3.566% | 0.28561 | 0.27147 | 3042.4946 | 331.9166 | 761.5633 | 1949.0147 | 3086.8039 | 0 | 0 | 3086.8039 | 0.006504%
2027 | 520 | 520-1525R | Tier-2 | Tier-2---8 | 5--5 | 521 | 100% | 360.0635 | 92.4% | 6.369% | 1.229% | 16.469 | 0 | 0 | 16.469 | 0 | 14.9866 | 9.0608 | 1.654 | 14.9866 | 9.0608 | 1.654 | 16.6309 | 10.0549 | 1.654 | 4.574% | 0.099044 | 0.094141 | 3635.4035 | 686.7062 | 313.6705 | 2635.0268 | 3649.7874 | 0 | 0 | 3649.7874 | 0.003457%
2027 | 520 | 520-1527R | Tier-3 | Tier-3---7 | 5--5 | 969 | 100% | 1151.6571 | 81.16% | 18.23% | 0.6117% | 46.2645 | 0 | 0 | 46.2645 | 0 | 42.1001 | 16.8521 | 2.4982 | 42.1001 | 16.8521 | 2.4982 | 46.7192 | 18.701 | 2.4982 | 4.017% | 0.27105 | 0.25763 | 4248.9299 | 642.1047 | 732.0594 | 2874.7658 | 4290.6273 | 0 | 0 | 4290.6273 | 0.009711%
2027 | 520 | 520-1902R | Tier-2 | Tier-2---9 | 4--4 | 556 | 100% | 295.4783 | 43.89% | 53.74% | 2.376% | 6.4191 | 0 | 0 | 6.4191 | 0 | 5.8413 | 9.6695 | 0.6041 | 5.8413 | 9.6695 | 0.6041 | 6.4822 | 10.7304 | 0.6041 | 2.172% | 0.058932 | 0.056015 | 5013.9026 | 463.7784 | 2584.0113 | 1966.1129 | 5160.4189 | 0 | 0 | 5160.4189 | 0.001347%
2027 | 520 | 520-1904 | Tier-3 | Tier-3---13 | 4--5 | 511 | 100% | 381.2363 | 81.21% | 17.45% | 1.344% | 15.3248 | 0 | 0 | 15.3248 | 0 | 13.9453 | 8.8869 | 1.5692 | 13.9453 | 8.8869 | 1.5692 | 15.4754 | 9.8619 | 1.5692 | 4.02% | 0.05278 | 0.050167 | 7223.1755 | 1024.2251 | 1263.1331 | 4935.8173 | 7293.8681 | 0 | 0 | 7293.8681 | 0.003217%
2027 | 520 | 520-22R | Tier-2 | Tier-2---14 | 4--4 | 171 | 100% | 116.9083 | 45.37% | 53.02% | 1.617% | 2.6254 | 0 | 0 | 2.6254 | 0 | 2.3891 | 2.9739 | 0.80335 | 2.3891 | 2.9739 | 0.80335 | 2.6512 | 3.3002 | 0.80335 | 2.246% | 0.036011 | 0.034228 | 3246.4956 | 310.4275 | 1853.8749 | 1082.1932 | 3338.8629 | 0 | 0 | 3338.8629 | 0.0005511%
2027 | 520 | 520-35R | Tier-3 | Tier-3---9 | 5--5 | 1723 | 100% | 985.3264 | 82.6% | 16.44% | 0.9544% | 40.2894 | 0 | 0 | 40.2894 | 0 | 36.6628 | 29.965 | 1.2235 | 36.6628 | 29.965 | 1.2235 | 40.6854 | 33.2527 | 1.2235 | 4.089% | 0.28544 | 0.27131 | 3451.9467 | 462.7417 | 537.5528 | 2451.6522 | 3483.2179 | 0 | 0 | 3483.2179 | 0.008457%
2027 | 520 | 520-45 | Tier-2 | Tier-2---8 | 5--5 | 616 | 100% | 455.0819 | 89.33% | 9.369% | 1.306% | 20.122 | 0 | 0 | 20.122 | 0 | 18.3108 | 10.713 | 1.7092 | 18.3108 | 10.713 | 1.7092 | 20.3198 | 11.8884 | 1.7092 | 4.422% | 0.10446 | 0.099291 | 4356.4514 | 530.4104 | 403.5927 | 3422.4483 | 4380.6683 | 0 | 0 | 4380.6683 | 0.004224%
2027 | 521 | 521-14R | Tier-3 | Tier-3---5 | 5--5 | 944 | 100% | 1719.0003 | 78.65% | 20.86% | 0.4907% | 66.9215 | 0 | 0 | 66.9215 | 0 | 60.8977 | 16.4173 | 3.7094 | 60.8977 | 16.4173 | 3.7094 | 67.5792 | 18.2185 | 3.7094 | 3.893% | 0.27097 | 0.25755 | 6343.9843 | 812.9811 | 1238.2176 | 4292.7856 | 6414.5291 | 0 | 0 | 6414.5291 | 0.01405%
2027 | 521 | 521-1819R | Tier-2 | Tier-2---9 | 4--5 | 417 | 100% | 223.8855 | 62.17% | 36.25% | 1.574% | 6.8901 | 0 | 0 | 6.8901 | 0 | 6.2699 | 7.2521 | 0.86456 | 6.2699 | 7.2521 | 0.86456 | 6.9578 | 8.0478 | 0.86456 | 3.078% | 0.043667 | 0.041505 | 5127.1322 | 737.124 | 1856.4943 | 2533.514 | 5228.1367 | 0 | 0 | 5228.1367 | 0.001446%
2027 | 521 | 521-1856R | Tier-3 | Tier-3---6 | 5--5 | 1063 | 100% | 1212.5663 | 84.9% | 14.39% | 0.7143% | 50.9587 | 0 | 0 | 50.9587 | 0 | 46.3718 | 18.4868 | 2.5084 | 46.3718 | 18.4868 | 2.5084 | 51.4596 | 20.5152 | 2.5084 | 4.203% | 0.15411 | 0.14648 | 7868.3195 | 1087.4875 | 1070.4078 | 5710.4242 | 7930.1938 | 0 | 0 | 7930.1938 | 0.0107%
2027 | 521 | 521-18R | Tier-3 | Tier-3---6 | 4--5 | 830 | 100% | 1129.9866 | 95.19% | 4.09% | 0.7206% | 53.2437 | 0 | 0 | 53.2437 | 0 | 48.451 | 14.4347 | 3.3566 | 48.451 | 14.4347 | 3.3566 | 53.767 | 16.0184 | 3.3566 | 4.712% | 0.071321 | 0.067791 | 15843.6289 | 2470.7432 | 733.9331 | 12638.9526 | 15883.3193 | 0 | 0 | 15883.3193 | 0.01118%
2027 | 521 | 521-27R | Tier-2 | Tier-2---3 | 4--5 | 820 | 100% | 810.4848 | 91.73% | 7.398% | 0.8745% | 36.8002 | 0 | 0 | 36.8002 | 0 | 33.4877 | 14.2608 | 2.3482 | 33.4877 | 14.2608 | 2.3482 | 37.1619 | 15.8254 | 2.3482 | 4.541% | 0.063668 | 0.060516 | 12729.941 | 2154.4423 | 1058.961 | 9516.5377 | 12784.7821 | 0 | 0 | 12784.7821 | 0.007724%
2027 | 521 | 521-32R | Tier-3 | Tier-3---4 | 5--5 | 582 | 100% | 1448.9015 | 94.87% | 4.661% | 0.4687% | 68.0413 | 0 | 0 | 68.0413 | 0 | 61.9166 | 10.1217 | 6.1172 | 61.9166 | 10.1217 | 6.1172 | 68.71 | 11.2322 | 6.1172 | 4.696% | 0.14844 | 0.14109 | 9761.0273 | 1631.7912 | 451.6127 | 7677.6235 | 9787.1056 | 0 | 0 | 9787.1056 | 0.01428%
2027 | 521 | 521-700R | Tier-2 | Tier-2---3 | 4--5 | 1580 | 100% | 1225.9943 | 93.19% | 6.054% | 0.7541% | 56.5552 | 0 | 0 | 56.5552 | 0 | 51.4645 | 27.4781 | 1.8729 | 51.4645 | 27.4781 | 1.8729 | 57.111 | 30.4929 | 1.8729 | 4.613% | 0.074421 | 0.070737 | 16473.8564 | 2889.9121 | 1156.3836 | 12427.5607 | 16532.2631 | 0 | 0 | 16532.2631 | 0.01187%
2027 | 522 | 522-34 | Tier-2 | Tier-2---16 | 4--3 | 100 | 100% | 77.0016 | 18.51% | 79.83% | 1.663% | 0.70537 | 0 | 0 | 0.70537 | 0 | 0.64188 | 1.7391 | 0.36908 | 0.64188 | 1.7391 | 0.36908 | 0.7123 | 1.9299 | 0.36908 | 0.916% | 0.030009 | 0.028524 | 2565.9512 | 64.6552 | 2012.714 | 488.582 | 2674.851 | 0 | 0 | 2674.851 | 0.0001481%
2027 | 522 | 522-36 | Tier-2 | Tier-2---16 | 4--3 | 89 | 100% | 95.5847 | 7.342% | 91.11% | 1.546% | 0.34738 | 0 | 0 | 0.34738 | 0 | 0.31611 | 1.5478 | 0.20423 | 0.31611 | 1.5478 | 0.20423 | 0.35079 | 1.7176 | 0.20423 | 0.3634% | 0.031092 | 0.029553 | 3074.2923 | 36.1538 | 2591.8703 | 446.2683 | 3222.6404 | 0 | 0 | 3222.6404 | 7.291e-05%
2027 | 522 | 522-38R | Tier-2 | Tier-2---6 | 4--5 | 1782 | 100% | 1016.2869 | 80.7% | 18.11% | 1.19% | 40.5981 | 0 | 0 | 40.5981 | 0 | 36.9438 | 30.9911 | 1.1921 | 36.9438 | 30.9911 | 1.1921 | 40.9971 | 34.3914 | 1.1921 | 3.995% | 0.088602 | 0.084216 | 11470.2225 | 2251.3608 | 2088.2887 | 7130.573 | 11585.4977 | 0 | 0 | 11585.4977 | 0.008522%
2027 | 523 | 523-31AE | Tier-2 | Tier-2---14 | 4--4 | 214 | 100% | 275.1089 | 4.221% | 94.59% | 1.185% | 0.57475 | 0 | 0 | 0.57475 | 0 | 0.52301 | 3.7217 | 0.14053 | 0.52301 | 3.7217 | 0.14053 | 0.5804 | 4.1301 | 0.14053 | 0.2089% | 0.037419 | 0.035567 | 7352.039 | 68.2792 | 6334.1642 | 949.5956 | 7718.7579 | 0 | 0 | 7718.7579 | 0.0001206%
2027 | 524 | 524-1782F | Tier-3 | Tier-3---10 | 4--5 | 525 | 100% | 681.1238 | 98.24% | 0.8976% | 0.8607% | 33.1228 | 0 | 0 | 33.1228 | 0 | 30.1413 | 9.1304 | 3.3012 | 30.1413 | 9.1304 | 3.3012 | 33.4483 | 10.1321 | 3.3012 | 4.863% | 0.040404 | 0.038404 | 16857.9136 | 3235.0894 | 389.5202 | 13233.3041 | 16873.3501 | 0 | 0 | 16873.3501 | 0.006953%
2027 | 524 | 524-27R | Tier-3 | Tier-3---4 | 4--5 | 928 | 100% | 1282.5738 | 98.01% | 1.22% | 0.7702% | 62.2241 | 0 | 0 | 62.2241 | 0 | 56.6231 | 16.139 | 3.5085 | 56.6231 | 16.139 | 3.5085 | 62.8356 | 17.9098 | 3.5085 | 4.852% | 0.060207 | 0.057227 | 21302.6656 | 4149.5256 | 661.6102 | 16491.5299 | 21324.7409 | 0 | 0 | 21324.7409 | 0.01306%
2027 | 524 | 524-46R | Tier-3 | Tier-3---4 | 5--5 | 622 | 100% | 1602.1034 | 91.53% | 7.997% | 0.4775% | 72.5837 | 0 | 0 | 72.5837 | 0 | 66.0502 | 10.8173 | 6.106 | 66.0502 | 10.8173 | 6.106 | 73.297 | 12.0042 | 6.106 | 4.531% | 0.18916 | 0.17979 | 8469.7554 | 1511.9887 | 676.5843 | 6281.1824 | 8507.1343 | 0 | 0 | 8507.1343 | 0.01524%
2027 | 524 | 524-50R | Tier-3 | Tier-3---7 | 5--5 | 500 | 100% | 1190.6418 | 87% | 12.41% | 0.5904% | 51.273 | 0 | 0 | 51.273 | 0 | 46.6577 | 8.6956 | 5.3657 | 46.6577 | 8.6956 | 5.3657 | 51.7769 | 9.6497 | 5.3657 | 4.306% | 0.18313 | 0.17407 | 6501.4644 | 979.7439 | 766.6075 | 4755.113 | 6545.4915 | 0 | 0 | 6545.4915 | 0.01076%
2027 | 524 | 524-69R | Tier-3 | Tier-3---1 | 5--5 | 1778 | 100% | 4619.0742 | 91.74% | 7.782% | 0.477% | 209.7609 | 0 | 0 | 209.7609 | 0 | 190.8796 | 30.9215 | 6.173 | 190.8796 | 30.9215 | 6.173 | 211.8224 | 34.3142 | 6.173 | 4.541% | 0.27264 | 0.25914 | 16942.2754 | 2594.1012 | 1293.4919 | 13054.6823 | 17015.1442 | 0 | 0 | 17015.1442 | 0.04403%
2027 | 540 | 540-241R | Tier-2 | Tier-2---9 | 4--5 | 86 | 100% | 346.6156 | 24.2% | 75.62% | 0.1791% | 4.1527 | 0 | 0 | 4.1527 | 0 | 3.7789 | 1.4956 | 2.5266 | 3.7789 | 1.4956 | 2.5266 | 4.1935 | 1.6597 | 2.5266 | 1.198% | 0.047942 | 0.045568 | 7229.9557 | 274.5689 | 5138.5463 | 1816.8405 | 7515.3456 | 0 | 0 | 7515.3456 | 0.0008717%
2027 | 583 | 583-318F | Tier-1 | Non-HFTD---4 | 2--5 | 30 | 100% | 30.8265 | 97.26% | 0% | 2.742% | 1.4841 | 0 | 0 | 1.4841 | 0 | 1.3505 | 0.52174 | 2.5884 | 1.3505 | 0.52174 | 2.5884 | 1.4987 | 0.57898 | 2.5884 | 4.814% | 0.0076984 | 0.0073173 | 4004.2782 | 928.2214 | 99.7499 | 2976.3069 | 4009.9969 | 0 | 0 | 4009.9969 | 0.0003115%
2027 | 591 | 591-1594R | Tier-2 | Tier-2---12 | 4--4 | 33 | 100% | 96.6888 | 80.68% | 17.2% | 2.123% | 3.8614 | 0 | 0 | 3.8614 | 0 | 3.5138 | 0.57391 | 6.1226 | 3.5138 | 0.57391 | 6.1226 | 3.8994 | 0.63688 | 6.1226 | 3.994% | 0.047196 | 0.04486 | 2048.6739 | 331.857 | 357.6365 | 1359.1804 | 2069.2869 | 0 | 0 | 2069.2869 | 0.0008105%
2027 | 594 | 594-1379F | Tier-2 | Tier-2---17 | 1--5 | 37 | 100% | 10.6264 | 97.33% | 0% | 2.675% | 0.51194 | 0 | 0 | 0.51194 | 0 | 0.46585 | 0.64347 | 0.72397 | 0.46585 | 0.64347 | 0.72397 | 0.51697 | 0.71407 | 0.72397 | 4.818% | 0.0021822 | 0.0020742 | 4869.5729 | 1396.0349 | 121.0441 | 3352.4938 | 4876.3565 | 0 | 0 | 4876.3565 | 0.0001075%
2027 | 597 | 597-595 | Tier-2 | Tier-2---1 | 5--5 | 1675 | 100% | 2598.8794 | 68.57% | 30.98% | 0.4453% | 88.2139 | 0 | 0 | 88.2139 | 0 | 80.2734 | 29.1302 | 2.7557 | 80.2734 | 29.1302 | 2.7557 | 89.0808 | 32.3263 | 2.7557 | 3.394% | 0.15307 | 0.14549 | 16978.8381 | 2723.3618 | 4869.9544 | 9385.5219 | 17256.733 | 0 | 0 | 17256.733 | 0.01852%
2027 | 599 | 599-19R | Tier-2 | Tier-2---1 | 5--5 | 2456 | 100% | 2814.0812 | 94.6% | 4.701% | 0.7012% | 131.7718 | 0 | 0 | 131.7718 | 0 | 119.9105 | 42.7128 | 2.8074 | 119.9105 | 42.7128 | 2.8074 | 133.0668 | 47.3991 | 2.8074 | 4.683% | 0.15161 | 0.14411 | 18560.9002 | 2880.2053 | 906.7756 | 14773.9194 | 18613.1195 | 0 | 0 | 18613.1195 | 0.02766%
2027 | 67 | 67-24R | Tier-3 | Tier-3---13 | 5--4 | 612 | 100% | 649.2908 | 74.83% | 23.84% | 1.334% | 24.0487 | 0 | 0 | 24.0487 | 0 | 21.884 | 10.6434 | 2.0561 | 21.884 | 10.6434 | 2.0561 | 24.2851 | 11.8112 | 2.0561 | 3.704% | 0.2194 | 0.20854 | 2959.3576 | 336.0702 | 674.1995 | 1949.088 | 2998.1563 | 0 | 0 | 2998.1563 | 0.005048%
2027 | 67 | 67-34R | Tier-3 | Tier-3---11 | 5--5 | 1200 | 100% | 1084.2867 | 76.65% | 22.12% | 1.235% | 41.1379 | 0 | 0 | 41.1379 | 0 | 37.4349 | 20.8694 | 1.7938 | 37.4349 | 20.8694 | 1.7938 | 41.5422 | 23.1592 | 1.7938 | 3.794% | 0.24743 | 0.23519 | 4382.1248 | 535.8218 | 956.7681 | 2889.5349 | 4435.4199 | 0 | 0 | 4435.4199 | 0.008635%
2027 | 67 | 67-37R | Tier-3 | Tier-3---17 | 5--3 | 229 | 100% | 226.6286 | 65.58% | 32.17% | 2.242% | 7.3573 | 0 | 0 | 7.3573 | 0 | 6.6951 | 3.9826 | 1.6811 | 6.6951 | 3.9826 | 1.6811 | 7.4296 | 4.4195 | 1.6811 | 3.246% | 0.20095 | 0.191 | 1127.7881 | 99.8375 | 351.0117 | 676.9389 | 1148.0014 | 0 | 0 | 1148.0014 | 0.001544%
2027 | 67 | 67-45R | Tier-3 | Tier-3---15 | 5--4 | 341 | 100% | 468.8847 | 75.51% | 23.11% | 1.372% | 17.5265 | 0 | 0 | 17.5265 | 0 | 15.9488 | 5.9304 | 2.6893 | 15.9488 | 5.9304 | 2.6893 | 17.6987 | 6.5811 | 2.6893 | 3.738% | 0.20887 | 0.19854 | 2244.8167 | 264.9489 | 495.8782 | 1483.9896 | 2273.443 | 0 | 0 | 2273.443 | 0.003679%
2027 | 68 | 68-42 | Tier-1 | Non-HFTD---1 | 3--5 | 24 | 100% | 102.8101 | 41.56% | 57.48% | 0.9537% | 2.1152 | 0 | 0 | 2.1152 | 0 | 1.9248 | 0.41739 | 4.6116 | 1.9248 | 0.41739 | 4.6116 | 2.136 | 0.46318 | 4.6116 | 2.057% | 0.015736 | 0.014957 | 6533.3521 | 668.0272 | 3431.9625 | 2433.3624 | 6732.1762 | 0 | 0 | 6732.1762 | 0.000444%
2027 | 73 | 73-1130R | Tier-3 | Tier-3---9 | 5--5 | 264 | 100% | 971.12 | 83.08% | 16.23% | 0.6878% | 39.9363 | 0 | 0 | 39.9363 | 0 | 36.3415 | 4.5913 | 7.9153 | 36.3415 | 4.5913 | 7.9153 | 40.3288 | 5.095 | 7.9153 | 4.112% | 0.2182 | 0.2074 | 4450.6448 | 608.0965 | 688.9858 | 3153.5625 | 4489.8651 | 0 | 0 | 4489.8651 | 0.008383%
2027 | 73 | 73-1163 | Tier-3 | Tier-3---4 | 5--5 | 753 | 100% | 1861.7789 | 88.41% | 11.22% | 0.3692% | 81.4778 | 0 | 0 | 81.4778 | 0 | 74.1437 | 13.0956 | 5.6617 | 74.1437 | 13.0956 | 5.6617 | 82.2785 | 14.5324 | 5.6617 | 4.376% | 0.22506 | 0.21392 | 8272.2274 | 1229.0974 | 921.3142 | 6121.8157 | 8322.1532 | 0 | 0 | 8322.1532 | 0.0171%
2027 | 73 | 73-1164 | Tier-3 | Tier-3---13 | 5--4 | 265 | 100% | 263.7681 | 87.65% | 11.96% | 0.3908% | 11.4441 | 0 | 0 | 11.4441 | 0 | 10.414 | 4.6087 | 2.2597 | 10.414 | 4.6087 | 2.2597 | 11.5566 | 5.1143 | 2.2597 | 4.339% | 0.18614 | 0.17693 | 1417.02 | 198.6601 | 156.5468 | 1061.8131 | 1426.1334 | 0 | 0 | 1426.1334 | 0.002402%
2027 | 73 | 73-23R | Tier-3 | Tier-3---9 | 5--5 | 248 | 100% | 841.8786 | 89.4% | 10.02% | 0.5825% | 37.2536 | 0 | 0 | 37.2536 | 0 | 33.9003 | 4.313 | 7.86 | 33.9003 | 4.313 | 7.86 | 37.6197 | 4.7862 | 7.86 | 4.425% | 0.21349 | 0.20292 | 3943.3878 | 597.9657 | 380.5291 | 2964.893 | 3965.1665 | 0 | 0 | 3965.1665 | 0.00782%
2027 | 73 | 73-678R | Tier-3 | Tier-3---5 | 5--5 | 528 | 100% | 1587.7071 | 88.98% | 10.47% | 0.5476% | 69.9321 | 0 | 0 | 69.9321 | 0 | 63.6373 | 9.1825 | 6.9302 | 63.6373 | 9.1825 | 6.9302 | 70.6194 | 10.19 | 6.9302 | 4.405% | 0.23776 | 0.22599 | 6677.7947 | 1003.2668 | 681.1886 | 4993.3394 | 6716.1123 | 0 | 0 | 6716.1123 | 0.01468%
2027 | 73 | 73-683R | Tier-3 | Tier-3---7 | 5--5 | 469 | 100% | 1378.6065 | 89.65% | 9.845% | 0.5099% | 61.1747 | 0 | 0 | 61.1747 | 0 | 55.6682 | 8.1565 | 6.825 | 55.6682 | 8.1565 | 6.825 | 61.7759 | 9.0514 | 6.825 | 4.437% | 0.22716 | 0.21591 | 6068.9321 | 866.1538 | 585.2944 | 4617.4838 | 6101.6595 | 0 | 0 | 6101.6595 | 0.01284%
2027 | 75 | 75-2257F | Tier-3 | Tier-3---20 | 1--5 | 16 | 100% | 2.5742 | 95.54% | 0% | 4.459% | 0.12174 | 0 | 0 | 0.12174 | 0 | 0.11078 | 0.27826 | 0.39812 | 0.11078 | 0.27826 | 0.39812 | 0.12294 | 0.30879 | 0.39812 | 4.729% | 0.0002804 | 0.00026652 | 9180.3996 | 1426.0853 | 371.877 | 7382.4374 | 9201.7195 | 0 | 0 | 9201.7195 | 2.555e-05%
2027 | 75 | 75-2258F | Tier-3 | Tier-3---21 | 2--2 | 1 | 100% | 4.3243 | 0% | 100% | 0% | 0 | 0 | 0 | 0 | 0 | 0 | 0.017391 | 0 | 0 | 0.017391 | 0 | 0 | 0.019299 | 0 | 0% | 0.0051944 | 0.0049373 | 832.4969 | 1.4417 | 747.1872 | 83.868 | 875.8515 | 0 | 0 | 875.8515 | 0%
2027 | 75 | 75-2259F | Tier-3 | Tier-3---12 | 3--5 | 392 | 100% | 362.3539 | 98.06% | 1.201% | 0.7355% | 17.5891 | 0 | 0 | 17.5891 | 0 | 16.0058 | 6.8173 | 2.3478 | 16.0058 | 6.8173 | 2.3478 | 17.762 | 7.5653 | 2.3478 | 4.854% | 0.020337 | 0.019331 | 17817.1226 | 3618.9618 | 323.8838 | 13874.277 | 17835.0947 | 0 | 0 | 17835.0947 | 0.003692%
2027 | 75 | 75-32R | Tier-3 | Tier-3---13 | 3--5 | 230 | 100% | 196.1202 | 96.38% | 2.668% | 0.9512% | 9.3566 | 0 | 0 | 9.3566 | 0 | 8.5144 | 4 | 2.1286 | 8.5144 | 4 | 2.1286 | 9.4485 | 4.4388 | 2.1286 | 4.771% | 0.014781 | 0.01405 | 13268.2222 | 2437.4241 | 453.4454 | 10377.3526 | 13293.2324 | 0 | 0 | 13293.2324 | 0.001964%
2027 | 75 | 75-41 | Tier-3 | Tier-3---13 | 3--5 | 98 | 100% | 232.3508 | 98.84% | 0.3675% | 0.788% | 11.3685 | 0 | 0 | 11.3685 | 0 | 10.3452 | 1.7043 | 6.0699 | 10.3452 | 1.7043 | 6.0699 | 11.4802 | 1.8913 | 6.0699 | 4.893% | 0.0163 | 0.015493 | 14254.8272 | 3156.0323 | 229.2614 | 10869.5335 | 14263.4051 | 0 | 0 | 14263.4051 | 0.002386%
2027 | 75 | 75-996R | Tier-2 | Tier-2---7 | 4--5 | 843 | 100% | 357.2986 | 95.33% | 2.61% | 2.061% | 16.8601 | 0 | 0 | 16.8601 | 0 | 15.3425 | 14.6608 | 1.0465 | 15.3425 | 14.6608 | 1.0465 | 17.0258 | 16.2693 | 1.0465 | 4.719% | 0.043997 | 0.041819 | 8120.9384 | 1655.5756 | 489.8744 | 5975.4884 | 8140.6943 | 0 | 0 | 8140.6943 | 0.003539%
2027 | 770 | 770-259R | Tier-2 | Tier-2---17 | 2--3 | 39 | 100% | 10.9444 | 90.49% | 1.971% | 7.54% | 0.49022 | 0 | 0 | 0.49022 | 0 | 0.4461 | 0.67826 | 0.65771 | 0.4461 | 0.67826 | 0.65771 | 0.49504 | 0.75267 | 0.65771 | 4.479% | 0.010605 | 0.01008 | 1031.9841 | 188.7755 | 88.8418 | 754.3668 | 1037.0955 | 0 | 0 | 1037.0955 | 0.0001029%
2027 | 78 | 78-26R | Tier-3 | Tier-3---5 | 5--5 | 493 | 100% | 1506.352 | 86.4% | 13.31% | 0.287% | 64.4231 | 0 | 0 | 64.4231 | 0 | 58.6242 | 8.5739 | 6.8375 | 58.6242 | 8.5739 | 6.8375 | 65.0563 | 9.5146 | 6.8375 | 4.277% | 0.34567 | 0.32856 | 4357.7168 | 613.0091 | 539.1725 | 3205.5352 | 4388.5824 | 0 | 0 | 4388.5824 | 0.01352%
2027 | 78 | 78-782R | Tier-3 | Tier-3---7 | 5--5 | 33 | 100% | 610.0389 | 94.37% | 5.437% | 0.1919% | 28.4972 | 0 | 0 | 28.4972 | 0 | 25.9321 | 0.57391 | 45.185 | 25.9321 | 0.57391 | 45.185 | 28.7773 | 0.63688 | 45.185 | 4.671% | 0.33808 | 0.32134 | 1804.4347 | 294.1768 | 90.6725 | 1419.5855 | 1809.7241 | 0 | 0 | 1809.7241 | 0.005982%
2027 | 788 | 788-34R | Tier-2 | Tier-2---6 | 5--5 | 580 | 100% | 1602.6496 | 68.44% | 30.89% | 0.6716% | 54.2931 | 0 | 0 | 54.2931 | 0 | 49.406 | 10.0869 | 4.898 | 49.406 | 10.0869 | 4.898 | 54.8267 | 11.1936 | 4.898 | 3.388% | 0.12404 | 0.1179 | 12920.0508 | 2335.3392 | 3828.2096 | 6756.5021 | 13132.4116 | 0 | 0 | 13132.4116 | 0.0114%
2027 | 79 | 79-1215F | Tier-3 | Tier-3---18 | 5--3 | 18 | 100% | 33.4718 | 96.07% | 3.425% | 0.5103% | 1.5917 | 0 | 0 | 1.5917 | 0 | 1.4484 | 0.31304 | 4.6268 | 1.4484 | 0.31304 | 4.6268 | 1.6073 | 0.34739 | 4.6268 | 4.755% | 0.1831 | 0.17404 | 182.8036 | 27.7714 | 8.4859 | 146.5463 | 183.1782 | 0 | 0 | 183.1782 | 0.0003341%
2027 | 791 | 791-419F | Tier-2 | Tier-2---5 | 5--5 | 101 | 100% | 638.6863 | 61.95% | 37.46% | 0.5934% | 19.5851 | 0 | 0 | 19.5851 | 0 | 17.8222 | 1.7565 | 10.1464 | 17.8222 | 1.7565 | 10.1464 | 19.7776 | 1.9492 | 10.1464 | 3.066% | 0.11325 | 0.10765 | 5639.4744 | 649.4436 | 1934.52 | 3055.5108 | 5751.2271 | 0 | 0 | 5751.2271 | 0.004111%
2027 | 79 | 79-658R | Tier-3 | Tier-3---5 | 5--5 | 484 | 100% | 1583.1515 | 94.39% | 5.201% | 0.4074% | 73.9712 | 0 | 0 | 73.9712 | 0 | 67.3127 | 8.4173 | 7.9969 | 67.3127 | 8.4173 | 7.9969 | 74.6981 | 9.3409 | 7.9969 | 4.672% | 0.46655 | 0.44346 | 3393.3013 | 536.1336 | 179.2959 | 2677.8718 | 3403.2117 | 0 | 0 | 3403.2117 | 0.01553%
2027 | 79 | 79-660R | Tier-3 | Tier-3---14 | 5--3 | 773 | 100% | 410.2866 | 87.38% | 11.28% | 1.342% | 17.7464 | 0 | 0 | 17.7464 | 0 | 16.149 | 13.4434 | 1.2013 | 16.149 | 13.4434 | 1.2013 | 17.9208 | 14.9184 | 1.2013 | 4.325% | 0.45747 | 0.43483 | 896.8574 | 100.1714 | 108.3483 | 688.3376 | 902.7512 | 0 | 0 | 902.7512 | 0.003725%
2027 | 79 | 79-668R | Tier-3 | Tier-3---15 | 5--3 | 543 | 100% | 744.6976 | 38.65% | 60.41% | 0.9336% | 14.2487 | 0 | 0 | 14.2487 | 0 | 12.9661 | 9.4434 | 1.373 | 12.9661 | 9.4434 | 1.373 | 14.3888 | 10.4795 | 1.373 | 1.913% | 0.43999 | 0.41821 | 1692.5377 | 90.5162 | 925.3729 | 676.6485 | 1746.6107 | 0 | 0 | 1746.6107 | 0.002991%
2027 | 79 | 79-676R | Tier-3 | Tier-3---5 | 5--5 | 371 | 100% | 1054.6802 | 84.57% | 15.17% | 0.2582% | 44.1504 | 0 | 0 | 44.1504 | 0 | 40.1763 | 6.4521 | 6.2268 | 40.1763 | 6.4521 | 6.2268 | 44.5843 | 7.16 | 6.2268 | 4.186% | 0.38409 | 0.36508 | 2745.9122 | 408.062 | 399.7376 | 1938.1127 | 2767.9795 | 0 | 0 | 2767.9795 | 0.009267%
2027 | 79 | 79-679R | Tier-3 | Tier-3---3 | 5--5 | 414 | 100% | 1892.052 | 89.49% | 10.28% | 0.2308% | 83.8134 | 0 | 0 | 83.8134 | 0 | 76.2691 | 7.2 | 10.593 | 76.2691 | 7.2 | 10.593 | 84.6372 | 7.9899 | 10.593 | 4.43% | 0.3939 | 0.3744 | 4803.3522 | 735.2081 | 460.7879 | 3607.3562 | 4829.6424 | 0 | 0 | 4829.6424 | 0.01759%
2027 | 79 | 79-685R | Tier-3 | Tier-3---14 | 5--4 | 54 | 100% | 400.4276 | 96.08% | 3.359% | 0.5615% | 19.044 | 0 | 0 | 19.044 | 0 | 17.3298 | 0.93912 | 18.4532 | 17.3298 | 0.93912 | 18.4532 | 19.2312 | 1.0422 | 18.4532 | 4.756% | 0.43155 | 0.41019 | 927.8849 | 128.9201 | 31.6542 | 767.3106 | 929.7795 | 0 | 0 | 929.7795 | 0.003997%
2027 | 79 | 79-714R | Tier-3 | Tier-3---9 | 5--4 | 446 | 100% | 903.7514 | 77.92% | 21.67% | 0.4055% | 34.8589 | 0 | 0 | 34.8589 | 0 | 31.7212 | 7.7565 | 4.0896 | 31.7212 | 7.7565 | 4.0896 | 35.2015 | 8.6075 | 4.0896 | 3.857% | 0.37772 | 0.35902 | 2392.6757 | 300.8376 | 478.1412 | 1613.6969 | 2420.1861 | 0 | 0 | 2420.1861 | 0.007317%
2027 | 79 | 79-785 | Tier-3 | Tier-3---3 | 5--5 | 868 | 100% | 2480.4804 | 78.86% | 20.81% | 0.3308% | 96.8251 | 0 | 0 | 96.8251 | 0 | 88.1095 | 15.0956 | 5.8368 | 88.1095 | 15.0956 | 5.8368 | 97.7767 | 16.7518 | 5.8368 | 3.903% | 0.38023 | 0.36141 | 6523.6349 | 955.6486 | 1258.2917 | 4309.6946 | 6595.4614 | 0 | 0 | 6595.4614 | 0.02032%
2027 | 79 | 79-799R | Tier-3 | Tier-3---14 | 5--3 | 82 | 100% | 551.8926 | 84.52% | 14.8% | 0.6835% | 23.0887 | 0 | 0 | 23.0887 | 0 | 21.0104 | 1.4261 | 14.733 | 21.0104 | 1.4261 | 14.733 | 23.3156 | 1.5825 | 14.733 | 4.184% | 0.77068 | 0.73253 | 716.1099 | 80.6305 | 98.909 | 536.5704 | 721.8843 | 0 | 0 | 721.8843 | 0.004846%
2027 | 79 | 79-808R | Tier-3 | Tier-3---3 | 5--5 | 410 | 100% | 2167.6529 | 93.07% | 6.627% | 0.3038% | 99.8623 | 0 | 0 | 99.8623 | 0 | 90.8733 | 7.1304 | 12.7445 | 90.8733 | 7.1304 | 12.7445 | 100.8437 | 7.9127 | 12.7445 | 4.607% | 0.44563 | 0.42357 | 4864.2458 | 733.0646 | 303.7151 | 3827.4661 | 4881.8025 | 0 | 0 | 4881.8025 | 0.02096%
2027 | 799 | 799-504R | Tier-2 | Tier-2---15 | 1--5 | 23 | 100% | 27.7948 | 96.8% | 0% | 3.201% | 1.3318 | 0 | 0 | 1.3318 | 0 | 1.2119 | 0.4 | 3.0298 | 1.2119 | 0.4 | 3.0298 | 1.3449 | 0.44388 | 3.0298 | 4.792% | 0.0046964 | 0.0044639 | 5918.3199 | 1511.7003 | 676.4165 | 3730.2032 | 5928.185 | 0 | 0 | 5928.185 | 0.0002795%
2027 | 834 | 834-887AE | Tier-2 | Tier-2---17 | 2--4 | 2 | 100% | 20.5763 | 95.48% | 0% | 4.519% | 0.9725 | 0 | 0 | 0.9725 | 0 | 0.88496 | 0.034782 | 25.4427 | 0.88496 | 0.034782 | 25.4427 | 0.98205 | 0.038599 | 25.4427 | 4.726% | 0.0050886 | 0.0048367 | 4043.6135 | 1398.6809 | 202.8004 | 2442.1322 | 4053.1307 | 0 | 0 | 4053.1307 | 0.0002041%
2027 | 835 | 835-10F | Tier-2 | Tier-2---19 | 1--4 | 59 | 100% | 3.5155 | 95.99% | 0% | 4.014% | 0.16703 | 0 | 0 | 0.16703 | 0 | 0.152 | 1.0261 | 0.14813 | 0.152 | 1.0261 | 0.14813 | 0.16868 | 1.1387 | 0.14813 | 4.751% | 0.0010446 | 0.00099289 | 3365.4208 | 527.6091 | 131.7666 | 2706.0451 | 3372.4555 | 0 | 0 | 3372.4555 | 3.506e-05%
2027 | 835 | 835-11F | Tier-2 | Tier-2---15 | 1--5 | 131 | 100% | 29.5331 | 98.28% | 0% | 1.716% | 1.4368 | 0 | 0 | 1.4368 | 0 | 1.3075 | 2.2782 | 0.57389 | 1.3075 | 2.2782 | 0.57389 | 1.4509 | 2.5282 | 0.57389 | 4.865% | 0.0041866 | 0.0039794 | 7054.2016 | 1691.248 | 112.5867 | 5250.3669 | 7060.5075 | 0 | 0 | 7060.5075 | 0.0003016%
2027 | 835 | 835-35F | Tier-2 | Tier-2---19 | 1--5 | 8 | 100% | 1.702 | 96.24% | 0% | 3.761% | 0.081081 | 0 | 0 | 0.081081 | 0 | 0.073782 | 0.13913 | 0.53031 | 0.073782 | 0.13913 | 0.53031 | 0.081878 | 0.15439 | 0.53031 | 4.764% | 0.0003154 | 0.00029979 | 5396.3575 | 853.3516 | 185.8923 | 4357.1135 | 5406.9276 | 0 | 0 | 5406.9276 | 1.702e-05%
2027 | 840 | 840-308F | Tier-2 | Tier-2---13 | 4--4 | 15 | 100% | 43.5719 | 95.47% | 3.384% | 1.143% | 2.0592 | 0 | 0 | 2.0592 | 0 | 1.8738 | 0.26087 | 7.183 | 1.8738 | 0.26087 | 7.183 | 2.0794 | 0.28949 | 7.183 | 4.726% | 0.063249 | 0.060118 | 688.8919 | 152.3879 | 26.757 | 509.7471 | 690.5159 | 0 | 0 | 690.5159 | 0.0004322%
2027 | 840 | 840-374 | Tier-2 | Tier-2---13 | 4--3 | 231 | 100% | 37.0531 | 79.48% | 17.21% | 3.315% | 1.4577 | 0 | 0 | 1.4577 | 0 | 1.3265 | 4.0174 | 0.3302 | 1.3265 | 4.0174 | 0.3302 | 1.4721 | 4.4581 | 0.3302 | 3.934% | 0.064007 | 0.060838 | 578.893 | 75.1815 | 95.4784 | 408.233 | 585.0798 | 0 | 0 | 585.0798 | 0.000306%
2027 | 858 | 858-14 | Tier-2 | Tier-2---12 | 2--5 | 10 | 100% | 68.9413 | 97.15% | 0% | 2.851% | 3.3153 | 0 | 0 | 3.3153 | 0 | 3.0169 | 0.17391 | 17.3472 | 3.0169 | 0.17391 | 17.3472 | 3.3479 | 0.19299 | 17.3472 | 4.809% | 0.010043 | 0.0095457 | 6864.7536 | 1419.6995 | 218.2646 | 5226.7895 | 6874.9461 | 0 | 0 | 6874.9461 | 0.0006959%
2027 | 859 | 859-42R | Tier-2 | Tier-2---3 | 4--5 | 856 | 100% | 1138.7404 | 98.96% | 0% | 1.04% | 55.7813 | 0 | 0 | 55.7813 | 0 | 50.7603 | 14.8869 | 3.4097 | 50.7603 | 14.8869 | 3.4097 | 56.3296 | 16.5202 | 3.4097 | 4.899% | 0.067132 | 0.063809 | 16962.7575 | 2757.3465 | 237.2903 | 13968.1207 | 16971.9461 | 0 | 0 | 16971.9461 | 0.01171%
2027 | 907 | 907-1562AE | Tier-3 | Tier-3---6 | 4--5 | 438 | 100% | 858.7853 | 77.1% | 22.57% | 0.3293% | 32.7744 | 0 | 0 | 32.7744 | 0 | 29.8243 | 7.6173 | 3.9153 | 29.8243 | 7.6173 | 3.9153 | 33.0965 | 8.4531 | 3.9153 | 3.816% | 0.054867 | 0.052151 | 15652.2427 | 2298.9356 | 3240.4011 | 10112.906 | 15838.9218 | 0 | 0 | 15838.9218 | 0.006879%
2027 | 907 | 907-1602 | Tier-3 | Tier-3---17 | 3--4 | 4 | 100% | 23.6904 | 85.8% | 13.77% | 0.4286% | 1.0061 | 0 | 0 | 1.0061 | 0 | 0.91555 | 0.069565 | 13.1612 | 0.91555 | 0.069565 | 13.1612 | 1.016 | 0.077197 | 13.1612 | 4.247% | 0.018131 | 0.017233 | 1306.6407 | 183.5641 | 147.0644 | 976.0122 | 1316.3056 | 0 | 0 | 1316.3056 | 0.0002112%
2027 | 907 | 907-1702R | Tier-3 | Tier-3---6 | 4--5 | 703 | 100% | 840.6328 | 97.1% | 2.481% | 0.4145% | 40.4066 | 0 | 0 | 40.4066 | 0 | 36.7695 | 12.226 | 3.0075 | 36.7695 | 12.226 | 3.0075 | 40.8038 | 13.5674 | 3.0075 | 4.807% | 0.061079 | 0.058055 | 13763.1312 | 2505.9528 | 366.7943 | 10890.3841 | 13783.8819 | 0 | 0 | 13783.8819 | 0.008481%
2027 | 907 | 907-1716R | Tier-3 | Tier-3---2 | 4--5 | 1553 | 100% | 2427.1827 | 91.21% | 8.47% | 0.3199% | 109.585 | 0 | 0 | 109.585 | 0 | 99.7208 | 27.0085 | 3.6922 | 99.7208 | 27.0085 | 3.6922 | 110.662 | 29.9718 | 3.6922 | 4.515% | 0.088049 | 0.083691 | 27566.2098 | 5467.7784 | 2289.9071 | 19808.5244 | 27692.3953 | 0 | 0 | 27692.3953 | 0.023%
2027 | 907 | 907-2820R | Tier-3 | Tier-3---10 | 4--5 | 110 | 100% | 535.894 | 99.72% | 0.09292% | 0.1857% | 26.4528 | 0 | 0 | 26.4528 | 0 | 24.0717 | 1.913 | 12.583 | 24.0717 | 1.913 | 12.583 | 26.7128 | 2.1229 | 12.583 | 4.936% | 0.082479 | 0.078396 | 6497.3542 | 1341.6962 | 16.6169 | 5139.0411 | 6498.2969 | 0 | 0 | 6498.2969 | 0.005552%
2027 | 908 | 908-1172R | Tier-2 | Tier-2---2 | 5--5 | 1316 | 100% | 1737.7755 | 85.15% | 14.43% | 0.419% | 73.2487 | 0 | 0 | 73.2487 | 0 | 66.6554 | 22.8868 | 2.9124 | 66.6554 | 22.8868 | 2.9124 | 73.9686 | 25.3979 | 2.9124 | 4.215% | 0.20692 | 0.19668 | 8398.1993 | 1379.7509 | 1146.2529 | 5872.1954 | 8463.133 | 0 | 0 | 8463.133 | 0.01537%
2027 | 908 | 908-1236 | Tier-2 | Tier-2---2 | 5--5 | 759 | 100% | 1117.3056 | 87.67% | 11.99% | 0.3416% | 48.4882 | 0 | 0 | 48.4882 | 0 | 44.1236 | 13.1999 | 3.3427 | 44.1236 | 13.1999 | 3.3427 | 48.9647 | 14.6482 | 3.3427 | 4.34% | 0.1877 | 0.17841 | 5952.6009 | 1091.9072 | 667.6574 | 4193.0363 | 5990.8188 | 0 | 0 | 5990.8188 | 0.01018%
2027 | 908 | 908-1368R | Tier-2 | Tier-2---5 | 5--5 | 1095 | 100% | 991.2216 | 79.39% | 19.4% | 1.209% | 38.9519 | 0 | 0 | 38.9519 | 0 | 35.4457 | 19.0434 | 1.8613 | 35.4457 | 19.0434 | 1.8613 | 39.3347 | 21.1327 | 1.8613 | 3.93% | 0.23644 | 0.22474 | 4192.2079 | 563.5001 | 776.6437 | 2852.0641 | 4237.2091 | 0 | 0 | 4237.2091 | 0.008176%
2027 | 908 | 908-1370R | Tier-2 | Tier-2---8 | 5--4 | 563 | 100% | 321.5186 | 63.48% | 35.24% | 1.285% | 10.1025 | 0 | 0 | 10.1025 | 0 | 9.1931 | 9.7912 | 0.93891 | 9.1931 | 9.7912 | 0.93891 | 10.2018 | 10.8655 | 0.93891 | 3.142% | 0.1878 | 0.17851 | 1711.9863 | 197.0075 | 569.379 | 945.5998 | 1744.5489 | 0 | 0 | 1744.5489 | 0.002121%
2027 | 908 | 908-1372R | Tier-2 | Tier-2---2 | 5--5 | 319 | 100% | 804.0275 | 84.01% | 15.68% | 0.3083% | 33.4346 | 0 | 0 | 33.4346 | 0 | 30.4251 | 5.5478 | 5.4842 | 30.4251 | 5.5478 | 5.4842 | 33.7632 | 6.1565 | 5.4842 | 4.158% | 0.17701 | 0.16825 | 4542.3486 | 816.5914 | 664.0711 | 3061.6861 | 4580.1787 | 0 | 0 | 4580.1787 | 0.007018%
2027 | 908 | 908-2038R | Tier-2 | Tier-2---1 | 5--5 | 1307 | 100% | 3761.7346 | 88.11% | 11.56% | 0.3295% | 164.0652 | 0 | 0 | 164.0652 | 0 | 149.2971 | 22.7303 | 6.5682 | 149.2971 | 22.7303 | 6.5682 | 165.6776 | 25.2242 | 6.5682 | 4.361% | 0.23053 | 0.21912 | 16317.5676 | 2905.2613 | 1774.9087 | 11637.3976 | 16418.6104 | 0 | 0 | 16418.6104 | 0.03444%
2027 | 908 | 908-2040 | Tier-2 | Tier-2---5 | 5--5 | 559 | 100% | 697.2725 | 58.64% | 40.83% | 0.5327% | 20.2401 | 0 | 0 | 20.2401 | 0 | 18.4183 | 9.7217 | 1.8946 | 18.4183 | 9.7217 | 1.8946 | 20.4391 | 10.7883 | 1.8946 | 2.903% | 0.17929 | 0.17042 | 3888.9985 | 484.676 | 1468.7466 | 1935.576 | 3972.762 | 0 | 0 | 3972.762 | 0.004248%
2027 | 908 | 908-2055F | Tier-3 | Tier-3---2 | 5--5 | 876 | 100% | 2141.2623 | 90.56% | 9.061% | 0.3753% | 95.9903 | 0 | 0 | 95.9903 | 0 | 87.3499 | 15.2347 | 5.7336 | 87.3499 | 15.2347 | 5.7336 | 96.9337 | 16.9062 | 5.7336 | 4.483% | 0.20355 | 0.19347 | 10519.7129 | 1841.0843 | 947.7804 | 7730.8482 | 10571.4113 | 0 | 0 | 10571.4113 | 0.02015%
2027 | 908 | 908-2062F | Tier-2 | Tier-2---16 | 5--2 | 9 | 100% | 16.6415 | 87.19% | 12.22% | 0.5909% | 0.7182 | 0 | 0 | 0.7182 | 0 | 0.65355 | 0.15652 | 4.1755 | 0.65355 | 0.15652 | 4.1755 | 0.72526 | 0.17369 | 4.1755 | 4.316% | 0.16054 | 0.1526 | 103.6572 | 14.5987 | 13.5444 | 75.5142 | 104.3489 | 0 | 0 | 104.3489 | 0.0001508%
2027 | 908 | 908-30 | Tier-2 | Tier-2---10 | 5--4 | 221 | 100% | 139.6838 | 79.37% | 19.74% | 0.8803% | 5.4882 | 0 | 0 | 5.4882 | 0 | 4.9942 | 3.8435 | 1.2994 | 4.9942 | 3.8435 | 1.2994 | 5.5422 | 4.2651 | 1.2994 | 3.929% | 0.16572 | 0.15752 | 842.8699 | 108.2915 | 162.9752 | 571.6032 | 851.9233 | 0 | 0 | 851.9233 | 0.001152%
2027 | 909 | 909-451 | Tier-3 | Tier-3---1 | 5--5 | 1430 | 100% | 4745.7108 | 91.73% | 8.003% | 0.272% | 215.4739 | 0 | 0 | 215.4739 | 0 | 196.0783 | 24.8694 | 7.8843 | 196.0783 | 24.8694 | 7.8843 | 217.5915 | 27.598 | 7.8843 | 4.54% | 0.31112 | 0.29572 | 15253.5364 | 2448.7202 | 1130.6792 | 11674.137 | 15319.2699 | 0 | 0 | 15319.2699 | 0.04523%
2027 | 909 | 909-453R | Tier-2 | Tier-2---3 | 2--5 | 10 | 100% | 476.0233 | 99.61% | 0% | 0.3866% | 23.4721 | 0 | 0 | 23.4721 | 0 | 21.3593 | 0.17391 | 122.8165 | 21.3593 | 0.17391 | 122.8165 | 23.7027 | 0.19299 | 122.8165 | 4.931% | 0.0097928 | 0.0093081 | 48609.517 | 7840.4908 | 672.9123 | 40096.1139 | 48619.3034 | 0 | 0 | 48619.3034 | 0.004927%
2027 | 909 | 909-805R | Tier-2 | Tier-2---1 | 5--5 | 988 | 100% | 2804.3911 | 91.7% | 7.979% | 0.3181% | 127.2991 | 0 | 0 | 127.2991 | 0 | 115.8404 | 17.1825 | 6.7418 | 115.8404 | 17.1825 | 6.7418 | 128.5502 | 19.0677 | 6.7418 | 4.539% | 0.28921 | 0.27489 | 9696.7159 | 1951.0291 | 709.8564 | 7035.8304 | 9738.6166 | 0 | 0 | 9738.6166 | 0.02672%
2027 | 91 | 91-7F | Tier-2 | Tier-2---9 | 4--5 | 319 | 100% | 251.2122 | 79.73% | 18.17% | 2.101% | 9.9145 | 0 | 0 | 9.9145 | 0 | 9.0221 | 5.5478 | 1.6262 | 9.0221 | 5.5478 | 1.6262 | 10.0119 | 6.1565 | 1.6262 | 3.947% | 0.034038 | 0.032353 | 7380.3891 | 1285.4298 | 1444.1692 | 4650.7901 | 7458.2959 | 0 | 0 | 7458.2959 | 0.002081%
2027 | 920 | 920-1342R | Tier-3 | Tier-3---12 | 4--5 | 310 | 100% | 408.8204 | 94.62% | 4.403% | 0.9773% | 19.1478 | 0 | 0 | 19.1478 | 0 | 17.4242 | 5.3913 | 3.2319 | 17.4242 | 5.3913 | 3.2319 | 19.3359 | 5.9828 | 3.2319 | 4.684% | 0.068604 | 0.065208 | 5959.0983 | 1229.6301 | 289.5515 | 4439.9167 | 5975.7964 | 0 | 0 | 5975.7964 | 0.004019%
2027 | 920 | 920-735AE | Tier-2 | Tier-2---7 | 4--5 | 87 | 100% | 627.5827 | 25.02% | 74.11% | 0.8722% | 7.7723 | 0 | 0 | 7.7723 | 0 | 7.0727 | 1.513 | 4.6745 | 7.0727 | 1.513 | 4.6745 | 7.8487 | 1.679 | 4.6745 | 1.238% | 0.068691 | 0.065291 | 9136.3433 | 511.7297 | 6274.1673 | 2350.4463 | 9493.1022 | 0 | 0 | 9493.1022 | 0.001631%
2027 | 921 | 921-800F | Tier-2 | Tier-2---7 | 4--5 | 126 | 100% | 650.3067 | 29.95% | 69.36% | 0.6872% | 9.6425 | 0 | 0 | 9.6425 | 0 | 8.7745 | 2.1913 | 4.0043 | 8.7745 | 2.1913 | 4.0043 | 9.7373 | 2.4317 | 4.0043 | 1.483% | 0.065336 | 0.062102 | 9953.2373 | 702.3415 | 6282.5542 | 2968.3417 | 10316.3119 | 0 | 0 | 10316.3119 | 0.002024%
2027 | 928 | 928-19 | Tier-2 | Tier-2---11 | 4--4 | 53 | 100% | 73.2406 | 96.92% | 1.567% | 1.51% | 3.5139 | 0 | 0 | 3.5139 | 0 | 3.1976 | 0.92173 | 3.4691 | 3.1976 | 0.92173 | 3.4691 | 3.5484 | 1.0229 | 3.4691 | 4.798% | 0.051756 | 0.049194 | 1415.107 | 294.5529 | 37.2101 | 1083.344 | 1417.3747 | 0 | 0 | 1417.3747 | 0.0007376%
2027 | 968 | 968-476F | Tier-2 | Tier-2---17 | 3--3 | 42 | 100% | 17.6086 | 89.28% | 2.69% | 8.028% | 0.77821 | 0 | 0 | 0.77821 | 0 | 0.70816 | 0.73043 | 0.96951 | 0.70816 | 0.73043 | 0.96951 | 0.78585 | 0.81057 | 0.96951 | 4.419% | 0.015315 | 0.014557 | 1149.748 | 271.1398 | 111.0595 | 767.5487 | 1156.1655 | 0 | 0 | 1156.1655 | 0.0001633%
2027 | 970 | 970-1341R | Tier-3 | Tier-3---4 | 5--5 | 70 | 100% | 1130.055 | 96.17% | 3.586% | 0.2481% | 53.7928 | 0 | 0 | 53.7928 | 0 | 48.9507 | 1.2174 | 40.2098 | 48.9507 | 1.2174 | 40.2098 | 54.3214 | 1.351 | 40.2098 | 4.76% | 0.12497 | 0.11878 | 9042.8131 | 2000.05 | 446.8525 | 6595.9106 | 9060.8711 | 0 | 0 | 9060.8711 | 0.01129%
2027 | 971 | 971-1973R | Tier-3 | Tier-3---4 | 5--5 | 945 | 100% | 1698.739 | 91.74% | 7.818% | 0.44% | 77.1439 | 0 | 0 | 77.1439 | 0 | 70.1999 | 16.4347 | 4.2714 | 70.1999 | 16.4347 | 4.2714 | 77.902 | 18.2378 | 4.2714 | 4.541% | 0.14704 | 0.13976 | 11552.8886 | 2071.9815 | 875.2489 | 8605.6581 | 11602.5712 | 0 | 0 | 11602.5712 | 0.01619%
2027 | 971 | 971-2050R | Tier-3 | Tier-3---2 | 5--5 | 1604 | 100% | 3108.8974 | 90.26% | 9.266% | 0.4743% | 138.901 | 0 | 0 | 138.901 | 0 | 126.398 | 27.8955 | 4.5311 | 126.398 | 27.8955 | 4.5311 | 140.2661 | 30.9561 | 4.5311 | 4.468% | 0.18464 | 0.1755 | 16837.3789 | 2911.4979 | 1523.0662 | 12402.8149 | 16922.7873 | 0 | 0 | 16922.7873 | 0.02916%
2027 | 971 | 971-29R | Tier-3 | Tier-3---6 | 5--5 | 200 | 100% | 752.2042 | 94.43% | 5.253% | 0.3211% | 35.1587 | 0 | 0 | 35.1587 | 0 | 31.9939 | 3.4782 | 9.1983 | 31.9939 | 3.4782 | 9.1983 | 35.5042 | 3.8599 | 9.1983 | 4.674% | 0.12171 | 0.11568 | 6180.3198 | 998.028 | 309.4222 | 4872.8696 | 6198.2603 | 0 | 0 | 6198.2603 | 0.00738%
2027 | 971 | 971-371R | Tier-3 | Tier-3---12 | 5--5 | 118 | 100% | 419.6492 | 95.09% | 4.537% | 0.3709% | 19.7532 | 0 | 0 | 19.7532 | 0 | 17.9751 | 2.0522 | 8.7591 | 17.9751 | 2.0522 | 8.7591 | 19.9473 | 2.2773 | 8.7591 | 4.707% | 0.11668 | 0.1109 | 3596.6988 | 576.739 | 156.4778 | 2863.4821 | 3605.8911 | 0 | 0 | 3605.8911 | 0.004146%
2027 | 971 | 971-381R | Tier-2 | Tier-2---15 | 1--5 | 11 | 100% | 16.9397 | 99.3% | 0% | 0.6952% | 0.83269 | 0 | 0 | 0.83269 | 0 | 0.75773 | 0.1913 | 3.9609 | 0.75773 | 0.1913 | 3.9609 | 0.84087 | 0.21229 | 3.9609 | 4.916% | 0.0003802 | 0.00036138 | 44554.817 | 7239.3196 | 281.352 | 37034.1454 | 44570.947 | 0 | 0 | 44570.947 | 0.0001748%
2027 | 971 | 971-383R | Tier-3 | Tier-3---4 | 5--5 | 427 | 100% | 1568.3841 | 85.57% | 14.07% | 0.3633% | 66.4295 | 0 | 0 | 66.4295 | 0 | 60.45 | 7.426 | 8.1403 | 60.45 | 7.426 | 8.1403 | 67.0824 | 8.2408 | 8.1403 | 4.236% | 0.13837 | 0.13152 | 11334.794 | 1698.1384 | 1536.4876 | 8100.1681 | 11419.9942 | 0 | 0 | 11419.9942 | 0.01394%
2027 | 971 | 971-388R | Tier-3 | Tier-3---4 | 5--5 | 1117 | 100% | 1370.1526 | 91.78% | 7.427% | 0.7941% | 62.2469 | 0 | 0 | 62.2469 | 0 | 56.6438 | 19.426 | 2.9159 | 56.6438 | 19.426 | 2.9159 | 62.8586 | 21.5573 | 2.9159 | 4.543% | 0.17642 | 0.16769 | 7766.4244 | 1241.1352 | 582.4552 | 5942.8339 | 7799.675 | 0 | 0 | 7799.675 | 0.01307%
2027 | 972 | 972-1582R | Tier-3 | Tier-3---6 | 5--5 | 361 | 100% | 1102.3739 | 89.57% | 9.851% | 0.5741% | 48.8787 | 0 | 0 | 48.8787 | 0 | 44.479 | 6.2782 | 7.0846 | 44.479 | 6.2782 | 7.0846 | 49.3591 | 6.9671 | 7.0846 | 4.434% | 0.15062 | 0.14317 | 7318.7038 | 1095.1808 | 689.6681 | 5533.8548 | 7358.4386 | 0 | 0 | 7358.4386 | 0.01026%
2027 | 972 | 972-1590F | Tier-3 | Tier-3---2 | 5--5 | 1464 | 100% | 2662.477 | 86.18% | 13.31% | 0.5115% | 113.5799 | 0 | 0 | 113.5799 | 0 | 103.3562 | 25.4607 | 4.0594 | 103.3562 | 25.4607 | 4.0594 | 114.6962 | 28.2542 | 4.0594 | 4.266% | 0.17603 | 0.16732 | 15124.9944 | 2683.3405 | 1935.3853 | 10506.2686 | 15233.8451 | 0 | 0 | 15233.8451 | 0.02384%
2027 | 972 | 972-32R | Tier-2 | Tier-2---1 | 5--5 | 958 | 100% | 2627.0976 | 78.5% | 21.13% | 0.3758% | 102.0774 | 0 | 0 | 102.0774 | 0 | 92.889 | 16.6608 | 5.5753 | 92.889 | 16.6608 | 5.5753 | 103.0806 | 18.4887 | 5.5753 | 3.886% | 0.16607 | 0.15785 | 15819.0849 | 2182.9188 | 3069.8118 | 10566.3543 | 15996.2393 | 0 | 0 | 15996.2393 | 0.02143%
2027 | 972 | 972-942R | Tier-3 | Tier-3---6 | 5--5 | 360 | 100% | 1052.2316 | 92.49% | 7.06% | 0.4532% | 48.1724 | 0 | 0 | 48.1724 | 0 | 43.8362 | 6.2608 | 7.0017 | 43.8362 | 6.2608 | 7.0017 | 48.6458 | 6.9478 | 7.0017 | 4.578% | 0.14194 | 0.13492 | 7412.953 | 1277.1801 | 501.709 | 5634.0638 | 7441.9562 | 0 | 0 | 7441.9562 | 0.01011%
2027 | 973 | 973-1226R | Tier-3 | Tier-3---10 | 5--5 | 249 | 100% | 738.9301 | 81.66% | 17.71% | 0.6284% | 29.8702 | 0 | 0 | 29.8702 | 0 | 27.1815 | 4.3304 | 6.2769 | 27.1815 | 4.3304 | 6.2769 | 30.1638 | 4.8055 | 6.2769 | 4.042% | 0.13989 | 0.13297 | 5282.0414 | 696.4842 | 883.7073 | 3701.85 | 5332.48 | 0 | 0 | 5332.48 | 0.00627%
2027 | 973 | 973-1245R | Tier-3 | Tier-3---6 | 5--5 | 144 | 100% | 792.6367 | 95.03% | 4.73% | 0.2408% | 37.2851 | 0 | 0 | 37.2851 | 0 | 33.929 | 2.5043 | 13.5481 | 33.929 | 2.5043 | 13.5481 | 37.6516 | 2.7791 | 13.5481 | 4.704% | 0.12039 | 0.11443 | 6584.1053 | 1077.527 | 369.5828 | 5136.9955 | 6601.1501 | 0 | 0 | 6601.1501 | 0.007826%
2027 | 973 | 973-626R | Tier-3 | Tier-3---7 | 5--5 | 198 | 100% | 933.998 | 86.55% | 12.73% | 0.7172% | 40.0157 | 0 | 0 | 40.0157 | 0 | 36.4137 | 3.4435 | 10.5748 | 36.4137 | 3.4435 | 10.5748 | 40.4089 | 3.8213 | 10.5748 | 4.284% | 0.1523 | 0.14476 | 6132.6277 | 944.3399 | 738.3045 | 4449.9833 | 6175.576 | 0 | 0 | 6175.576 | 0.008399%
2027 | 974 | 974-23R | Tier-3 | Tier-3---11 | 5--5 | 611 | 100% | 770.0113 | 72.03% | 26.78% | 1.193% | 27.4528 | 0 | 0 | 27.4528 | 0 | 24.9817 | 10.626 | 2.351 | 24.9817 | 10.626 | 2.351 | 27.7226 | 11.7919 | 2.351 | 3.565% | 0.16472 | 0.15657 | 4674.6625 | 542.8961 | 1175.2982 | 2956.4682 | 4742.7663 | 0 | 0 | 4742.7663 | 0.005762%
2027 | 974 | 974-715R | Tier-3 | Tier-3---6 | 5--5 | 73 | 100% | 765.8632 | 95.89% | 3.616% | 0.4898% | 36.3537 | 0 | 0 | 36.3537 | 0 | 33.0814 | 1.2696 | 26.0574 | 33.0814 | 1.2696 | 26.0574 | 36.711 | 1.4088 | 26.0574 | 4.747% | 0.14069 | 0.13372 | 5443.6999 | 833.249 | 274.7582 | 4335.6927 | 5455.3397 | 0 | 0 | 5455.3397 | 0.007631%
2027 | 975 | 975-22R | Tier-3 | Tier-3---7 | 5--5 | 25 | 100% | 1670.0817 | 26.02% | 73.92% | 0.06338% | 21.5086 | 0 | 0 | 21.5086 | 0 | 19.5725 | 0.43478 | 45.0171 | 19.5725 | 0.43478 | 45.0171 | 21.72 | 0.48248 | 45.0171 | 1.288% | 0.19669 | 0.18696 | 8490.7264 | 507.2869 | 5821.7498 | 2161.6897 | 8817.8604 | 0 | 0 | 8817.8604 | 0.004515%
2027 | 991 | 991-1 | Tier-2 | Tier-2---12 | 4--5 | 189 | 100% | 269.0349 | 22.26% | 77.39% | 0.3477% | 2.965 | 0 | 0 | 2.965 | 0 | 2.6982 | 3.2869 | 0.82087 | 2.6982 | 3.2869 | 0.82087 | 2.9942 | 3.6476 | 0.82087 | 1.102% | 0.034773 | 0.033051 | 7736.9795 | 537.9923 | 5445.2245 | 1753.7627 | 8050.1946 | 0 | 0 | 8050.1946 | 0.0006224%
2027 | 991 | 991-1206R | Tier-2 | Tier-2---4 | 4--5 | 392 | 100% | 580.6091 | 98.3% | 0.7633% | 0.9388% | 28.251 | 0 | 0 | 28.251 | 0 | 25.708 | 6.8173 | 3.771 | 25.708 | 6.8173 | 3.771 | 28.5286 | 7.5653 | 3.771 | 4.866% | 0.063785 | 0.060628 | 9102.5384 | 2181.358 | 136.565 | 6784.6154 | 9110.6067 | 0 | 0 | 9110.6067 | 0.00593%
2027 | 1023 | CB 1023 | Tier-2 | Tier-2---4 | 4--5 | 184 | 100% | 374.8399 | 98.36% | 0.9442% | 0.6917% | 18.251 | 0 | 0 | 18.251 | 0 | 16.6082 | 3.2 | 5.1901 | 16.6082 | 3.2 | 5.1901 | 18.4304 | 3.5511 | 5.1901 | 4.869% | 0.082267 | 0.078195 | 4556.3931 | 688.3386 | 326.2097 | 3541.8448 | 4560.275 | 0 | 0 | 4560.275 | 0.003831%
2027 | 1090 | CB 1090 | Tier-2 | Tier-2---7 | 3--5 | 149 | 100% | 193.2665 | 97.29% | 1.202% | 1.508% | 9.3074 | 0 | 0 | 9.3074 | 0 | 8.4696 | 2.5913 | 3.2685 | 8.4696 | 2.5913 | 3.2685 | 9.3989 | 2.8756 | 3.2685 | 4.816% | 0.025114 | 0.023871 | 7695.6285 | 1211.5196 | 206.2478 | 6277.8611 | 7706.4898 | 0 | 0 | 7706.4898 | 0.001954%
2027 | 1101 | CB 1101 | Tier-2 | Tier-2---9 | 4--4 | 41 | 100% | 199.93 | 98.45% | 0.8502% | 0.703% | 9.7428 | 0 | 0 | 9.7428 | 0 | 8.8658 | 0.71304 | 12.4339 | 8.8658 | 0.71304 | 12.4339 | 9.8386 | 0.79127 | 12.4339 | 4.873% | 0.091579 | 0.087045 | 2183.1518 | 318.4441 | 233.987 | 1630.7207 | 2184.9176 | 0 | 0 | 2184.9176 | 0.002045%
2027 | 1106 | CB 1106 | Tier-2 | Tier-2---7 | 4--5 | 242 | 100% | 1067.6226 | 5.884% | 94.04% | 0.07265% | 3.1093 | 0 | 0 | 3.1093 | 0 | 2.8294 | 4.2087 | 0.67228 | 2.8294 | 4.2087 | 0.67228 | 3.1399 | 4.6704 | 0.67228 | 0.2912% | 0.070774 | 0.067271 | 15084.9121 | 163.1311 | 12883.8022 | 2037.9789 | 15824.2814 | 0 | 0 | 15824.2814 | 0.0006526%
2027 | 1138 | CB 1138 | Tier-2 | Tier-2---10 | 5--4 | 241 | 100% | 305.5776 | 38.78% | 59.44% | 1.777% | 5.8657 | 0 | 0 | 5.8657 | 0 | 5.3377 | 4.1913 | 1.2735 | 5.3377 | 4.1913 | 1.2735 | 5.9234 | 4.6511 | 1.2735 | 1.92% | 0.11418 | 0.10853 | 2676.3311 | 209.1802 | 1537.4835 | 929.6674 | 2761.6594 | 0 | 0 | 2761.6594 | 0.001231%
2027 | 1162 | CB 1162 | Tier-2 | Tier-2---18 | 4--2 | 13 | 100% | 17.3545 | 85.79% | 8.389% | 5.825% | 0.73695 | 0 | 0 | 0.73695 | 0 | 0.67061 | 0.22609 | 2.9662 | 0.67061 | 0.22609 | 2.9662 | 0.74419 | 0.25089 | 2.9662 | 4.246% | 0.064214 | 0.061035 | 270.2621 | 35.4982 | 38.2909 | 196.4729 | 272.2626 | 0 | 0 | 272.2626 | 0.0001547%
2027 | 1234 | CB 1234 | Tier-3 | Tier-3---10 | 5--5 | 1271 | 100% | 1703.5911 | 47.26% | 52.1% | 0.6391% | 39.8535 | 0 | 0 | 39.8535 | 0 | 36.2661 | 22.1042 | 1.6407 | 36.2661 | 22.1042 | 1.6407 | 40.2452 | 24.5294 | 1.6407 | 2.339% | 0.11961 | 0.11369 | 14242.4054 | 1075.4767 | 7121.7223 | 6045.2064 | 14633.5836 | 0 | 0 | 14633.5836 | 0.008365%
2027 | 1235 | CB 1235 | Tier-2 | Tier-2---6 | 4--5 | 2262 | 100% | 1038.4291 | 94.32% | 4.296% | 1.381% | 48.4843 | 0 | 0 | 48.4843 | 0 | 44.1201 | 39.3389 | 1.1215 | 44.1201 | 39.3389 | 1.1215 | 48.9608 | 43.655 | 1.1215 | 4.669% | 0.082825 | 0.078725 | 12537.6589 | 2179.7945 | 762.6013 | 9595.263 | 12574.7238 | 0 | 0 | 12574.7238 | 0.01018%
2027 | 1243 | CB 1243 | Tier-2 | Tier-2---7 | 3--5 | 367 | 100% | 199.4877 | 98.24% | 0% | 1.764% | 9.7004 | 0 | 0 | 9.7004 | 0 | 8.8273 | 6.3826 | 1.383 | 8.8273 | 6.3826 | 1.383 | 9.7958 | 7.0828 | 1.383 | 4.863% | 0.019586 | 0.018616 | 10185.2188 | 1675.1434 | 207.9289 | 8302.1466 | 10194.5771 | 0 | 0 | 10194.5771 | 0.002036%
2027 | 1245 | CB 1245 | Tier-2 | Tier-2---15 | 1--5 | 15 | 100% | 16.7924 | 98.43% | 0% | 1.568% | 0.81819 | 0 | 0 | 0.81819 | 0 | 0.74454 | 0.26087 | 2.8541 | 0.74454 | 0.26087 | 2.8541 | 0.82623 | 0.28949 | 2.8541 | 4.872% | 0.001637 | 0.001556 | 10258.0329 | 2664.8486 | 151.8636 | 7441.3207 | 10266.4078 | 0 | 0 | 10266.4078 | 0.0001717%
2027 | 1250 | CB 1250 | Tier-2 | Tier-2---4 | 4--5 | 74 | 100% | 388.8417 | 99.33% | 0.414% | 0.257% | 19.1185 | 0 | 0 | 19.1185 | 0 | 17.3976 | 1.2869 | 13.5185 | 17.3976 | 1.2869 | 13.5185 | 19.3064 | 1.4281 | 13.5185 | 4.917% | 0.088703 | 0.084312 | 4383.6458 | 676.5543 | 273.8326 | 3433.2589 | 4385.1777 | 0 | 0 | 4385.1777 | 0.004013%
2027 | 1299 | CB 1299 | Tier-2 | Tier-2---19 | 3--3 | 14 | 100% | 20.1766 | 88.04% | 0% | 11.96% | 0.87929 | 0 | 0 | 0.87929 | 0 | 0.80014 | 0.24348 | 3.2863 | 0.80014 | 0.24348 | 3.2863 | 0.88793 | 0.27019 | 3.2863 | 4.358% | 0.014997 | 0.014255 | 1345.3401 | 209.983 | 174.7231 | 960.634 | 1353.7198 | 0 | 0 | 1353.7198 | 0.0001846%
2027 | 1446 | CB 1446 | Tier-1 | Non-HFTD---17 | 1--2 | 13 | 100% | 1.2208 | 71.06% | 0% | 28.94% | 0.042941 | 0 | 0 | 0.042941 | 0 | 0.039075 | 0.22609 | 0.17283 | 0.039075 | 0.22609 | 0.17283 | 0.043363 | 0.25089 | 0.17283 | 3.517% | 0.0015656 | 0.0014881 | 779.7766 | 81.9694 | 246.8232 | 450.9841 | 791.5297 | 0 | 0 | 791.5297 | 9.013e-06%
2027 | 1448 | CB 1448 | Tier-1 | Non-HFTD---15 | 1--3 | 26 | 100% | 2.9553 | 84.44% | 0% | 15.56% | 0.12352 | 0 | 0 | 0.12352 | 0 | 0.1124 | 0.45217 | 0.24859 | 0.1124 | 0.45217 | 0.24859 | 0.12474 | 0.50178 | 0.24859 | 4.18% | 0.002261 | 0.0021491 | 1307.0696 | 93.2099 | 706.8191 | 507.0406 | 1317.6622 | 0 | 0 | 1317.6622 | 2.593e-05%
2027 | 1525 | CB 1525 | Tier-2 | Tier-2---13 | 4--4 | 24 | 100% | 193.8892 | 15.57% | 82.62% | 1.812% | 1.4939 | 0 | 0 | 1.4939 | 0 | 1.3594 | 0.41739 | 3.257 | 1.3594 | 0.41739 | 3.257 | 1.5086 | 0.46318 | 3.257 | 0.7705% | 0.050512 | 0.048011 | 3838.4933 | 115.2522 | 3031.2128 | 692.0283 | 4007.2783 | 0 | 0 | 4007.2783 | 0.0003136%
2027 | 185 | CB 185 | Tier-2 | Tier-2---12 | 3--4 | 5 | 100% | 138.4091 | 43.72% | 54.12% | 2.153% | 2.9955 | 0 | 0 | 2.9955 | 0 | 2.7259 | 0.086956 | 31.3476 | 2.7259 | 0.086956 | 31.3476 | 3.0249 | 0.096497 | 31.3476 | 2.164% | 0.027797 | 0.026421 | 4979.3165 | 370.0673 | 2508.501 | 2100.7482 | 5125.2523 | 0 | 0 | 5125.2523 | 0.0006288%
2027 | 196 | CB 196 | Tier-2 | Tier-2---15 | 3--4 | 14 | 100% | 130.1585 | 2.113% | 97.57% | 0.316% | 0.13615 | 0 | 0 | 0.13615 | 0 | 0.1239 | 0.24348 | 0.50887 | 0.1239 | 0.24348 | 0.50887 | 0.13749 | 0.27019 | 0.50887 | 0.1046% | 0.019464 | 0.018501 | 6687.0046 | 19.3582 | 5804.1249 | 863.5215 | 7027.8901 | 0 | 0 | 7027.8901 | 2.858e-05%
2027 | 200 | CB 200 | Tier-2 | Tier-2---9 | 4--5 | 168 | 100% | 748.3334 | 16.62% | 82.09% | 1.289% | 6.1567 | 0 | 0 | 6.1567 | 0 | 5.6026 | 2.9217 | 1.9176 | 5.6026 | 2.9217 | 1.9176 | 6.2173 | 3.2423 | 1.9176 | 0.8227% | 0.060261 | 0.057278 | 12418.2035 | 230.4691 | 10130.0521 | 2057.6824 | 12957.4282 | 0 | 0 | 12957.4282 | 0.001292%
2027 | 202 | CB 202 | Tier-2 | Tier-2---16 | 4--3 | 321 | 100% | 63.0384 | 89.89% | 0% | 10.11% | 2.805 | 0 | 0 | 2.805 | 0 | 2.5525 | 5.5826 | 0.45722 | 2.5525 | 5.5826 | 0.45722 | 2.8325 | 6.1951 | 0.45722 | 4.45% | 0.040966 | 0.038939 | 1538.7821 | 188.6374 | 158.7642 | 1191.3805 | 1546.8829 | 0 | 0 | 1546.8829 | 0.0005888%
2027 | 203 | CB 203 | Tier-2 | Tier-2---13 | 4--4 | 554 | 100% | 187.9021 | 7.943% | 89.84% | 2.222% | 0.73876 | 0 | 0 | 0.73876 | 0 | 0.67226 | 9.6347 | 0.069775 | 0.67226 | 9.6347 | 0.069775 | 0.74602 | 10.6918 | 0.069775 | 0.3932% | 0.03541 | 0.033657 | 5306.4388 | 19.0742 | 4782.3725 | 504.9921 | 5560.8373 | 0 | 0 | 5560.8373 | 0.0001551%
2027 | 204 | CB 204 | Tier-2 | Tier-2---9 | 4--4 | 463 | 100% | 421.5291 | 52.89% | 45.23% | 1.878% | 11.0363 | 0 | 0 | 11.0363 | 0 | 10.0429 | 8.0521 | 1.2472 | 10.0429 | 8.0521 | 1.2472 | 11.1448 | 8.9356 | 1.2472 | 2.618% | 0.068524 | 0.065132 | 6151.5544 | 481.5982 | 2922.6769 | 2747.2793 | 6302.4694 | 0 | 0 | 6302.4694 | 0.002317%
2027 | 215 | CB 215 | Tier-3 | Tier-3---20 | 1--5 | 8 | 100% | 14.3567 | 99.04% | 0% | 0.9603% | 0.70383 | 0 | 0 | 0.70383 | 0 | 0.64048 | 0.13913 | 4.6035 | 0.64048 | 0.13913 | 4.6035 | 0.71075 | 0.15439 | 4.6035 | 4.902% | 0.0005546 | 0.00052715 | 25886.5156 | 4082.8416 | 802.2051 | 21001.4689 | 25899.4616 | 0 | 0 | 25899.4616 | 0.0001477%
2027 | 230 | CB 230 | Tier-2 | Tier-2---14 | 1--5 | 77 | 100% | 37.0692 | 98.96% | 0% | 1.045% | 1.8158 | 0 | 0 | 1.8158 | 0 | 1.6523 | 1.3391 | 1.2339 | 1.6523 | 1.3391 | 1.2339 | 1.8336 | 1.486 | 1.2339 | 4.898% | 0.0025822 | 0.0024544 | 14355.6795 | 1973.4751 | 2354.5204 | 10027.684 | 14363.4884 | 0 | 0 | 14363.4884 | 0.0003811%
2027 | 231 | CB 231 | Tier-2 | Tier-2---7 | 4--5 | 688 | 100% | 416.5176 | 95.81% | 2.821% | 1.365% | 19.7547 | 0 | 0 | 19.7547 | 0 | 17.9765 | 11.9651 | 1.5024 | 17.9765 | 11.9651 | 1.5024 | 19.9488 | 13.2779 | 1.5024 | 4.743% | 0.037573 | 0.035713 | 11085.6737 | 1859.8233 | 754.4202 | 8471.4303 | 11109.8371 | 0 | 0 | 11109.8371 | 0.004147%
2027 | 232 | CB 232 | Tier-2 | Tier-2---7 | 4--5 | 605 | 100% | 300.2122 | 85.96% | 12.43% | 1.615% | 12.7738 | 0 | 0 | 12.7738 | 0 | 11.624 | 10.5217 | 1.1048 | 11.624 | 10.5217 | 1.1048 | 12.8994 | 11.6761 | 1.1048 | 4.255% | 0.029023 | 0.027587 | 10343.7991 | 1418.351 | 1554.0747 | 7371.3734 | 10419.4395 | 0 | 0 | 10419.4395 | 0.002681%
2027 | 233 | CB 233 | Tier-2 | Tier-2---4 | 4--5 | 1834 | 100% | 763.9567 | 93.34% | 4.903% | 1.762% | 35.2955 | 0 | 0 | 35.2955 | 0 | 32.1184 | 31.8954 | 1.007 | 32.1184 | 31.8954 | 1.007 | 35.6423 | 35.3949 | 1.007 | 4.62% | 0.075451 | 0.071716 | 10125.1756 | 1595.7447 | 1194.5405 | 7334.8905 | 10160.3196 | 0 | 0 | 10160.3196 | 0.007409%
2027 | 234 | CB 234 | Tier-2 | Tier-2---4 | 4--5 | 1006 | 100% | 535.5214 | 93.25% | 5.438% | 1.313% | 24.7187 | 0 | 0 | 24.7187 | 0 | 22.4936 | 17.4955 | 1.2857 | 22.4936 | 17.4955 | 1.2857 | 24.9616 | 19.4151 | 1.2857 | 4.616% | 0.044658 | 0.042447 | 11991.611 | 2064.9333 | 958.1122 | 8968.5654 | 12033.7724 | 0 | 0 | 12033.7724 | 0.005188%
2027 | 236 | CB 236 | Tier-2 | Tier-2---1 | 5--5 | 678 | 100% | 1431.5889 | 79.32% | 20.27% | 0.409% | 56.2122 | 0 | 0 | 56.2122 | 0 | 51.1523 | 11.7912 | 4.3382 | 51.1523 | 11.7912 | 4.3382 | 56.7646 | 13.0849 | 4.3382 | 3.927% | 0.1419 | 0.13487 | 10088.9585 | 1415.4843 | 1966.6729 | 6706.8012 | 10197.5904 | 0 | 0 | 10197.5904 | 0.0118%
2027 | 237 | CB 237 | Tier-2 | Tier-2---8 | 5--5 | 34 | 100% | 185.7066 | 94.91% | 4.738% | 0.3556% | 8.7243 | 0 | 0 | 8.7243 | 0 | 7.939 | 0.5913 | 13.4263 | 7.939 | 0.5913 | 13.4263 | 8.81 | 0.65618 | 13.4263 | 4.698% | 0.10923 | 0.10382 | 1700.183 | 298.8503 | 101.9614 | 1299.3713 | 1704.6928 | 0 | 0 | 1704.6928 | 0.001831%
2027 | 240 | CB 240 | Tier-2 | Tier-2---9 | 4--5 | 241 | 100% | 222.9994 | 87.14% | 10.79% | 2.065% | 9.6189 | 0 | 0 | 9.6189 | 0 | 8.7531 | 4.1913 | 2.0884 | 8.7531 | 4.1913 | 2.0884 | 9.7135 | 4.6511 | 2.0884 | 4.313% | 0.048511 | 0.046109 | 4596.922 | 825.8016 | 739.2506 | 3031.8699 | 4627.7085 | 0 | 0 | 4627.7085 | 0.002019%
2027 | 242 | CB 242 | Tier-2 | Tier-2---11 | 5--3 | 55 | 100% | 207.8863 | 31.82% | 66.99% | 1.182% | 3.2748 | 0 | 0 | 3.2748 | 0 | 2.98 | 0.95652 | 3.1155 | 2.98 | 0.95652 | 3.1155 | 3.3069 | 1.0615 | 3.1155 | 1.575% | 0.1014 | 0.096385 | 2050.064 | 80.1099 | 1437.2921 | 532.662 | 2122.8512 | 0 | 0 | 2122.8512 | 0.0006874%
2027 | 244 | CB 244 | Tier-2 | Tier-2---14 | 4--4 | 20 | 100% | 218.1664 | 17.26% | 81.28% | 1.461% | 1.8642 | 0 | 0 | 1.8642 | 0 | 1.6964 | 0.34782 | 4.8771 | 1.6964 | 0.34782 | 4.8771 | 1.8825 | 0.38599 | 4.8771 | 0.8545% | 0.040668 | 0.038655 | 5364.5179 | 74.3952 | 4565.48 | 724.6427 | 5595.6651 | 0 | 0 | 5595.6651 | 0.0003913%
2027 | 246 | CB 246 | Tier-2 | Tier-2---7 | 4--5 | 577 | 100% | 397.8494 | 64.68% | 33.47% | 1.858% | 12.7368 | 0 | 0 | 12.7368 | 0 | 11.5904 | 10.0347 | 1.155 | 11.5904 | 10.0347 | 1.155 | 12.862 | 11.1357 | 1.155 | 3.201% | 0.066431 | 0.063143 | 5988.8765 | 880.2356 | 2229.0372 | 2879.6037 | 6099.0502 | 0 | 0 | 6099.0502 | 0.002673%
2027 | 247 | CB 247 | Tier-2 | Tier-2---12 | 4--4 | 119 | 100% | 172.2064 | 35.95% | 62.53% | 1.527% | 3.0642 | 0 | 0 | 3.0642 | 0 | 2.7884 | 2.0696 | 1.3473 | 2.7884 | 2.0696 | 1.3473 | 3.0943 | 2.2966 | 1.3473 | 1.779% | 0.038566 | 0.036657 | 4465.2144 | 298.159 | 2868.7773 | 1298.2781 | 4614.1618 | 0 | 0 | 4614.1618 | 0.0006432%
2027 | 248 | CB 248 | Tier-2 | Tier-2---9 | 3--5 | 276 | 100% | 152.3893 | 96.93% | 0% | 3.073% | 7.3115 | 0 | 0 | 7.3115 | 0 | 6.6533 | 4.8 | 1.3861 | 6.6533 | 4.8 | 1.3861 | 7.3833 | 5.3266 | 1.3861 | 4.798% | 0.01881 | 0.017879 | 8101.4189 | 1342.8535 | 227.2912 | 6531.2742 | 8114.384 | 0 | 0 | 8114.384 | 0.001535%
2027 | 249 | CB 249 | Tier-3 | Tier-3---16 | 4--4 | 167 | 100% | 160.495 | 85.08% | 13.47% | 1.449% | 6.7591 | 0 | 0 | 6.7591 | 0 | 6.1507 | 2.9043 | 2.1178 | 6.1507 | 2.9043 | 2.1178 | 6.8255 | 3.223 | 2.1178 | 4.211% | 0.05906 | 0.056137 | 2717.4811 | 349.6551 | 457.423 | 1910.4031 | 2738.598 | 0 | 0 | 2738.598 | 0.001419%
2027 | 280 | CB 280 | Tier-2 | Tier-2---14 | 4--4 | 8 | 100% | 274.2011 | 7.05% | 92.04% | 0.912% | 0.95683 | 0 | 0 | 0.95683 | 0 | 0.8707 | 0.13913 | 6.2582 | 0.8707 | 0.13913 | 6.2582 | 0.96623 | 0.15439 | 6.2582 | 0.349% | 0.042409 | 0.04031 | 6465.5727 | 45.4317 | 5724.1115 | 696.0295 | 6778.5492 | 0 | 0 | 6778.5492 | 0.0002008%
2027 | 292 | CB 292 | Tier-2 | Tier-2---18 | 4--3 | 385 | 100% | 47.5044 | 34.5% | 64.33% | 1.17% | 0.81136 | 0 | 0 | 0.81136 | 0 | 0.73832 | 6.6956 | 0.11027 | 0.73832 | 6.6956 | 0.11027 | 0.81933 | 7.4302 | 0.11027 | 1.708% | 0.048129 | 0.045747 | 987.0231 | 50.0827 | 552.1658 | 384.7746 | 1020.6893 | 0 | 0 | 1020.6893 | 0.0001703%
2027 | 315 | CB 315 | Tier-2 | Tier-2---19 | 1--4 | 151 | 100% | 5.1424 | 94.4% | 0% | 5.599% | 0.2403 | 0 | 0 | 0.2403 | 0 | 0.21867 | 2.6261 | 0.083268 | 0.21867 | 2.6261 | 0.083268 | 0.24266 | 2.9142 | 0.083268 | 4.673% | 0.0017586 | 0.0016715 | 2924.1607 | 267.0973 | 1290.9222 | 1366.1411 | 2932.6876 | 0 | 0 | 2932.6876 | 5.044e-05%
2027 | 327 | CB 327 | Tier-3 | Tier-3---16 | 4--5 | 22 | 100% | 193.645 | 98.47% | 1.165% | 0.3624% | 9.439 | 0 | 0 | 9.439 | 0 | 8.5894 | 0.38261 | 22.4497 | 8.5894 | 0.38261 | 22.4497 | 9.5318 | 0.42458 | 22.4497 | 4.874% | 0.076966 | 0.073157 | 2515.9681 | 429.9476 | 31.582 | 2054.4384 | 2517.9694 | 0 | 0 | 2517.9694 | 0.001981%
2027 | 329 | CB 329 | Tier-2 | Tier-2---14 | 3--4 | 37 | 100% | 65.8898 | 89.85% | 8.372% | 1.777% | 2.9305 | 0 | 0 | 2.9305 | 0 | 2.6667 | 0.64347 | 4.1443 | 2.6667 | 0.64347 | 4.1443 | 2.9593 | 0.71407 | 4.1443 | 4.448% | 0.026212 | 0.024915 | 2513.6892 | 282.0394 | 739.5173 | 1492.1325 | 2526.9755 | 0 | 0 | 2526.9755 | 0.0006151%
2027 | 330 | CB 330 | Tier-2 | Tier-2---16 | 4--3 | 228 | 100% | 120.677 | 32.91% | 64.46% | 2.626% | 1.966 | 0 | 0 | 1.966 | 0 | 1.789 | 3.9652 | 0.45118 | 1.789 | 3.9652 | 0.45118 | 1.9853 | 4.4002 | 0.45118 | 1.629% | 0.029702 | 0.028232 | 4062.9261 | 7.6233 | 3748.7743 | 306.5286 | 4204.8777 | 0 | 0 | 4204.8777 | 0.0004127%
2027 | 331 | CB 331 | Tier-2 | Tier-2---14 | 2--5 | 3 | 100% | 85.8116 | 98.16% | 0% | 1.839% | 4.1696 | 0 | 0 | 4.1696 | 0 | 3.7942 | 0.052174 | 72.7233 | 3.7942 | 0.052174 | 72.7233 | 4.2105 | 0.057898 | 72.7233 | 4.859% | 0.010352 | 0.0098396 | 8289.3738 | 853.0321 | 3055.5825 | 4380.7593 | 8297.3133 | 0 | 0 | 8297.3133 | 0.0008752%
2027 | 350 | CB 350 | Tier-2 | Tier-2---15 | 1--5 | 1 | 100% | 13.015 | 99.22% | 0% | 0.7827% | 0.6392 | 0 | 0 | 0.6392 | 0 | 0.58166 | 0.017391 | 33.4459 | 0.58166 | 0.017391 | 33.4459 | 0.64548 | 0.019299 | 33.4459 | 4.911% | 0.0004644 | 0.00044141 | 28025.4905 | 4248.3953 | 2001.1403 | 21775.9549 | 28036.9146 | 0 | 0 | 28036.9146 | 0.0001342%
2027 | 351 | CB 351 | Tier-2 | Tier-2---3 | 5--5 | 542 | 100% | 1226.0332 | 96.06% | 3.555% | 0.3808% | 58.2998 | 0 | 0 | 58.2998 | 0 | 53.052 | 9.426 | 5.6282 | 53.052 | 9.426 | 5.6282 | 58.8728 | 10.4602 | 5.6282 | 4.755% | 0.12463 | 0.11847 | 9837.0052 | 2175.7089 | 389.2547 | 7272.0416 | 9857.1702 | 0 | 0 | 9857.1702 | 0.01224%
2027 | 352 | CB 352 | Tier-2 | Tier-2---18 | 4--2 | 27 | 100% | 9.3178 | 92.82% | 5.766% | 1.417% | 0.4281 | 0 | 0 | 0.4281 | 0 | 0.38956 | 0.46956 | 0.82963 | 0.38956 | 0.46956 | 0.82963 | 0.4323 | 0.52108 | 0.82963 | 4.594% | 0.066856 | 0.063546 | 139.3709 | 20.9143 | 9.4564 | 109.0003 | 139.8923 | 0 | 0 | 139.8923 | 8.986e-05%
2027 | 353 | CB 353 | Tier-2 | Tier-2---19 | 1--5 | 2 | 100% | 1.2114 | 91.46% | 0% | 8.541% | 0.054842 | 0 | 0 | 0.054842 | 0 | 0.049906 | 0.034782 | 1.4348 | 0.049906 | 0.034782 | 1.4348 | 0.055381 | 0.038599 | 1.4348 | 4.527% | 0.0001926 | 0.00018307 | 6289.6304 | 841.6188 | 1074.3724 | 4373.6392 | 6317.6054 | 0 | 0 | 6317.6054 | 1.151e-05%
2027 | 355 | CB 355 | Tier-2 | Tier-2---3 | 5--5 | 836 | 100% | 1277.9843 | 89.96% | 9.576% | 0.4654% | 56.9079 | 0 | 0 | 56.9079 | 0 | 51.7854 | 14.539 | 3.5618 | 51.7854 | 14.539 | 3.5618 | 57.4672 | 16.1342 | 3.5618 | 4.453% | 0.1048 | 0.099616 | 12194.1112 | 2321.0506 | 1198.9562 | 8674.1044 | 12257.8799 | 0 | 0 | 12257.8799 | 0.01195%
2027 | 356 | CB 356 | Tier-2 | Tier-2---19 | 1--5 | 5 | 100% | 1.0316 | 94.21% | 0% | 5.788% | 0.048109 | 0 | 0 | 0.048109 | 0 | 0.043779 | 0.086956 | 0.50346 | 0.043779 | 0.086956 | 0.50346 | 0.048582 | 0.096497 | 0.50346 | 4.663% | 0.0001262 | 0.00011995 | 8174.5031 | 1142.3903 | 1177.2898 | 5854.823 | 8199.1451 | 0 | 0 | 8199.1451 | 1.01e-05%
2027 | 357 | CB 357 | Tier-3 | Tier-3---10 | 5--5 | 372 | 100% | 902.4975 | 73.58% | 26.03% | 0.3952% | 32.8696 | 0 | 0 | 32.8696 | 0 | 29.9109 | 6.4695 | 4.6233 | 29.9109 | 6.4695 | 4.6233 | 33.1926 | 7.1793 | 4.6233 | 3.642% | 0.12773 | 0.12141 | 7065.5334 | 866.3454 | 1820.4674 | 4378.7206 | 7162.7585 | 0 | 0 | 7162.7585 | 0.006899%
2027 | 358 | CB 358 | Tier-3 | Tier-3---15 | 5--4 | 35 | 100% | 699.283 | 2.295% | 97.69% | 0.01935% | 0.79454 | 0 | 0 | 0.79454 | 0 | 0.72302 | 0.60869 | 1.1878 | 0.72302 | 0.60869 | 1.1878 | 0.80235 | 0.67548 | 1.1878 | 0.1136% | 0.1387 | 0.13184 | 5041.5636 | 26.6978 | 4414.3494 | 600.5164 | 5298.0908 | 0 | 0 | 5298.0908 | 0.0001668%
2027 | 381 | CB 381 | Tier-1 | Non-HFTD---5 | 1--4 | 10 | 100% | 28.7077 | 97.4% | 0% | 2.599% | 1.3841 | 0 | 0 | 1.3841 | 0 | 1.2595 | 0.17391 | 7.2422 | 1.2595 | 0.17391 | 7.2422 | 1.3977 | 0.19299 | 7.2422 | 4.821% | 0.0039148 | 0.003721 | 7333.1227 | 392.04 | 5437.6577 | 1503.425 | 7343.0489 | 0 | 0 | 7343.0489 | 0.0002905%
2027 | 396 | CB 396 | Tier-2 | Tier-2---11 | 5--4 | 3 | 100% | 591.9026 | 5.239% | 94.32% | 0.4451% | 1.5351 | 0 | 0 | 1.5351 | 0 | 1.3969 | 0.052174 | 26.7737 | 1.3969 | 0.052174 | 26.7737 | 1.5501 | 0.057898 | 26.7737 | 0.2593% | 0.10036 | 0.095392 | 5897.7936 | 58.5391 | 5103.2719 | 735.9827 | 6188.846 | 0 | 0 | 6188.846 | 0.0003222%
2027 | 441 | CB 441 | Tier-3 | Tier-3---15 | 5--3 | 152 | 100% | 331.3843 | 80.16% | 18.98% | 0.8593% | 13.1488 | 0 | 0 | 13.1488 | 0 | 11.9652 | 2.6435 | 4.5263 | 11.9652 | 2.6435 | 4.5263 | 13.278 | 2.9335 | 4.5263 | 3.968% | 0.54555 | 0.51854 | 607.4359 | 49.8353 | 106.5497 | 451.0509 | 613.7126 | 0 | 0 | 613.7126 | 0.00276%
2027 | 443 | CB 443 | Tier-2 | Tier-2---17 | 2--4 | 9 | 100% | 20.1638 | 94.45% | 0% | 5.554% | 0.94267 | 0 | 0 | 0.94267 | 0 | 0.85781 | 0.15652 | 5.4805 | 0.85781 | 0.15652 | 5.4805 | 0.95193 | 0.17369 | 5.4805 | 4.675% | 0.007405 | 0.0070385 | 2722.9916 | 539.7491 | 142.9952 | 2040.2473 | 2730.8683 | 0 | 0 | 2730.8683 | 0.0001979%
2027 | 444 | CB 444 | Tier-2 | Tier-2---16 | 4--2 | 4 | 100% | 29.6249 | 91.02% | 7.551% | 1.432% | 1.3347 | 0 | 0 | 1.3347 | 0 | 1.2146 | 0.069565 | 17.4594 | 1.2146 | 0.069565 | 17.4594 | 1.3478 | 0.077197 | 17.4594 | 4.505% | 0.081621 | 0.07758 | 362.9586 | 45.1173 | 37.8839 | 279.9573 | 364.6566 | 0 | 0 | 364.6566 | 0.0002802%
2027 | 470 | CB 470 | Tier-2 | Tier-2---6 | 5--5 | 183 | 100% | 1121.5891 | 72.77% | 26.47% | 0.763% | 40.4013 | 0 | 0 | 40.4013 | 0 | 36.7646 | 3.1826 | 11.5518 | 36.7646 | 3.1826 | 11.5518 | 40.7983 | 3.5318 | 11.5518 | 3.602% | 0.114 | 0.10835 | 9838.8116 | 1666.77 | 2557.3386 | 5614.703 | 9978.3305 | 0 | 0 | 9978.3305 | 0.00848%
2027 | 499 | CB 499 | Tier-2 | Tier-2---19 | 2--3 | 3 | 100% | 12.7092 | 92.01% | 0% | 7.988% | 0.57885 | 0 | 0 | 0.57885 | 0 | 0.52675 | 0.052174 | 10.0961 | 0.52675 | 0.052174 | 10.0961 | 0.58454 | 0.057898 | 10.0961 | 4.555% | 0.00687 | 0.0065299 | 1849.953 | 152.4302 | 848.7409 | 848.782 | 1857.6484 | 0 | 0 | 1857.6484 | 0.0001215%
2027 | 520 | CB 520 | Tier-2 | Tier-2---21 | 1--5 | 6 | 100% | 0.50118 | 92.64% | 0% | 7.355% | 0.022984 | 0 | 0 | 0.022984 | 0 | 0.020915 | 0.10435 | 0.20043 | 0.020915 | 0.10435 | 0.20043 | 0.023209 | 0.1158 | 0.20043 | 4.586% | 7.36e-05 | 6.9957e-05 | 6809.4677 | 1224.7725 | 1893.3117 | 3691.3835 | 6835.5511 | 0 | 0 | 6835.5511 | 4.824e-06%
2027 | 521 | CB 521 | Tier-2 | Tier-2---20 | 3--1 | 19 | 100% | 11.4145 | 12.51% | 85.49% | 2% | 0.070669 | 0 | 0 | 0.070669 | 0 | 0.064307 | 0.33043 | 0.19462 | 0.064307 | 0.33043 | 0.19462 | 0.071363 | 0.36669 | 0.19462 | 0.6191% | 0.025917 | 0.024634 | 440.4321 | 3.6709 | 389.1723 | 47.5888 | 460.5001 | 0 | 0 | 460.5001 | 1.483e-05%
2027 | 522 | CB 522 | Tier-2 | Tier-2---9 | 4--5 | 553 | 100% | 287.6477 | 61.65% | 36.8% | 1.551% | 8.7785 | 0 | 0 | 8.7785 | 0 | 7.9884 | 9.6173 | 0.83062 | 7.9884 | 9.6173 | 0.83062 | 8.8648 | 10.6725 | 0.83062 | 3.052% | 0.049006 | 0.04658 | 5869.6662 | 552.6079 | 2337.7067 | 2979.3516 | 5986.8842 | 0 | 0 | 5986.8842 | 0.001843%
2027 | 523 | CB 523 | Tier-2 | Tier-2---13 | 4--4 | 301 | 100% | 222.6972 | 15.76% | 82.25% | 1.985% | 1.7375 | 0 | 0 | 1.7375 | 0 | 1.5811 | 5.2347 | 0.30204 | 1.5811 | 5.2347 | 0.30204 | 1.7546 | 5.8091 | 0.30204 | 0.7802% | 0.044603 | 0.042395 | 4992.8754 | 164.6768 | 3992.464 | 835.7347 | 5211.9099 | 0 | 0 | 5211.9099 | 0.0003647%
2027 | 524 | CB 524 | Tier-3 | Tier-3---17 | 3--5 | 34 | 100% | 116.6365 | 76.81% | 21.38% | 1.816% | 4.4344 | 0 | 0 | 4.4344 | 0 | 4.0353 | 0.5913 | 6.8244 | 4.0353 | 0.5913 | 6.8244 | 4.478 | 0.65618 | 6.8244 | 3.802% | 0.018139 | 0.017241 | 6430.2901 | 828.1118 | 2267.5068 | 3334.6715 | 6507.9597 | 0 | 0 | 6507.9597 | 0.0009308%
2027 | 533 | CB 533 | Tier-2 | Tier-2---20 | 4--1 | 1 | 100% | 10.3489 | 2.922% | 94.16% | 2.918% | 0.01497 | 0 | 0 | 0.01497 | 0 | 0.013622 | 0.017391 | 0.78329 | 0.013622 | 0.017391 | 0.78329 | 0.015117 | 0.019299 | 0.78329 | 0.1447% | 0.06013 | 0.057154 | 172.1074 | 1.1447 | 134.3385 | 36.6243 | 180.8085 | 0 | 0 | 180.8085 | 3.142e-06%
2027 | 534 | CB 534 | Tier-2 | Tier-2---21 | 4--1 | 3 | 100% | 4.9029 | 19.37% | 69.23% | 11.4% | 0.047003 | 0 | 0 | 0.047003 | 0 | 0.042772 | 0.052174 | 0.81981 | 0.042772 | 0.052174 | 0.81981 | 0.047465 | 0.057898 | 0.81981 | 0.9587% | 0.060541 | 0.057544 | 80.9852 | 1.7721 | 56.9489 | 22.2642 | 84.386 | 0 | 0 | 84.386 | 9.866e-06%
2027 | 535 | CB 535 | Tier-2 | Tier-2---16 | 4--3 | 3 | 100% | 106.4965 | 2.067% | 97.63% | 0.3001% | 0.10897 | 0 | 0 | 0.10897 | 0 | 0.099163 | 0.052174 | 1.9006 | 0.099163 | 0.052174 | 1.9006 | 0.11004 | 0.057898 | 1.9006 | 0.1023% | 0.059698 | 0.056743 | 1783.9201 | 7.5184 | 1394.7698 | 381.6318 | 1874.9024 | 0 | 0 | 1874.9024 | 2.287e-05%
2027 | 536 | CB 536 | Tier-2 | Tier-2---18 | 4--2 | 51 | 100% | 21.8677 | 42.26% | 53.34% | 4.392% | 0.4575 | 0 | 0 | 0.4575 | 0 | 0.41632 | 0.88695 | 0.46938 | 0.41632 | 0.88695 | 0.46938 | 0.46199 | 0.98426 | 0.46938 | 2.092% | 0.063476 | 0.060334 | 344.504 | 23.2544 | 160.0251 | 161.2245 | 354.8623 | 0 | 0 | 354.8623 | 9.603e-05%
2027 | 540 | CB 540 | Tier-2 | Tier-2---17 | 1--5 | 189 | 100% | 18.5654 | 97.32% | 0% | 2.676% | 0.8944 | 0 | 0 | 0.8944 | 0 | 0.81389 | 3.2869 | 0.24761 | 0.81389 | 3.2869 | 0.24761 | 0.90319 | 3.6476 | 0.24761 | 4.818% | 0.0036022 | 0.0034239 | 5153.9037 | 633.0265 | 1280.5124 | 3240.3647 | 5161.0857 | 0 | 0 | 5161.0857 | 0.0001877%
2027 | 542 | CB 542 | Tier-2 | Tier-2---9 | 4--5 | 54 | 100% | 175.7332 | 76% | 23.31% | 0.6907% | 6.6111 | 0 | 0 | 6.6111 | 0 | 6.016 | 0.93912 | 6.406 | 6.016 | 0.93912 | 6.406 | 6.6761 | 1.0422 | 6.406 | 3.762% | 0.053515 | 0.050866 | 3283.8373 | 324.6387 | 1232.8957 | 1726.3029 | 3324.8806 | 0 | 0 | 3324.8806 | 0.001388%
2027 | 576 | CB 576 | Tier-2 | Tier-2---12 | 4--4 | 26 | 100% | 131.3157 | 32.74% | 66.81% | 0.4539% | 2.1281 | 0 | 0 | 2.1281 | 0 | 1.9366 | 0.45217 | 4.2828 | 1.9366 | 0.45217 | 4.2828 | 2.149 | 0.50178 | 4.2828 | 1.621% | 0.047237 | 0.044899 | 2779.9099 | 133.7981 | 1808.4788 | 837.633 | 2877.2837 | 0 | 0 | 2877.2837 | 0.0004467%
2027 | 590 | CB 590 | Tier-1 | Non-HFTD---1 | 4--5 | 19 | 100% | 550.9315 | 21.38% | 78.4% | 0.2171% | 5.8317 | 0 | 0 | 5.8317 | 0 | 5.3068 | 0.33043 | 16.0601 | 5.3068 | 0.33043 | 16.0601 | 5.889 | 0.36669 | 16.0601 | 1.059% | 0.042337 | 0.040241 | 13013.0644 | 498.763 | 9741.4513 | 2772.8501 | 13545.838 | 0 | 0 | 13545.838 | 0.001224%
2027 | 599 | CB 599 | Tier-2 | Tier-2---4 | 4--5 | 752 | 100% | 599.9379 | 98.66% | 0% | 1.337% | 29.2998 | 0 | 0 | 29.2998 | 0 | 26.6624 | 13.0782 | 2.0387 | 26.6624 | 13.0782 | 2.0387 | 29.5877 | 14.5131 | 2.0387 | 4.884% | 0.043095 | 0.040961 | 13921.4169 | 2931.9396 | 582.1864 | 10407.2909 | 13931.1128 | 0 | 0 | 13931.1128 | 0.00615%
2027 | 750 | CB 750 | Tier-1 | Non-HFTD---4 | 1--5 | 7 | 100% | 31.2272 | 98.52% | 0% | 1.481% | 1.5229 | 0 | 0 | 1.5229 | 0 | 1.3858 | 0.12174 | 11.3832 | 1.3858 | 0.12174 | 11.3832 | 1.5378 | 0.1351 | 11.3832 | 4.877% | 0.0040188 | 0.0038199 | 7770.2898 | 1549.8583 | 1557.125 | 4663.3065 | 7776.2841 | 0 | 0 | 7776.2841 | 0.0003196%
2027 | 776 | CB 776 | Tier-2 | Tier-2---18 | 3--3 | 50 | 100% | 19.7396 | 79.97% | 11.02% | 9.01% | 0.78143 | 0 | 0 | 0.78143 | 0 | 0.71109 | 0.86956 | 0.81776 | 0.71109 | 0.86956 | 0.81776 | 0.78911 | 0.96497 | 0.81776 | 3.959% | 0.014982 | 0.01424 | 1317.5724 | 201.6613 | 223.1115 | 892.7996 | 1331.3137 | 0 | 0 | 1331.3137 | 0.000164%
2027 | 788 | CB 788 | Tier-2 | Tier-2---2 | 5--5 | 107 | 100% | 1509.6378 | 72.67% | 26.38% | 0.9544% | 54.3006 | 0 | 0 | 54.3006 | 0 | 49.4128 | 1.8609 | 26.5538 | 49.4128 | 1.8609 | 26.5538 | 54.8343 | 2.065 | 26.5538 | 3.597% | 0.14181 | 0.13479 | 10645.451 | 1766.7834 | 2805.5671 | 6073.1005 | 10796.9927 | 0 | 0 | 10796.9927 | 0.0114%
2027 | 835 | CB 835 | Tier-2 | Tier-2---17 | 1--5 | 189 | 100% | 10.4449 | 97.71% | 0% | 2.289% | 0.50519 | 0 | 0 | 0.50519 | 0 | 0.45971 | 3.2869 | 0.13986 | 0.45971 | 3.2869 | 0.13986 | 0.51015 | 3.6476 | 0.13986 | 4.837% | 0.0017112 | 0.0016265 | 6103.8249 | 1270.1971 | 131.1199 | 4702.5079 | 6111.0995 | 0 | 0 | 6111.0995 | 0.000106%
2027 | 907 | CB 907 | Tier-3 | Tier-3---13 | 3--5 | 62 | 100% | 230.3059 | 98.07% | 1.485% | 0.4463% | 11.18 | 0 | 0 | 11.18 | 0 | 10.1737 | 1.0783 | 9.4353 | 10.1737 | 1.0783 | 9.4353 | 11.2899 | 1.1966 | 9.4353 | 4.854% | 0.023668 | 0.022497 | 9730.5209 | 1957.65 | 164.6441 | 7608.2269 | 9740.3056 | 0 | 0 | 9740.3056 | 0.002347%
2027 | 91 | CB 91 | Tier-2 | Tier-2---12 | 3--5 | 173 | 100% | 89.8564 | 75.83% | 22.36% | 1.818% | 3.3727 | 0 | 0 | 3.3727 | 0 | 3.0691 | 3.0087 | 1.0201 | 3.0691 | 3.0087 | 1.0201 | 3.4058 | 3.3388 | 1.0201 | 3.753% | 0.015476 | 0.01471 | 5806.255 | 775.6182 | 1813.9846 | 3216.6522 | 5879.3513 | 0 | 0 | 5879.3513 | 0.0007079%
2027 | 911 | CB 911 | Tier-2 | Tier-2---14 | 1--5 | 14 | 100% | 42.7114 | 98.88% | 0% | 1.118% | 2.0906 | 0 | 0 | 2.0906 | 0 | 1.9024 | 0.24348 | 7.8134 | 1.9024 | 0.24348 | 7.8134 | 2.1111 | 0.27019 | 7.8134 | 4.895% | 0.0040632 | 0.0038621 | 10511.772 | 1461.1549 | 1625.5487 | 7425.0683 | 10517.8947 | 0 | 0 | 10517.8947 | 0.0004388%
2027 | 928 | CB 928 | Tier-2 | Tier-2---7 | 4--5 | 42 | 100% | 505.3794 | 35.21% | 64.4% | 0.3975% | 8.8072 | 0 | 0 | 8.8072 | 0 | 8.0144 | 0.73043 | 10.9722 | 8.0144 | 0.73043 | 10.9722 | 8.8937 | 0.81057 | 10.9722 | 1.743% | 0.057199 | 0.054367 | 8835.5199 | 595.4493 | 5398.0775 | 2841.9931 | 9133.6609 | 0 | 0 | 9133.6609 | 0.001849%
2027 | 955 | CB 955 | Tier-1 | Non-HFTD---9 | 1--3 | 60 | 100% | 10.8937 | 94.11% | 0% | 5.895% | 0.50745 | 0 | 0 | 0.50745 | 0 | 0.46177 | 1.0435 | 0.44254 | 0.46177 | 1.0435 | 0.44254 | 0.51244 | 1.158 | 0.44254 | 4.658% | 0.0047456 | 0.0045107 | 2295.5366 | 130.1842 | 1480.914 | 684.4384 | 2302.5834 | 0 | 0 | 2302.5834 | 0.0001065%
2027 | 970 | CB 970 | Tier-2 | Tier-2---14 | 1--5 | 6 | 100% | 22.122 | 99.63% | 0% | 0.3731% | 1.091 | 0 | 0 | 1.091 | 0 | 0.99275 | 0.10435 | 9.5139 | 0.99275 | 0.10435 | 9.5139 | 1.1017 | 0.1158 | 9.5139 | 4.932% | 0.00034 | 0.00032317 | 65064.7285 | 10349.1227 | 1856.0637 | 52859.5421 | 65077.3719 | 0 | 0 | 65077.3719 | 0.000229%
2027 | 971 | CB 971 | Tier-2 | Tier-2---3 | 5--5 | 162 | 100% | 1052.4948 | 94.77% | 4.863% | 0.3691% | 49.3729 | 0 | 0 | 49.3729 | 0 | 44.9286 | 2.8174 | 15.947 | 44.9286 | 2.8174 | 15.947 | 49.8581 | 3.1265 | 15.947 | 4.691% | 0.12528 | 0.11908 | 8401.3813 | 1359.4082 | 538.7088 | 6503.2643 | 8424.2712 | 0 | 0 | 8424.2712 | 0.01036%
2027 | 975 | CB 975 | Tier-3 | Tier-3---16 | 5--4 | 50 | 100% | 120.9969 | 94.86% | 4.853% | 0.2849% | 5.6816 | 0 | 0 | 5.6816 | 0 | 5.1702 | 0.86956 | 5.9458 | 5.1702 | 0.86956 | 5.9458 | 5.7375 | 0.96497 | 5.9458 | 4.696% | 0.10726 | 0.10195 | 1128.0883 | 171.5054 | 73.8837 | 882.6993 | 1131.1066 | 0 | 0 | 1131.1066 | 0.001193%
2027 | 980 | CB 980 | Tier-2 | Tier-2---12 | 2--5 | 450 | 100% | 71.0483 | 98.38% | 0% | 1.619% | 3.46 | 0 | 0 | 3.46 | 0 | 3.1485 | 7.826 | 0.40231 | 3.1485 | 7.826 | 0.40231 | 3.494 | 8.6847 | 0.40231 | 4.87% | 0.0069124 | 0.0065702 | 10278.3875 | 4306.656 | 761.4547 | 5210.2768 | 10287.0528 | 0 | 0 | 10287.0528 | 0.0007262%
2027 | 981 | CB 981 | Tier-2 | Tier-2---15 | 1--5 | 104 | 100% | 31.4522 | 98.54% | 0% | 1.457% | 1.5342 | 0 | 0 | 1.5342 | 0 | 1.3961 | 1.8087 | 0.77189 | 1.3961 | 1.8087 | 0.77189 | 1.5493 | 2.0071 | 0.77189 | 4.878% | 0.0030076 | 0.0028587 | 10457.5682 | 1238.1114 | 2911.2172 | 6308.2397 | 10465.5035 | 0 | 0 | 10465.5035 | 0.000322%
2027 | CTL1 | CB CTL1 | Tier-3 | Tier-3---19 | 5--1 | 4 | 100% | 6.7195 | 60.86% | 38.02% | 1.116% | 0.20243 | 0 | 0 | 0.20243 | 0 | 0.18421 | 0.069565 | 2.6481 | 0.18421 | 0.069565 | 2.6481 | 0.20442 | 0.077197 | 2.6481 | 3.013% | 0.42111 | 0.40027 | 15.9564 | 1.4967 | 5.9559 | 8.5038 | 16.2817 | 0 | 0 | 16.2817 | 4.249e-05%
2027 | FB1 | CB FB1 | Tier-2 | Tier-2---11 | 4--4 | 414 | 100% | 245.022 | 12.75% | 85.01% | 2.236% | 1.5467 | 0 | 0 | 1.5467 | 0 | 1.4074 | 7.2 | 0.19548 | 1.4074 | 7.2 | 0.19548 | 1.5619 | 7.9899 | 0.19548 | 0.6312% | 0.04664 | 0.044331 | 5253.4738 | 206.1005 | 4090.6925 | 956.6808 | 5492.1747 | 0 | 0 | 5492.1747 | 0.0003246%
2027 | FB2 | CB FB2 | Tier-2 | Tier-2---9 | 4--5 | 320 | 100% | 225.8323 | 74.73% | 23.69% | 1.581% | 8.3536 | 0 | 0 | 8.3536 | 0 | 7.6016 | 5.5652 | 1.3659 | 7.6016 | 5.5652 | 1.3659 | 8.4357 | 6.1758 | 1.3659 | 3.699% | 0.045688 | 0.043427 | 4942.9022 | 871.2523 | 1151.504 | 2920.1458 | 5007.9571 | 0 | 0 | 5007.9571 | 0.001753%
2027 | JU1 | CB JU1 | Tier-3 | Tier-3---15 | 5--4 | 436 | 100% | 282.3719 | 88.57% | 10.71% | 0.7177% | 12.3804 | 0 | 0 | 12.3804 | 0 | 11.266 | 7.5826 | 1.4858 | 11.266 | 7.5826 | 1.4858 | 12.5021 | 8.4145 | 1.4858 | 4.384% | 0.1808 | 0.17185 | 1561.7518 | 212.6103 | 161.3522 | 1187.7892 | 1571.0444 | 0 | 0 | 1571.0444 | 0.002599%
2027 | MOR1 | CB MOR1 | Tier-2 | Tier-2---4 | 5--5 | 288 | 100% | 584.1991 | 87.63% | 11.93% | 0.4377% | 25.3416 | 0 | 0 | 25.3416 | 0 | 23.0605 | 5.0087 | 4.6041 | 23.0605 | 5.0087 | 4.6041 | 25.5906 | 5.5582 | 4.6041 | 4.338% | 0.12647 | 0.12021 | 4619.2848 | 721.3686 | 522.5493 | 3375.3669 | 4649.0352 | 0 | 0 | 4649.0352 | 0.005319%
2027 | NVS1 | CB NVS1 | Tier-2 | Tier-2---12 | 4--5 | 19 | 100% | 109.1989 | 94.39% | 0% | 5.606% | 5.1023 | 0 | 0 | 5.1023 | 0 | 4.643 | 0.33043 | 14.0514 | 4.643 | 0.33043 | 14.0514 | 5.1525 | 0.36669 | 14.0514 | 4.673% | 0.029239 | 0.027792 | 3734.676 | 571.7006 | 249.4939 | 2913.4815 | 3745.5791 | 0 | 0 | 3745.5791 | 0.001071%
2027 | OK1 | CB OK1 | Tier-3 | Tier-3---7 | 5--5 | 1446 | 100% | 1048.1259 | 93.55% | 5.94% | 0.509% | 48.5366 | 0 | 0 | 48.5366 | 0 | 44.1676 | 25.1477 | 1.7563 | 44.1676 | 25.1477 | 1.7563 | 49.0136 | 27.9068 | 1.7563 | 4.631% | 0.20255 | 0.19252 | 5174.6627 | 847.3251 | 299.3088 | 4028.0288 | 5192.0406 | 0 | 0 | 5192.0406 | 0.01019%
2027 | PE1 | CB PE1 | Tier-3 | Tier-3---13 | 5--4 | 1505 | 100% | 620.7512 | 74.86% | 24.36% | 0.7799% | 23.002 | 0 | 0 | 23.002 | 0 | 20.9315 | 26.1737 | 0.79972 | 20.9315 | 26.1737 | 0.79972 | 23.2281 | 29.0455 | 0.79972 | 3.706% | 0.24168 | 0.22972 | 2568.4774 | 292.3041 | 583.6879 | 1692.4855 | 2602.1063 | 0 | 0 | 2602.1063 | 0.004828%
2027 | RA1 | CB RA1 | Tier-2 | Tier-2---2 | 5--5 | 474 | 100% | 1222.3715 | 85.76% | 13.62% | 0.6194% | 51.8894 | 0 | 0 | 51.8894 | 0 | 47.2187 | 8.2434 | 5.728 | 47.2187 | 8.2434 | 5.728 | 52.3994 | 9.1479 | 5.728 | 4.245% | 0.14726 | 0.13997 | 8300.6807 | 1160.1787 | 1072.7493 | 6067.7527 | 8362.2497 | 0 | 0 | 8362.2497 | 0.01089%
2027 | RA2 | CB RA2 | Tier-2 | Tier-2---4 | 5--5 | 306 | 100% | 579.2495 | 83.34% | 16.16% | 0.4909% | 23.8972 | 0 | 0 | 23.8972 | 0 | 21.7461 | 5.3217 | 4.0863 | 21.7461 | 5.3217 | 4.0863 | 24.132 | 5.9056 | 4.0863 | 4.126% | 0.12706 | 0.12077 | 4558.9302 | 908.2518 | 686.0992 | 2964.5792 | 4598.474 | 0 | 0 | 4598.474 | 0.005016%
2027 | RA3 | CB RA3 | Tier-2 | Tier-2---10 | 5--4 | 312 | 100% | 353.8636 | 22.75% | 76.17% | 1.082% | 3.9851 | 0 | 0 | 3.9851 | 0 | 3.6263 | 5.4261 | 0.66832 | 3.6263 | 5.4261 | 0.66832 | 4.0242 | 6.0214 | 0.66832 | 1.126% | 0.12911 | 0.12272 | 2740.8339 | 103.3538 | 1864.7752 | 772.7049 | 2851.0971 | 0 | 0 | 2851.0971 | 0.0008365%
2027 | RB1 | CB RB1 | Tier-3 | Tier-3---20 | 1--5 | 4 | 100% | 3.2964 | 98.93% | 0% | 1.066% | 0.16143 | 0 | 0 | 0.16143 | 0 | 0.1469 | 0.069565 | 2.1117 | 0.1469 | 0.069565 | 2.1117 | 0.16302 | 0.077197 | 2.1117 | 4.897% | 0.0001458 | 0.00013858 | 22608.9431 | 3603.4994 | 517.2364 | 18488.2073 | 22621.4997 | 0 | 0 | 22621.4997 | 3.388e-05%
2027 | RC1 | CB RC1 | Tier-2 | Tier-2---4 | 4--5 | 309 | 100% | 397.5199 | 92.07% | 7.427% | 0.5025% | 18.117 | 0 | 0 | 18.117 | 0 | 16.4862 | 5.3739 | 3.0678 | 16.4862 | 5.3739 | 3.0678 | 18.295 | 5.9635 | 3.0678 | 4.558% | 0.084253 | 0.080083 | 4718.147 | 893.9653 | 343.0371 | 3481.1447 | 4737.6299 | 0 | 0 | 4737.6299 | 0.003803%
2027 | SL1 | CB SL1 | Tier-3 | Tier-3---11 | 5--5 | 1052 | 100% | 677.9763 | 69.55% | 29.7% | 0.758% | 23.3394 | 0 | 0 | 23.3394 | 0 | 21.2385 | 18.2955 | 1.1609 | 21.2385 | 18.2955 | 1.1609 | 23.5688 | 20.3029 | 1.1609 | 3.443% | 0.19527 | 0.18561 | 3471.9301 | 456.3042 | 974.4203 | 2041.2056 | 3526.9947 | 0 | 0 | 3526.9947 | 0.004899%
2027 | SSC1 | CB SSC1 | Tier-2 | Tier-2---18 | 4--3 | 38 | 100% | 91.8404 | 1.784% | 94.85% | 3.363% | 0.081116 | 0 | 0 | 0.081116 | 0 | 0.073814 | 0.66087 | 0.11169 | 0.073814 | 0.66087 | 0.11169 | 0.081913 | 0.73337 | 0.11169 | 0.08832% | 0.031528 | 0.029967 | 2912.9967 | 6.2531 | 2639.8755 | 266.8681 | 3061.9925 | 0 | 0 | 3061.9925 | 1.703e-05%
2027 | CTL1 | CTL1-3R | Tier-3 | Tier-3---14 | 5--4 | 1615 | 100% | 691.1308 | 38.4% | 60.91% | 0.6868% | 13.1376 | 0 | 0 | 13.1376 | 0 | 11.955 | 28.0868 | 0.42565 | 11.955 | 28.0868 | 0.42565 | 13.2667 | 31.1684 | 0.42565 | 1.901% | 0.42513 | 0.40409 | 1625.6897 | 99.6026 | 905.5939 | 620.4932 | 1677.8405 | 0 | 0 | 1677.8405 | 0.002758%
2027 | DV1 | DV1-3R | Tier-3 | Tier-3---11 | 5--5 | 419 | 100% | 634.2705 | 72.29% | 26.89% | 0.8162% | 22.6974 | 0 | 0 | 22.6974 | 0 | 20.6543 | 7.2869 | 2.8344 | 20.6543 | 7.2869 | 2.8344 | 22.9204 | 8.0864 | 2.8344 | 3.578% | 0.19421 | 0.1846 | 3265.8667 | 390.6526 | 820.8791 | 2054.3349 | 3312.9907 | 0 | 0 | 3312.9907 | 0.004764%
2027 | RA1 | RA1-402R | Tier-3 | Tier-3---4 | 5--5 | 483 | 100% | 861.3982 | 92.86% | 6.845% | 0.2988% | 39.5931 | 0 | 0 | 39.5931 | 0 | 36.0292 | 8.3999 | 4.2892 | 36.0292 | 8.3999 | 4.2892 | 39.9823 | 9.3216 | 4.2892 | 4.596% | 0.12948 | 0.12307 | 6652.8745 | 1118.7394 | 431.7484 | 5102.3868 | 6677.6256 | 0 | 0 | 6677.6256 | 0.008311%
2027 | RB1 | RB1-427R | Tier-3 | Tier-3---7 | 5--5 | 1102 | 100% | 996.0696 | 83.51% | 15.68% | 0.8099% | 41.1767 | 0 | 0 | 41.1767 | 0 | 37.4703 | 19.1651 | 1.9551 | 37.4703 | 19.1651 | 1.9551 | 41.5814 | 21.2678 | 1.9551 | 4.134% | 0.15381 | 0.14619 | 6476.1764 | 929.4617 | 937.2221 | 4609.4925 | 6531.7795 | 0 | 0 | 6531.7795 | 0.008643%
2027 | RB1 | RB1-433R | Tier-3 | Tier-3---10 | 5--5 | 440 | 100% | 717.075 | 94.45% | 5% | 0.5477% | 33.526 | 0 | 0 | 33.526 | 0 | 30.5082 | 7.6521 | 3.9869 | 30.5082 | 7.6521 | 3.9869 | 33.8555 | 8.4917 | 3.9869 | 4.675% | 0.15284 | 0.14528 | 4691.5909 | 760.1035 | 231.5295 | 3699.958 | 4705.1455 | 0 | 0 | 4705.1455 | 0.007037%
2027 | TM1 | TM1-10R | Tier-3 | Tier-3---12 | 5--5 | 454 | 100% | 437.3004 | 95.61% | 3.838% | 0.5568% | 20.695 | 0 | 0 | 20.695 | 0 | 18.8322 | 7.8956 | 2.3852 | 18.8322 | 7.8956 | 2.3852 | 20.8984 | 8.7619 | 2.3852 | 4.732% | 0.093421 | 0.088796 | 4680.975 | 712.9363 | 184.5612 | 3783.4774 | 4691.6885 | 0 | 0 | 4691.6885 | 0.004344%
2028 | 1001 | 1001-1231F | Tier-2 | Tier-2---15 | 3--3 | 6 | 100% | 14.0535 | 92.14% | 7.108% | 0.7568% | 0.64094 | 0 | 0 | 0.64094 | 0 | 0.55637 | 0.09954 | 5.5895 | 0.55637 | 0.09954 | 5.5895 | 0.65041 | 0.11636 | 5.5895 | 4.561% | 0.025088 | 0.023847 | 560.1576 | 85.0993 | 40.4936 | 434.5648 | 562.4519 | 0 | 0 | 562.4519 | 0.0001345%
2028 | 1001 | 1001-1814AE | Tier-2 | Tier-2---11 | 5--3 | 79 | 100% | 47.9998 | 92.92% | 6.426% | 0.6525% | 2.2078 | 0 | 0 | 2.2078 | 0 | 1.9165 | 1.3106 | 1.4623 | 1.9165 | 1.3106 | 1.4623 | 2.2404 | 1.5321 | 1.4623 | 4.6% | 0.094213 | 0.089549 | 509.4829 | 78.1654 | 33.1388 | 398.1787 | 511.361 | 0 | 0 | 511.361 | 0.0004634%
2028 | 1001 | 1001-1820F | Tier-2 | Tier-2---5 | 5--5 | 1219 | 100% | 829.5199 | 57.26% | 42.23% | 0.5113% | 23.5124 | 0 | 0 | 23.5124 | 0 | 20.4103 | 20.2232 | 1.0092 | 20.4103 | 20.2232 | 1.0092 | 23.8598 | 23.6412 | 1.0092 | 2.834% | 0.12846 | 0.1221 | 6457.4377 | 610.0184 | 2517.829 | 3329.5903 | 6601.1622 | 0 | 0 | 6601.1622 | 0.004935%
2028 | 1006 | 1006-829F | Tier-2 | Tier-2---15 | 1--5 | 20 | 100% | 17.7536 | 98.49% | 0% | 1.506% | 0.86556 | 0 | 0 | 0.86556 | 0 | 0.75137 | 0.3318 | 2.2645 | 0.75137 | 0.3318 | 2.2645 | 0.87836 | 0.38788 | 2.2645 | 4.875% | 0.0022112 | 0.0021017 | 8028.9403 | 1624.4298 | 111.3505 | 6293.1601 | 8035.239 | 0 | 0 | 8035.239 | 0.0001817%
2028 | 1021 | 1021-1748F | Tier-3 | Tier-3---2 | 5--5 | 1445 | 100% | 3232.7645 | 89.58% | 10.03% | 0.3884% | 143.3482 | 0 | 0 | 143.3482 | 0 | 124.4356 | 23.9726 | 5.1907 | 124.4356 | 23.9726 | 5.1907 | 145.4666 | 28.0242 | 5.1907 | 4.434% | 0.16564 | 0.15744 | 19517.3055 | 3280.9667 | 1890.5731 | 14345.7657 | 19623.2124 | 0 | 0 | 19623.2124 | 0.03009%
2028 | 1021 | 1021-1760R | Tier-3 | Tier-3---6 | 5--5 | 194 | 100% | 678.7974 | 81.46% | 18.22% | 0.3148% | 27.3725 | 0 | 0 | 27.3725 | 0 | 23.7611 | 3.2185 | 7.3827 | 23.7611 | 3.2185 | 7.3827 | 27.777 | 3.7624 | 7.3827 | 4.032% | 0.10829 | 0.10293 | 6268.2599 | 949.9835 | 1058.3856 | 4259.8908 | 6328.7664 | 0 | 0 | 6328.7664 | 0.005746%
2028 | 1021 | 1021-25R | Tier-3 | Tier-3---2 | 5--5 | 618 | 100% | 1498.4695 | 96.3% | 3.418% | 0.2826% | 71.4297 | 0 | 0 | 71.4297 | 0 | 62.0056 | 10.2526 | 6.0478 | 62.0056 | 10.2526 | 6.0478 | 72.4853 | 11.9854 | 6.0478 | 4.767% | 0.12361 | 0.11749 | 12122.637 | 2220.1266 | 404.4712 | 9498.0392 | 12145.9969 | 0 | 0 | 12145.9969 | 0.01499%
2028 | 1021 | 1021-855 | Tier-3 | Tier-3---10 | 5--5 | 334 | 100% | 466.7529 | 94.79% | 4.788% | 0.426% | 21.8995 | 0 | 0 | 21.8995 | 0 | 19.0102 | 5.5411 | 3.4308 | 19.0102 | 5.5411 | 3.4308 | 22.2231 | 6.4776 | 3.4308 | 4.692% | 0.10909 | 0.10369 | 4278.6432 | 663.1014 | 202.1105 | 3413.4312 | 4290.2623 | 0 | 0 | 4290.2623 | 0.004597%
2028 | 1021 | 1021-883R | Tier-3 | Tier-3---16 | 5--4 | 70 | 100% | 128.5827 | 95.57% | 4.014% | 0.4192% | 6.0827 | 0 | 0 | 6.0827 | 0 | 5.2801 | 1.1613 | 4.5468 | 5.2801 | 1.1613 | 4.5468 | 6.1726 | 1.3576 | 4.5468 | 4.731% | 0.10042 | 0.095448 | 1280.464 | 200.1169 | 52.1937 | 1028.1534 | 1283.4204 | 0 | 0 | 1283.4204 | 0.001277%
2028 | 1021 | 1021-92 | Tier-3 | Tier-3---15 | 5--4 | 28 | 100% | 73.801 | 95.78% | 3.784% | 0.4383% | 3.4989 | 0 | 0 | 3.4989 | 0 | 3.0373 | 0.46452 | 6.5385 | 3.0373 | 0.46452 | 6.5385 | 3.5506 | 0.54303 | 6.5385 | 4.741% | 0.099013 | 0.094112 | 745.3636 | 116.7498 | 26.9385 | 601.6753 | 747.0028 | 0 | 0 | 747.0028 | 0.0007344%
2028 | 1022 | 1022-17F | Tier-3 | Tier-3---4 | 5--5 | 473 | 100% | 887.1334 | 95.91% | 3.733% | 0.3607% | 42.1153 | 0 | 0 | 42.1153 | 0 | 36.5588 | 7.8471 | 4.6589 | 36.5588 | 7.8471 | 4.6589 | 42.7377 | 9.1733 | 4.6589 | 4.747% | 0.10945 | 0.10403 | 8105.3609 | 1393.5381 | 301.1063 | 6410.7165 | 8122.6419 | 0 | 0 | 8122.6419 | 0.00884%
2028 | 1022 | 1022-26R | Tier-3 | Tier-3---15 | 4--4 | 18 | 100% | 67.2303 | 92.09% | 7.549% | 0.3574% | 3.0648 | 0 | 0 | 3.0648 | 0 | 2.6604 | 0.29862 | 8.9091 | 2.6604 | 0.29862 | 8.9091 | 3.1101 | 0.34909 | 8.9091 | 4.559% | 0.092662 | 0.088075 | 725.545 | 109.1423 | 50.7298 | 565.6729 | 728.5325 | 0 | 0 | 728.5325 | 0.0006433%
2028 | 1022 | 1022-322R | Tier-3 | Tier-3---10 | 5--5 | 262 | 100% | 526.8683 | 92.1% | 7.447% | 0.4577% | 24.0185 | 0 | 0 | 24.0185 | 0 | 20.8496 | 4.3466 | 4.7968 | 20.8496 | 4.3466 | 4.7968 | 24.3734 | 5.0812 | 4.7968 | 4.559% | 0.10587 | 0.10063 | 4976.7569 | 830.1937 | 356.0985 | 3790.4647 | 4997.2437 | 0 | 0 | 4997.2437 | 0.005041%
2028 | 1023 | 1023-200R | Tier-2 | Tier-2---5 | 4--5 | 428 | 100% | 340.3967 | 93.71% | 5.554% | 0.7407% | 15.7891 | 0 | 0 | 15.7891 | 0 | 13.7059 | 7.1005 | 1.9303 | 13.7059 | 7.1005 | 1.9303 | 16.0224 | 8.3006 | 1.9303 | 4.638% | 0.083115 | 0.079 | 4095.5104 | 628.6418 | 234.4876 | 3232.381 | 4108.9353 | 0 | 0 | 4108.9353 | 0.003314%
2028 | 1023 | 1023-46AE | Tier-2 | Tier-2---2 | 5--5 | 1949 | 100% | 1480.046 | 74.84% | 24.29% | 0.8655% | 54.8311 | 0 | 0 | 54.8311 | 0 | 47.597 | 32.3339 | 1.472 | 47.597 | 32.3339 | 1.472 | 55.6414 | 37.7987 | 1.472 | 3.705% | 0.13914 | 0.13225 | 10637.4667 | 1301.0798 | 2440.2216 | 6896.1652 | 10776.8346 | 0 | 0 | 10776.8346 | 0.01151%
2028 | 1023 | 1023-48R | Tier-2 | Tier-2---5 | 5--5 | 1169 | 100% | 664.4014 | 85.5% | 12.99% | 1.509% | 28.1206 | 0 | 0 | 28.1206 | 0 | 24.4106 | 19.3937 | 1.2587 | 24.4106 | 19.3937 | 1.2587 | 28.5362 | 22.6715 | 1.2587 | 4.232% | 0.12816 | 0.12182 | 5184.0424 | 718.5028 | 688.8951 | 3776.6445 | 5223.1761 | 0 | 0 | 5223.1761 | 0.005903%
2028 | 1023 | 1023-89R | Tier-2 | Tier-2---11 | 4--4 | 235 | 100% | 171.3673 | 58.84% | 39.57% | 1.585% | 4.9915 | 0 | 0 | 4.9915 | 0 | 4.3329 | 3.8987 | 1.1114 | 4.3329 | 3.8987 | 1.1114 | 5.0652 | 4.5576 | 1.1114 | 2.913% | 0.083403 | 0.079275 | 2054.6806 | 198.0279 | 761.6338 | 1095.0189 | 2098.7199 | 0 | 0 | 2098.7199 | 0.001048%
2028 | 1030 | 1030-1728R | Tier-3 | Tier-3---9 | 5--5 | 100 | 100% | 527.0422 | 83.47% | 16.25% | 0.2733% | 21.7771 | 0 | 0 | 21.7771 | 0 | 18.9039 | 1.659 | 11.3948 | 18.9039 | 1.659 | 11.3948 | 22.0989 | 1.9394 | 11.3948 | 4.132% | 0.23544 | 0.22379 | 2238.5434 | 326.4296 | 340.3101 | 1571.8036 | 2257.8096 | 0 | 0 | 2257.8096 | 0.004571%
2028 | 1030 | 1030-1777 | Tier-3 | Tier-3---5 | 5--5 | 240 | 100% | 1156.6044 | 85.87% | 13.79% | 0.3401% | 49.1606 | 0 | 0 | 49.1606 | 0 | 42.6746 | 3.9816 | 10.7179 | 42.6746 | 3.9816 | 10.7179 | 49.8871 | 4.6545 | 10.7179 | 4.25% | 0.24629 | 0.2341 | 4696.0317 | 680.3464 | 620.6467 | 3395.0386 | 4730.5949 | 0 | 0 | 4730.5949 | 0.01032%
2028 | 1030 | 1030-1823F | Tier-3 | Tier-3---13 | 5--5 | 288 | 100% | 202.5757 | 94.25% | 5.49% | 0.2586% | 9.4511 | 0 | 0 | 9.4511 | 0 | 8.2042 | 4.7779 | 1.7171 | 8.2042 | 4.7779 | 1.7171 | 9.5908 | 5.5854 | 1.7171 | 4.665% | 0.10605 | 0.1008 | 1910.1293 | 293.8795 | 98.2865 | 1517.9633 | 1915.8474 | 0 | 0 | 1915.8474 | 0.001984%
2028 | 1030 | 1030-18R | Tier-3 | Tier-3---7 | 5--5 | 762 | 100% | 693.6608 | 87.49% | 12.21% | 0.2965% | 30.0406 | 0 | 0 | 30.0406 | 0 | 26.0772 | 12.6416 | 2.0628 | 26.0772 | 12.6416 | 2.0628 | 30.4845 | 14.7782 | 2.0628 | 4.331% | 0.23843 | 0.22663 | 2909.3141 | 434.9069 | 331.8024 | 2142.6047 | 2928.2688 | 0 | 0 | 2928.2688 | 0.006306%
2028 | 1030 | 1030-20R | Tier-3 | Tier-3---3 | 5--5 | 1434 | 100% | 2610.2797 | 91.86% | 7.744% | 0.3915% | 118.6968 | 0 | 0 | 118.6968 | 0 | 103.0365 | 23.7901 | 4.3311 | 103.0365 | 23.7901 | 4.3311 | 120.4509 | 27.8109 | 4.3311 | 4.547% | 0.28668 | 0.27249 | 9105.2413 | 1516.1831 | 664.7389 | 6924.3193 | 9143.8195 | 0 | 0 | 9143.8195 | 0.02491%
2028 | 1030 | 1030-42R | Tier-3 | Tier-3---3 | 5--5 | 1366 | 100% | 2942.2545 | 85.79% | 13.83% | 0.3713% | 124.9524 | 0 | 0 | 124.9524 | 0 | 108.4668 | 22.662 | 4.7863 | 108.4668 | 22.662 | 4.7863 | 126.7989 | 26.4921 | 4.7863 | 4.247% | 0.28228 | 0.2683 | 10423.3029 | 1628.0334 | 1345.6404 | 7449.6291 | 10500.4141 | 0 | 0 | 10500.4141 | 0.02623%
2028 | 1030 | 1030-989R | Tier-3 | Tier-3---3 | 5--5 | 1131 | 100% | 3020.5785 | 92.73% | 6.883% | 0.3901% | 138.6439 | 0 | 0 | 138.6439 | 0 | 120.3519 | 18.7633 | 6.4142 | 120.3519 | 18.7633 | 6.4142 | 140.6928 | 21.9345 | 6.4142 | 4.59% | 0.30703 | 0.29183 | 9838.1975 | 1537.3198 | 631.4887 | 7669.389 | 9875.4617 | 0 | 0 | 9875.4617 | 0.0291%
2028 | 1039 | 1039-13 | Tier-2 | Tier-2---3 | 5--5 | 1778 | 100% | 2056.5259 | 80.69% | 18.74% | 0.569% | 82.1418 | 0 | 0 | 82.1418 | 0 | 71.3045 | 29.497 | 2.4173 | 71.3045 | 29.497 | 2.4173 | 83.3557 | 34.4824 | 2.4173 | 3.994% | 0.1351 | 0.12841 | 15222.1821 | 2652.795 | 2719.3692 | 9850.0179 | 15375.2522 | 0 | 0 | 15375.2522 | 0.01724%
2028 | 1073 | 1073-872F | Tier-2 | Tier-2---20 | 3--2 | 92 | 100% | 7.9014 | 70.78% | 23.83% | 5.396% | 0.27682 | 0 | 0 | 0.27682 | 0 | 0.2403 | 1.5263 | 0.15744 | 0.2403 | 1.5263 | 0.15744 | 0.28091 | 1.7842 | 0.15744 | 3.503% | 0.018584 | 0.017664 | 425.1621 | 49.479 | 114.8811 | 260.802 | 431.6327 | 0 | 0 | 431.6327 | 5.81e-05%
2028 | 1073 | 1073-886F | Tier-2 | Tier-2---20 | 3--2 | 25 | 100% | 24.1814 | 4.506% | 95.04% | 0.4562% | 0.053933 | 0 | 0 | 0.053933 | 0 | 0.046817 | 0.41475 | 0.11288 | 0.046817 | 0.41475 | 0.11288 | 0.05473 | 0.48485 | 0.11288 | 0.223% | 0.016776 | 0.015946 | 1441.409 | 12.0618 | 1249.7892 | 179.558 | 1513.0923 | 0 | 0 | 1513.0923 | 1.132e-05%
2028 | 1073 | 1073-887F | Tier-2 | Tier-2---21 | 3--1 | 4 | 100% | 4.8278 | 14.92% | 83.66% | 1.424% | 0.035654 | 0 | 0 | 0.035654 | 0 | 0.03095 | 0.06636 | 0.4664 | 0.03095 | 0.06636 | 0.4664 | 0.036181 | 0.077576 | 0.4664 | 0.7385% | 0.016639 | 0.015815 | 290.1481 | 7.5827 | 212.0226 | 70.5428 | 303.004 | 0 | 0 | 303.004 | 7.484e-06%
2028 | 1090 | 1090-1734 | Tier-3 | Tier-3---16 | 2--5 | 21 | 100% | 102.6812 | 94.73% | 4.077% | 1.193% | 4.8148 | 0 | 0 | 4.8148 | 0 | 4.1796 | 0.34839 | 11.9969 | 4.1796 | 0.34839 | 11.9969 | 4.886 | 0.40727 | 11.9969 | 4.689% | 0.01345 | 0.012784 | 7634.5181 | 1203.6871 | 422.3196 | 6008.5114 | 7655.4733 | 0 | 0 | 7655.4733 | 0.001011%
2028 | 1090 | 1090-636R | Tier-3 | Tier-3---15 | 5--3 | 183 | 100% | 202.402 | 73% | 25.01% | 1.988% | 7.3141 | 0 | 0 | 7.3141 | 0 | 6.3491 | 3.036 | 2.0913 | 6.3491 | 3.036 | 2.0913 | 7.4222 | 3.5491 | 2.0913 | 3.614% | 0.38465 | 0.36561 | 526.2047 | 57.0359 | 118.3494 | 350.8194 | 533.603 | 0 | 0 | 533.603 | 0.001535%
2028 | 1090 | 1090-70F | Tier-2 | Tier-2---15 | 2--5 | 39 | 100% | 35.1863 | 53.14% | 45.71% | 1.154% | 0.92556 | 0 | 0 | 0.92556 | 0 | 0.80344 | 0.64701 | 1.2418 | 0.80344 | 0.64701 | 1.2418 | 0.93923 | 0.75636 | 1.2418 | 2.63% | 0.0083 | 0.0078891 | 4239.3083 | 364.6844 | 1853.0615 | 2021.5624 | 4342.7622 | 0 | 0 | 4342.7622 | 0.0001943%
2028 | 1090 | 1090-73F | Tier-3 | Tier-3---10 | 4--5 | 564 | 100% | 724.1417 | 96.98% | 2.008% | 1.013% | 34.7621 | 0 | 0 | 34.7621 | 0 | 30.1758 | 9.3568 | 3.225 | 30.1758 | 9.3568 | 3.225 | 35.2758 | 10.9382 | 3.225 | 4.8% | 0.046754 | 0.044439 | 15488.4699 | 2874.558 | 442.3847 | 12171.5272 | 15512.8378 | 0 | 0 | 15512.8378 | 0.007297%
2028 | 1090 | 1090-74F | Tier-3 | Tier-3---10 | 4--5 | 628 | 100% | 595.9278 | 96.92% | 1.794% | 1.287% | 28.5897 | 0 | 0 | 28.5897 | 0 | 24.8177 | 10.4185 | 2.3821 | 24.8177 | 10.4185 | 2.3821 | 29.0122 | 12.1794 | 2.3821 | 4.798% | 0.045737 | 0.043473 | 13029.5603 | 2451.0895 | 420.5295 | 10157.9412 | 13050.4642 | 0 | 0 | 13050.4642 | 0.006001%
2028 | 1094 | 1094-35F | Tier-2 | Tier-2---7 | 3--5 | 414 | 100% | 314.0502 | 98.71% | 0% | 1.287% | 15.3455 | 0 | 0 | 15.3455 | 0 | 13.3209 | 6.8683 | 1.9395 | 13.3209 | 6.8683 | 1.9395 | 15.5722 | 8.0291 | 1.9395 | 4.886% | 0.020398 | 0.019388 | 15396.4279 | 2493.2081 | 249.741 | 12653.4788 | 15406.7451 | 0 | 0 | 15406.7451 | 0.003221%
2028 | 1094 | 1094-7 | Tier-2 | Tier-2---17 | 2--4 | 100 | 100% | 23.6343 | 95.14% | 0% | 4.857% | 1.1131 | 0 | 0 | 1.1131 | 0 | 0.96622 | 1.659 | 0.58241 | 0.96622 | 1.659 | 0.58241 | 1.1295 | 1.9394 | 0.58241 | 4.71% | 0.0065074 | 0.0061853 | 3631.9148 | 548.3695 | 294.63 | 2788.9153 | 3641.1014 | 0 | 0 | 3641.1014 | 0.0002336%
2028 | 1100 | 1100-1168F | Tier-2 | Tier-2---18 | 4--2 | 1 | 100% | 7.378 | 90.91% | 7.749% | 1.342% | 0.33201 | 0 | 0 | 0.33201 | 0 | 0.28821 | 0.01659 | 17.3725 | 0.28821 | 0.01659 | 17.3725 | 0.33692 | 0.019394 | 17.3725 | 4.5% | 0.070904 | 0.067394 | 104.0564 | 15.6381 | 7.6766 | 80.7416 | 104.549 | 0 | 0 | 104.549 | 6.969e-05%
2028 | 1100 | 1100-1172R | Tier-2 | Tier-2---7 | 4--5 | 43 | 100% | 224.6699 | 96.97% | 2.526% | 0.5062% | 10.7839 | 0 | 0 | 10.7839 | 0 | 9.3611 | 0.71337 | 13.1224 | 9.3611 | 0.71337 | 13.1224 | 10.9433 | 0.83394 | 13.1224 | 4.8% | 0.080798 | 0.076798 | 2780.644 | 645.5698 | 68.3515 | 2066.7227 | 2785.0355 | 0 | 0 | 2785.0355 | 0.002264%
2028 | 1105 | 1105-1479 | Tier-2 | Tier-2---4 | 5--5 | 120 | 100% | 388.9465 | 99.2% | 0.3457% | 0.4512% | 19.0994 | 0 | 0 | 19.0994 | 0 | 16.5795 | 1.9908 | 8.3281 | 16.5795 | 1.9908 | 8.3281 | 19.3817 | 2.3273 | 8.3281 | 4.911% | 0.10556 | 0.10034 | 3684.559 | 828.8019 | 25.956 | 2829.8012 | 3686.0881 | 0 | 0 | 3686.0881 | 0.004009%
2028 | 1105 | 1105-1483 | Tier-2 | Tier-2---11 | 4--4 | 113 | 100% | 59.1581 | 61.98% | 37.43% | 0.5957% | 1.8149 | 0 | 0 | 1.8149 | 0 | 1.5755 | 1.8747 | 0.84039 | 1.5755 | 1.8747 | 0.84039 | 1.8417 | 2.1915 | 0.84039 | 3.068% | 0.063819 | 0.06066 | 926.9702 | 95.1212 | 282.7416 | 549.1075 | 945.3255 | 0 | 0 | 945.3255 | 0.0003809%
2028 | 1118 | 1118-1718F | Tier-2 | Tier-2---10 | 5--4 | 69 | 100% | 86.4712 | 94.68% | 4.653% | 0.67% | 4.0525 | 0 | 0 | 4.0525 | 0 | 3.5178 | 1.1447 | 3.0731 | 3.5178 | 1.1447 | 3.0731 | 4.1123 | 1.3382 | 3.0731 | 4.686% | 0.10781 | 0.10247 | 802.0788 | 148.072 | 34.1971 | 619.8097 | 804.3024 | 0 | 0 | 804.3024 | 0.0008506%
2028 | 1138 | 1138-6R | Tier-2 | Tier-2---5 | 5--5 | 2029 | 100% | 1117.3657 | 63.79% | 34.95% | 1.264% | 35.2809 | 0 | 0 | 35.2809 | 0 | 30.6261 | 33.6611 | 0.90984 | 30.6261 | 33.6611 | 0.90984 | 35.8023 | 39.3503 | 0.90984 | 3.158% | 0.17153 | 0.16304 | 6514.2797 | 790.3405 | 2180.8634 | 3543.0757 | 6637.1286 | 0 | 0 | 6637.1286 | 0.007405%
2028 | 1162 | 1162-324R | Tier-2 | Tier-2---13 | 4--3 | 24 | 100% | 67.3479 | 58.69% | 38.45% | 2.854% | 1.9567 | 0 | 0 | 1.9567 | 0 | 1.6985 | 0.39816 | 4.266 | 1.6985 | 0.39816 | 4.266 | 1.9856 | 0.46545 | 4.266 | 2.905% | 0.068658 | 0.065259 | 980.9191 | 90.4084 | 338.5141 | 551.9967 | 1002.0201 | 0 | 0 | 1002.0201 | 0.0004107%
2028 | 1162 | 1162-329R | Tier-2 | Tier-2---13 | 4--3 | 25 | 100% | 43.5602 | 84.31% | 12.05% | 3.642% | 1.8179 | 0 | 0 | 1.8179 | 0 | 1.578 | 0.41475 | 3.8048 | 1.578 | 0.41475 | 3.8048 | 1.8447 | 0.48485 | 3.8048 | 4.173% | 0.070019 | 0.066553 | 622.1156 | 81.8972 | 81.6762 | 458.5422 | 627.1997 | 0 | 0 | 627.1997 | 0.0003816%
2028 | 1162 | 1162-363 | Tier-2 | Tier-2---13 | 4--3 | 7 | 100% | 41.7736 | 86.9% | 10.44% | 2.668% | 1.7968 | 0 | 0 | 1.7968 | 0 | 1.5598 | 0.11613 | 13.4313 | 1.5598 | 0.11613 | 13.4313 | 1.8234 | 0.13576 | 13.4313 | 4.301% | 0.064829 | 0.06162 | 644.3653 | 89.5043 | 68.646 | 486.215 | 648.7625 | 0 | 0 | 648.7625 | 0.0003772%
2028 | 1166 | 1166-15R | Tier-3 | Tier-3---11 | 5--5 | 151 | 100% | 528.031 | 87.26% | 12.17% | 0.5736% | 22.8075 | 0 | 0 | 22.8075 | 0 | 19.7984 | 2.5051 | 7.9033 | 19.7984 | 2.5051 | 7.9033 | 23.1446 | 2.9285 | 7.9033 | 4.319% | 0.19397 | 0.18436 | 2722.2863 | 390.5327 | 317.9476 | 2013.8061 | 2740.3485 | 0 | 0 | 2740.3485 | 0.004787%
2028 | 1166 | 1166-18R | Tier-3 | Tier-3---5 | 5--5 | 214 | 100% | 1129.6851 | 97.99% | 1.718% | 0.2919% | 54.7956 | 0 | 0 | 54.7956 | 0 | 47.5662 | 3.5503 | 13.3979 | 47.5662 | 3.5503 | 13.3979 | 55.6054 | 4.1503 | 13.3979 | 4.851% | 0.21365 | 0.20307 | 5287.5602 | 933.108 | 102.1782 | 4252.2741 | 5293.094 | 0 | 0 | 5293.094 | 0.0115%
2028 | 1166 | 1166-342R | Tier-3 | Tier-3---5 | 5--5 | 457 | 100% | 1306.4494 | 92.9% | 6.658% | 0.4418% | 60.0776 | 0 | 0 | 60.0776 | 0 | 52.1513 | 7.5816 | 6.8786 | 52.1513 | 7.5816 | 6.8786 | 60.9654 | 8.863 | 6.8786 | 4.599% | 0.21878 | 0.20795 | 5971.6251 | 888.1999 | 386.1133 | 4697.3119 | 5993.7061 | 0 | 0 | 5993.7061 | 0.01261%
2028 | 1215 | 1215-12R | Tier-3 | Tier-3---9 | 5--4 | 85 | 100% | 1149.8777 | 88.93% | 10.69% | 0.3802% | 50.6191 | 0 | 0 | 50.6191 | 0 | 43.9406 | 1.4102 | 31.1602 | 43.9406 | 1.4102 | 31.1602 | 51.3671 | 1.6485 | 31.1602 | 4.402% | 0.69907 | 0.66447 | 1644.8687 | 214.1134 | 166.723 | 1264.0324 | 1654.3499 | 0 | 0 | 1654.3499 | 0.01062%
2028 | 1215 | 1215-28R | Tier-3 | Tier-3---14 | 5--3 | 52 | 100% | 466.2657 | 75.31% | 24.3% | 0.3892% | 17.3819 | 0 | 0 | 17.3819 | 0 | 15.0886 | 0.86268 | 17.4903 | 15.0886 | 0.86268 | 17.4903 | 17.6387 | 1.0085 | 17.4903 | 3.728% | 0.66756 | 0.63451 | 698.4647 | 77.4157 | 150.4059 | 470.6431 | 707.4453 | 0 | 0 | 707.4453 | 0.003648%
2028 | 1215 | 1215-32R | Tier-3 | Tier-3---7 | 5--4 | 334 | 100% | 1677.0531 | 82.12% | 17.49% | 0.3917% | 68.1738 | 0 | 0 | 68.1738 | 0 | 59.1793 | 5.5411 | 10.6801 | 59.1793 | 5.5411 | 10.6801 | 69.1813 | 6.4776 | 10.6801 | 4.065% | 0.68132 | 0.6476 | 2461.4685 | 295.8109 | 389.7657 | 1775.8918 | 2484.3845 | 0 | 0 | 2484.3845 | 0.01431%
2028 | 1233 | 1233-259R | Tier-3 | Tier-3---16 | 5--4 | 166 | 100% | 252.1704 | 91.31% | 7.348% | 1.341% | 11.3978 | 0 | 0 | 11.3978 | 0 | 9.894 | 2.7539 | 3.5927 | 9.894 | 2.7539 | 3.5927 | 11.5662 | 3.2194 | 3.5927 | 4.52% | 0.12749 | 0.12118 | 1978.0181 | 293.7888 | 180.7034 | 1503.5259 | 1986.9694 | 0 | 0 | 1986.9694 | 0.002392%
2028 | 1233 | 1233-585R | Tier-3 | Tier-3---12 | 5--5 | 452 | 100% | 496.1989 | 88.91% | 10.23% | 0.8642% | 21.8376 | 0 | 0 | 21.8376 | 0 | 18.9564 | 7.4987 | 2.528 | 18.9564 | 7.4987 | 2.528 | 22.1603 | 8.766 | 2.528 | 4.401% | 0.12988 | 0.12345 | 3820.3589 | 569.6038 | 386.1666 | 2864.5885 | 3842.4262 | 0 | 0 | 3842.4262 | 0.004584%
2028 | 1233 | 1233-587R | Tier-3 | Tier-3---13 | 5--5 | 766 | 100% | 468.3326 | 86.93% | 12.01% | 1.054% | 20.1536 | 0 | 0 | 20.1536 | 0 | 17.4947 | 12.708 | 1.3767 | 17.4947 | 12.708 | 1.3767 | 20.4515 | 14.8557 | 1.3767 | 4.303% | 0.13489 | 0.12821 | 3472.0209 | 495.7254 | 420.8281 | 2555.4674 | 3495.6448 | 0 | 0 | 3495.6448 | 0.00423%
2028 | 1233 | 1233-589R | Tier-3 | Tier-3---16 | 5--4 | 112 | 100% | 204.2414 | 92.81% | 6.245% | 0.9483% | 9.3828 | 0 | 0 | 9.3828 | 0 | 8.1448 | 1.8581 | 4.3835 | 8.1448 | 1.8581 | 4.3835 | 9.5214 | 2.1721 | 4.3835 | 4.594% | 0.11751 | 0.11169 | 1738.0856 | 257.6679 | 107.3811 | 1373.0366 | 1744.5963 | 0 | 0 | 1744.5963 | 0.001969%
2028 | 1233 | 1233-591R | Tier-3 | Tier-3---12 | 5--5 | 544 | 100% | 575.4654 | 90.21% | 8.957% | 0.8354% | 25.6963 | 0 | 0 | 25.6963 | 0 | 22.306 | 9.025 | 2.4716 | 22.306 | 9.025 | 2.4716 | 26.076 | 10.5503 | 2.4716 | 4.465% | 0.13142 | 0.12491 | 4378.9662 | 686.8056 | 385.5684 | 3306.5923 | 4401.2964 | 0 | 0 | 4401.2964 | 0.005394%
2028 | 1242 | 1242-1079R | Tier-2 | Tier-2---12 | 2--5 | 27 | 100% | 62.7006 | 97.78% | 0% | 2.22% | 3.0348 | 0 | 0 | 3.0348 | 0 | 2.6344 | 0.44793 | 5.8813 | 2.6344 | 0.44793 | 5.8813 | 3.0796 | 0.52364 | 5.8813 | 4.84% | 0.0067316 | 0.0063984 | 9314.3707 | 3724.1415 | 317.0899 | 5273.1393 | 9325.1374 | 0 | 0 | 9325.1374 | 0.000637%
2028 | 1242 | 1242-1084 | Tier-2 | Tier-2---12 | 2--5 | 77 | 100% | 67.671 | 98.5% | 0% | 1.502% | 3.2994 | 0 | 0 | 3.2994 | 0 | 2.8641 | 1.2774 | 2.2421 | 2.8641 | 1.2774 | 2.2421 | 3.3482 | 1.4933 | 2.2421 | 4.876% | 0.005996 | 0.0056992 | 11286.0292 | 3154.1305 | 158.2746 | 7973.6241 | 11294.8588 | 0 | 0 | 11294.8588 | 0.0006925%
2028 | 1243 | 1243-319R | Tier-2 | Tier-2---9 | 4--4 | 129 | 100% | 157.976 | 95.24% | 3.794% | 0.9624% | 7.4479 | 0 | 0 | 7.4479 | 0 | 6.4652 | 2.1401 | 3.021 | 6.4652 | 2.1401 | 3.021 | 7.5579 | 2.5018 | 3.021 | 4.715% | 0.081051 | 0.077039 | 1949.0936 | 286.756 | 79.621 | 1582.7166 | 1953.9216 | 0 | 0 | 1953.9216 | 0.001563%
2028 | 1243 | 1243-38R | Tier-2 | Tier-2---16 | 4--3 | 20 | 100% | 20.6467 | 96.08% | 2.766% | 1.159% | 0.9819 | 0 | 0 | 0.9819 | 0 | 0.85235 | 0.3318 | 2.5689 | 0.85235 | 0.3318 | 2.5689 | 0.99641 | 0.38788 | 2.5689 | 4.756% | 0.072591 | 0.068997 | 284.4264 | 43.4839 | 9.2234 | 231.7191 | 285.0078 | 0 | 0 | 285.0078 | 0.0002061%
2028 | 1243 | 1243-45R | Tier-2 | Tier-2---7 | 4--5 | 173 | 100% | 254.5086 | 93.11% | 5.994% | 0.8952% | 11.7303 | 0 | 0 | 11.7303 | 0 | 10.1827 | 2.8701 | 3.5479 | 10.1827 | 2.8701 | 3.5479 | 11.9036 | 3.3551 | 3.5479 | 4.609% | 0.087615 | 0.083278 | 2904.8382 | 427.4889 | 168.1582 | 2309.191 | 2915.2597 | 0 | 0 | 2915.2597 | 0.002462%
2028 | 1250 | 1250-27R | Tier-2 | Tier-2---6 | 5--5 | 137 | 100% | 986.6118 | 55.72% | 43.98% | 0.301% | 27.2133 | 0 | 0 | 27.2133 | 0 | 23.6229 | 2.2728 | 10.3936 | 23.6229 | 2.2728 | 10.3936 | 27.6154 | 2.657 | 10.3936 | 2.758% | 0.097369 | 0.09255 | 10132.6684 | 1217.1368 | 4251.8401 | 4663.6915 | 10366.316 | 0 | 0 | 10366.316 | 0.005712%
2028 | 1250 | 1250-671R | Tier-2 | Tier-2---6 | 4--5 | 121 | 100% | 929.0776 | 60.83% | 39% | 0.1645% | 27.9762 | 0 | 0 | 27.9762 | 0 | 24.2852 | 2.0074 | 12.0979 | 24.2852 | 2.0074 | 12.0979 | 28.3897 | 2.3467 | 12.0979 | 3.011% | 0.09205 | 0.087494 | 10093.1841 | 1136.9369 | 3676.6867 | 5279.5604 | 10299.0635 | 0 | 0 | 10299.0635 | 0.005872%
2028 | 1250 | 1250-677R | Tier-2 | Tier-2---3 | 5--5 | 740 | 100% | 1140.8126 | 92.57% | 6.885% | 0.545% | 52.2747 | 0 | 0 | 52.2747 | 0 | 45.3779 | 12.2766 | 3.6963 | 45.3779 | 12.2766 | 3.6963 | 53.0473 | 14.3515 | 3.6963 | 4.582% | 0.11659 | 0.11081 | 9785.2264 | 1563.6458 | 667.8739 | 7553.7067 | 9823.0868 | 0 | 0 | 9823.0868 | 0.01097%
2028 | 1250 | 1250-8R | Tier-2 | Tier-2---4 | 4--5 | 333 | 100% | 384.7428 | 82.72% | 16.59% | 0.6903% | 15.7538 | 0 | 0 | 15.7538 | 0 | 13.6753 | 5.5245 | 2.4754 | 13.6753 | 5.5245 | 2.4754 | 15.9866 | 6.4582 | 2.4754 | 4.095% | 0.092289 | 0.08772 | 4168.9089 | 570.5627 | 668.7462 | 2929.6001 | 4206.4253 | 0 | 0 | 4206.4253 | 0.003307%
2028 | 1448 | 1448-368 | Tier-1 | Non-HFTD---11 | 2--3 | 123 | 100% | 9.6516 | 81.66% | 0% | 18.34% | 0.39014 | 0 | 0 | 0.39014 | 0 | 0.33866 | 2.0406 | 0.16597 | 0.33866 | 2.0406 | 0.16597 | 0.3959 | 2.3855 | 0.16597 | 4.042% | 0.0077936 | 0.0074078 | 1238.3992 | 84.9711 | 737.9517 | 415.4764 | 1250.2268 | 0 | 0 | 1250.2268 | 8.189e-05%
2028 | 1458 | 1458-1056 | Tier-2 | Tier-2---11 | 5--3 | 76 | 100% | 79.604 | 49.93% | 49.51% | 0.5563% | 1.9674 | 0 | 0 | 1.9674 | 0 | 1.7079 | 1.2608 | 1.3545 | 1.7079 | 1.2608 | 1.3545 | 1.9965 | 1.4739 | 1.3545 | 2.472% | 0.13508 | 0.12839 | 589.3284 | 48.7394 | 264.1575 | 276.4315 | 604.6953 | 0 | 0 | 604.6953 | 0.000413%
2028 | 1458 | 1458-1058F | Tier-3 | Tier-3---13 | 5--5 | 17 | 100% | 533.9366 | 37.36% | 62.45% | 0.1834% | 9.8751 | 0 | 0 | 9.8751 | 0 | 8.5722 | 0.28203 | 30.3946 | 8.5722 | 0.28203 | 30.3946 | 10.021 | 0.3297 | 30.3946 | 1.849% | 0.13833 | 0.13149 | 3859.7922 | 265.8584 | 2184.7015 | 1409.2323 | 3985.6981 | 0 | 0 | 3985.6981 | 0.002073%
2028 | 1458 | 1458-1061 | Tier-2 | Tier-2---5 | 5--5 | 221 | 100% | 412.6338 | 86.27% | 13.38% | 0.3514% | 17.621 | 0 | 0 | 17.621 | 0 | 15.2962 | 3.6664 | 4.172 | 15.2962 | 3.6664 | 4.172 | 17.8814 | 4.2861 | 4.172 | 4.27% | 0.14228 | 0.13523 | 2900.2061 | 586.2064 | 364.6762 | 1949.3235 | 2920.9434 | 0 | 0 | 2920.9434 | 0.003699%
2028 | 1458 | 1458-1075F | Tier-3 | Tier-3---20 | 1--5 | 4 | 100% | 5.049 | 99.29% | 0% | 0.71% | 0.24815 | 0 | 0 | 0.24815 | 0 | 0.21541 | 0.06636 | 3.2461 | 0.21541 | 0.06636 | 3.2461 | 0.25182 | 0.077576 | 3.2461 | 4.915% | 0.00013 | 0.00012356 | 38838.3667 | 6319.0217 | 320.6643 | 32198.6807 | 38852.7263 | 0 | 0 | 38852.7263 | 5.209e-05%
2028 | 1458 | 1458-1115F | Tier-2 | Tier-2---18 | 4--2 | 15 | 100% | 65.1969 | 0% | 100% | 0% | 0 | 0 | 0 | 0 | 0 | 0 | 0.24885 | 0 | 0 | 0.24885 | 0 | 0 | 0.29091 | 0 | 0% | 0.091242 | 0.086726 | 714.5495 | 1.4118 | 564.5507 | 148.587 | 751.7617 | 0 | 0 | 751.7617 | 0%
2028 | 1458 | 1458-1117F | Tier-2 | Tier-2---16 | 4--2 | 23 | 100% | 136.3317 | 0% | 100% | 0% | 0 | 0 | 0 | 0 | 0 | 0 | 0.38157 | 0 | 0 | 0.38157 | 0 | 0 | 0.44606 | 0 | 0% | 0.091116 | 0.086606 | 1496.247 | 1.9882 | 1350.0391 | 144.2196 | 1574.1683 | 0 | 0 | 1574.1683 | 0%
2028 | 1458 | 1458-1131R | Tier-3 | Tier-3---4 | 5--5 | 149 | 100% | 1406.6624 | 89.91% | 9.875% | 0.2137% | 62.6052 | 0 | 0 | 62.6052 | 0 | 54.3454 | 2.4719 | 21.9852 | 54.3454 | 2.4719 | 21.9852 | 63.5304 | 2.8897 | 21.9852 | 4.451% | 0.15941 | 0.15152 | 8824.2343 | 1339.2018 | 802.9411 | 6682.0914 | 8870.5956 | 0 | 0 | 8870.5956 | 0.01314%
2028 | 1458 | 1458-456F | Tier-2 | Tier-2---16 | 4--3 | 19 | 100% | 120.5031 | 4.551% | 95.42% | 0.02562% | 0.27144 | 0 | 0 | 0.27144 | 0 | 0.23563 | 0.31521 | 0.74753 | 0.23563 | 0.31521 | 0.74753 | 0.27545 | 0.36848 | 0.74753 | 0.2253% | 0.091761 | 0.087218 | 1313.2339 | 11.3935 | 1113.5701 | 188.2703 | 1378.5121 | 0 | 0 | 1378.5121 | 5.698e-05%
2028 | 1458 | 1458-519 | Tier-2 | Tier-2---17 | 1--5 | 1 | 100% | 7.6147 | 99.51% | 0% | 0.4892% | 0.37508 | 0 | 0 | 0.37508 | 0 | 0.3256 | 0.01659 | 19.6261 | 0.3256 | 0.01659 | 19.6261 | 0.38063 | 0.019394 | 19.6261 | 4.926% | 0.000217 | 0.00020626 | 35090.7714 | 5636.6246 | 740.6939 | 28713.4529 | 35099.7115 | 0 | 0 | 35099.7115 | 7.873e-05%
2028 | 1458 | 1458-565R | Tier-3 | Tier-3---6 | 5--5 | 334 | 100% | 865.4889 | 93.04% | 6.555% | 0.3997% | 39.862 | 0 | 0 | 39.862 | 0 | 34.6029 | 5.5411 | 6.2448 | 34.6029 | 5.5411 | 6.2448 | 40.4511 | 6.4776 | 6.2448 | 4.606% | 0.15819 | 0.15036 | 5471.15 | 831.2842 | 343.7471 | 4296.1187 | 5490.9667 | 0 | 0 | 5490.9667 | 0.008367%
2028 | 1458 | 1458-601R | Tier-3 | Tier-3---2 | 5--5 | 831 | 100% | 3446.9071 | 93.23% | 6.468% | 0.3015% | 159.0724 | 0 | 0 | 159.0724 | 0 | 138.0852 | 13.7863 | 10.0161 | 138.0852 | 13.7863 | 10.0161 | 161.4232 | 16.1163 | 10.0161 | 4.615% | 0.20421 | 0.1941 | 16878.9798 | 3452.9233 | 1062.0214 | 12364.0351 | 16938.4814 | 0 | 0 | 16938.4814 | 0.03339%
2028 | 1525 | 1525-23R | Tier-2 | Tier-2---20 | 4--1 | 9 | 100% | 2.2492 | 62.24% | 25.04% | 12.72% | 0.069291 | 0 | 0 | 0.069291 | 0 | 0.060149 | 0.14931 | 0.40285 | 0.060149 | 0.14931 | 0.40285 | 0.070315 | 0.17455 | 0.40285 | 3.081% | 0.032823 | 0.031198 | 68.526 | 7.5628 | 21.4776 | 39.4855 | 69.8736 | 0 | 0 | 69.8736 | 1.454e-05%
2028 | 157 | 157-165R | Tier-3 | Tier-3---18 | 5--2 | 124 | 100% | 161.4875 | 68.83% | 29.58% | 1.593% | 5.5019 | 0 | 0 | 5.5019 | 0 | 4.776 | 2.0572 | 2.3217 | 4.776 | 2.0572 | 2.3217 | 5.5833 | 2.4048 | 2.3217 | 3.407% | 0.28262 | 0.26863 | 571.4006 | 45.3664 | 164.9781 | 361.0561 | 580.6762 | 0 | 0 | 580.6762 | 0.001155%
2028 | 157 | 157-189R | Tier-3 | Tier-3---9 | 5--4 | 1030 | 100% | 1466.7959 | 72.32% | 26.57% | 1.114% | 52.5064 | 0 | 0 | 52.5064 | 0 | 45.579 | 17.0877 | 2.6674 | 45.579 | 17.0877 | 2.6674 | 53.2824 | 19.9757 | 2.6674 | 3.58% | 0.3705 | 0.35216 | 3959.0061 | 404.1268 | 974.6501 | 2580.2292 | 4016.0828 | 0 | 0 | 4016.0828 | 0.01102%
2028 | 157 | 157-1928R | Tier-3 | Tier-3---11 | 5--4 | 96 | 100% | 379.4778 | 92.67% | 6.848% | 0.4867% | 17.4064 | 0 | 0 | 17.4064 | 0 | 15.1099 | 1.5926 | 9.4873 | 15.1099 | 1.5926 | 9.4873 | 17.6636 | 1.8618 | 9.4873 | 4.587% | 0.2812 | 0.26728 | 1349.4751 | 199.7127 | 87.7056 | 1062.0567 | 1354.6297 | 0 | 0 | 1354.6297 | 0.003654%
2028 | 157 | 157-204R | Tier-3 | Tier-3---11 | 5--4 | 316 | 100% | 728.9999 | 94.73% | 4.338% | 0.9356% | 34.1826 | 0 | 0 | 34.1826 | 0 | 29.6727 | 5.2424 | 5.6601 | 29.6727 | 5.2424 | 5.6601 | 34.6878 | 6.1285 | 5.6601 | 4.689% | 0.32777 | 0.31154 | 2224.1461 | 315.248 | 151.9679 | 1756.9302 | 2230.254 | 0 | 0 | 2230.254 | 0.007175%
2028 | 157 | 157-232R | Tier-3 | Tier-3---11 | 5--4 | 356 | 100% | 737.6356 | 80.19% | 18.85% | 0.9654% | 29.2782 | 0 | 0 | 29.2782 | 0 | 25.4154 | 5.906 | 4.3033 | 25.4154 | 5.906 | 4.3033 | 29.7108 | 6.9042 | 4.3033 | 3.969% | 0.32167 | 0.30575 | 2293.1426 | 264.1373 | 427.4504 | 1601.5549 | 2316.8052 | 0 | 0 | 2316.8052 | 0.006146%
2028 | 157 | 157-257R | Tier-3 | Tier-3---14 | 5--4 | 882 | 100% | 854.144 | 56.45% | 41.98% | 1.572% | 23.8658 | 0 | 0 | 23.8658 | 0 | 20.7171 | 14.6324 | 1.4158 | 20.7171 | 14.6324 | 1.4158 | 24.2185 | 17.1054 | 1.4158 | 2.794% | 0.36686 | 0.3487 | 2328.2535 | 169.8306 | 913.7375 | 1244.6854 | 2381.0619 | 0 | 0 | 2381.0619 | 0.005009%
2028 | 157 | 157-273R | Tier-3 | Tier-3---14 | 5--4 | 441 | 100% | 480.7998 | 81.05% | 17.89% | 1.052% | 19.2905 | 0 | 0 | 19.2905 | 0 | 16.7454 | 7.3162 | 2.2888 | 16.7454 | 7.3162 | 2.2888 | 19.5756 | 8.5527 | 2.2888 | 4.012% | 0.32295 | 0.30696 | 1488.7712 | 174.3464 | 278.1483 | 1036.2764 | 1503.4603 | 0 | 0 | 1503.4603 | 0.004049%
2028 | 157 | 157-81R | Tier-3 | Tier-3---3 | 5--5 | 1391 | 100% | 2882.5826 | 80.96% | 18.44% | 0.5996% | 115.514 | 0 | 0 | 115.514 | 0 | 100.2737 | 23.0767 | 4.3452 | 100.2737 | 23.0767 | 4.3452 | 117.2211 | 26.9769 | 4.3452 | 4.007% | 0.38414 | 0.36512 | 7504.0834 | 990.345 | 1294.8297 | 5218.9087 | 7578.5076 | 0 | 0 | 7578.5076 | 0.02425%
2028 | 175 | 175-2024R | Tier-2 | Tier-2---5 | 5--5 | 593 | 100% | 563.0882 | 93.71% | 5.71% | 0.5784% | 26.1201 | 0 | 0 | 26.1201 | 0 | 22.6739 | 9.8379 | 2.3048 | 22.6739 | 9.8379 | 2.3048 | 26.5061 | 11.5006 | 2.3048 | 4.639% | 0.19114 | 0.18168 | 2945.925 | 621.2029 | 162.2415 | 2162.4806 | 2955.5726 | 0 | 0 | 2955.5726 | 0.005483%
2028 | 175 | 175-24R | Tier-2 | Tier-2---8 | 5--4 | 236 | 100% | 1055.746 | 27.96% | 71.78% | 0.2605% | 14.6103 | 0 | 0 | 14.6103 | 0 | 12.6827 | 3.9152 | 3.2393 | 12.6827 | 3.9152 | 3.2393 | 14.8262 | 4.577 | 3.2393 | 1.384% | 0.17491 | 0.16625 | 6035.8973 | 385.7406 | 3993.7328 | 1656.4239 | 6262.3539 | 0 | 0 | 6262.3539 | 0.003067%
2028 | 175 | 175-64R | Tier-3 | Tier-3---11 | 5--5 | 756 | 100% | 731.7191 | 85.48% | 13.53% | 0.984% | 30.9619 | 0 | 0 | 30.9619 | 0 | 26.877 | 12.5421 | 2.1429 | 26.877 | 12.5421 | 2.1429 | 31.4195 | 14.6618 | 2.1429 | 4.231% | 0.20232 | 0.19231 | 3616.5854 | 555.855 | 463.329 | 2597.4013 | 3643.9277 | 0 | 0 | 3643.9277 | 0.006499%
2028 | 175 | 175-90R | Tier-3 | Tier-3---9 | 5--5 | 864 | 100% | 894.6693 | 80.29% | 18.79% | 0.921% | 35.5586 | 0 | 0 | 35.5586 | 0 | 30.8671 | 14.3338 | 2.1535 | 30.8671 | 14.3338 | 2.1535 | 36.084 | 16.7563 | 2.1535 | 3.974% | 0.20491 | 0.19477 | 4366.1148 | 584.0624 | 757.6208 | 3024.4316 | 4410.9247 | 0 | 0 | 4410.9247 | 0.007464%
2028 | 175 | 175-94R | Tier-2 | Tier-2---10 | 5--4 | 245 | 100% | 275.6722 | 39.95% | 59.59% | 0.4576% | 5.4519 | 0 | 0 | 5.4519 | 0 | 4.7326 | 4.0646 | 1.1644 | 4.7326 | 4.0646 | 1.1644 | 5.5324 | 4.7515 | 1.1644 | 1.978% | 0.16555 | 0.15736 | 1665.1861 | 117.2564 | 895.8047 | 652.125 | 1717.2587 | 0 | 0 | 1717.2587 | 0.001144%
2028 | 176 | 176-161R | Tier-3 | Tier-3---5 | 5--5 | 575 | 100% | 1442.7596 | 90.39% | 9.157% | 0.4576% | 64.5504 | 0 | 0 | 64.5504 | 0 | 56.034 | 9.5393 | 5.874 | 56.034 | 9.5393 | 5.874 | 65.5044 | 11.1515 | 5.874 | 4.474% | 0.22417 | 0.21307 | 6436.0353 | 957.8537 | 605.899 | 4872.2826 | 6468.2597 | 0 | 0 | 6468.2597 | 0.01355%
2028 | 176 | 176-164R | Tier-3 | Tier-3---11 | 5--5 | 357 | 100% | 613.402 | 87.29% | 12.01% | 0.6968% | 26.5055 | 0 | 0 | 26.5055 | 0 | 23.0085 | 5.9226 | 3.8848 | 23.0085 | 5.9226 | 3.8848 | 26.8972 | 6.9236 | 3.8848 | 4.321% | 0.20727 | 0.19701 | 2959.4233 | 422.7131 | 329.6607 | 2207.0495 | 2979.0056 | 0 | 0 | 2979.0056 | 0.005564%
2028 | 176 | 176-1834R | Tier-3 | Tier-3---5 | 5--5 | 870 | 100% | 1527.634 | 81.51% | 17.94% | 0.5573% | 61.6342 | 0 | 0 | 61.6342 | 0 | 53.5025 | 14.4333 | 3.7069 | 53.5025 | 14.4333 | 3.7069 | 62.545 | 16.8727 | 3.7069 | 4.035% | 0.23205 | 0.22056 | 6583.3295 | 1087.0711 | 1168.7765 | 4327.4819 | 6646.7304 | 0 | 0 | 6646.7304 | 0.01294%
2028 | 176 | 176-1836R | Tier-2 | Tier-2---11 | 5--3 | 30 | 100% | 176.1999 | 27.39% | 72.07% | 0.5367% | 2.389 | 0 | 0 | 2.389 | 0 | 2.0738 | 0.4977 | 4.1668 | 2.0738 | 0.4977 | 4.1668 | 2.4243 | 0.58182 | 4.1668 | 1.356% | 0.10638 | 0.10111 | 1656.3379 | 87.619 | 1121.6433 | 447.0755 | 1718.9695 | 0 | 0 | 1718.9695 | 0.0005015%
2028 | 176 | 176-1845R | Tier-3 | Tier-3---11 | 5--5 | 270 | 100% | 550.3123 | 86.34% | 12.77% | 0.8885% | 23.5203 | 0 | 0 | 23.5203 | 0 | 20.4171 | 4.4793 | 4.5581 | 20.4171 | 4.4793 | 4.5581 | 23.8679 | 5.2364 | 4.5581 | 4.274% | 0.20978 | 0.19939 | 2623.3078 | 370.7068 | 320.9781 | 1931.6229 | 2641.9652 | 0 | 0 | 2641.9652 | 0.004937%
2028 | 176 | 176-194R | Tier-3 | Tier-3---9 | 5--5 | 451 | 100% | 677.779 | 83.64% | 15.51% | 0.8494% | 28.061 | 0 | 0 | 28.061 | 0 | 24.3588 | 7.4821 | 3.2556 | 24.3588 | 7.4821 | 3.2556 | 28.4757 | 8.7467 | 3.2556 | 4.14% | 0.21542 | 0.20476 | 3146.314 | 445.8846 | 458.0112 | 2242.4182 | 3173.1215 | 0 | 0 | 3173.1215 | 0.00589%
2028 | 176 | 176-197F | Tier-3 | Tier-3---5 | 5--5 | 1054 | 100% | 1901.6652 | 78.35% | 21.16% | 0.4918% | 73.7557 | 0 | 0 | 73.7557 | 0 | 64.0248 | 17.4859 | 3.6615 | 64.0248 | 17.4859 | 3.6615 | 74.8457 | 20.4412 | 3.6615 | 3.878% | 0.23242 | 0.22091 | 8182.1472 | 1427.4932 | 1620.6818 | 5133.9723 | 8274.3863 | 0 | 0 | 8274.3863 | 0.01548%
2028 | 176 | 176-200F | Tier-3 | Tier-3---15 | 5--4 | 77 | 100% | 342.7574 | 49.83% | 49.91% | 0.2576% | 8.4543 | 0 | 0 | 8.4543 | 0 | 7.3389 | 1.2774 | 5.745 | 7.3389 | 1.2774 | 5.745 | 8.5793 | 1.4933 | 5.745 | 2.467% | 0.18529 | 0.17612 | 1849.8169 | 153.4619 | 845.5193 | 850.8357 | 1898.1484 | 0 | 0 | 1898.1484 | 0.001775%
2028 | 177 | 177-955 | Tier-2 | Tier-2---5 | 5--5 | 36 | 100% | 950.0511 | 33.62% | 66.04% | 0.3363% | 15.8108 | 0 | 0 | 15.8108 | 0 | 13.7248 | 0.59724 | 22.9804 | 13.7248 | 0.59724 | 22.9804 | 16.0445 | 0.69818 | 22.9804 | 1.664% | 0.11726 | 0.11145 | 8102.2285 | 665.4806 | 4864.4056 | 2572.3423 | 8382.3153 | 0 | 0 | 8382.3153 | 0.003319%
2028 | 178 | 178-968AE | Tier-2 | Tier-2---18 | 3--3 | 9 | 100% | 15.4322 | 73.56% | 0% | 26.44% | 0.56191 | 0 | 0 | 0.56191 | 0 | 0.48778 | 0.14931 | 3.2669 | 0.48778 | 0.14931 | 3.2669 | 0.57022 | 0.17455 | 3.2669 | 3.641% | 0.018466 | 0.017552 | 835.6994 | 94.2014 | 379.7988 | 361.6992 | 847.2069 | 0 | 0 | 847.2069 | 0.0001179%
2028 | 178 | 178-982 | Tier-2 | Tier-2---21 | 1--1 | 3 | 100% | 0.93128 | 13.4% | 0% | 86.6% | 0.0061774 | 0 | 0 | 0.0061774 | 0 | 0.0053624 | 0.04977 | 0.10774 | 0.0053624 | 0.04977 | 0.10774 | 0.0062687 | 0.058182 | 0.10774 | 0.6633% | 0.0033454 | 0.0031798 | 278.3757 | 0.63264 | 254.3025 | 23.4406 | 290.9303 | 0 | 0 | 290.9303 | 1.297e-06%
2028 | 182 | 182-2240F | Tier-2 | Tier-2---2 | 5--5 | 1311 | 100% | 1849.4802 | 64.04% | 35.59% | 0.3658% | 58.6279 | 0 | 0 | 58.6279 | 0 | 50.8929 | 21.7495 | 2.34 | 50.8929 | 21.7495 | 2.34 | 59.4943 | 25.4254 | 2.34 | 3.17% | 0.1455 | 0.1383 | 12710.8197 | 2473.4049 | 4337.8066 | 5899.6082 | 12948.8593 | 0 | 0 | 12948.8593 | 0.01231%
2028 | 182 | 182-2250 | Tier-2 | Tier-2---8 | 5--5 | 11 | 100% | 188.3209 | 97.39% | 2.141% | 0.4657% | 9.0789 | 0 | 0 | 9.0789 | 0 | 7.8811 | 0.18249 | 43.1863 | 7.8811 | 0.18249 | 43.1863 | 9.2131 | 0.21333 | 43.1863 | 4.821% | 0.10496 | 0.099761 | 1794.2707 | 286.1267 | 42.0773 | 1466.0666 | 1796.7063 | 0 | 0 | 1796.7063 | 0.001906%
2028 | 182 | 182-2252R | Tier-2 | Tier-2---5 | 5--5 | 338 | 100% | 437.4034 | 92.58% | 6.861% | 0.5557% | 20.0457 | 0 | 0 | 20.0457 | 0 | 17.401 | 5.6074 | 3.1032 | 17.401 | 5.6074 | 3.1032 | 20.342 | 6.5551 | 3.1032 | 4.583% | 0.11307 | 0.10747 | 3868.3889 | 593.9237 | 259.5961 | 3014.8691 | 3883.3295 | 0 | 0 | 3883.3295 | 0.004208%
2028 | 182 | 182-2254R | Tier-2 | Tier-2---11 | 5--4 | 17 | 100% | 74.8792 | 92.6% | 6.527% | 0.8705% | 3.4323 | 0 | 0 | 3.4323 | 0 | 2.9795 | 0.28203 | 10.5644 | 2.9795 | 0.28203 | 10.5644 | 3.4831 | 0.3297 | 10.5644 | 4.584% | 0.10223 | 0.097167 | 732.4796 | 113.3566 | 46.859 | 572.264 | 735.3014 | 0 | 0 | 735.3014 | 0.0007205%
2028 | 183 | 183-439 | Tier-2 | Tier-2---14 | 3--5 | 85 | 100% | 138.4322 | 24.55% | 74.86% | 0.5956% | 1.6821 | 0 | 0 | 1.6821 | 0 | 1.4602 | 1.4102 | 1.0355 | 1.4602 | 1.4102 | 1.0355 | 1.707 | 1.6485 | 1.0355 | 1.215% | 0.018422 | 0.01751 | 7514.4213 | 312.7649 | 5165.0291 | 2036.6274 | 7809.6923 | 0 | 0 | 7809.6923 | 0.0003531%
2028 | 183 | 183-440 | Tier-2 | Tier-2---12 | 3--5 | 180 | 100% | 173.9797 | 32.16% | 66.62% | 1.222% | 2.7698 | 0 | 0 | 2.7698 | 0 | 2.4044 | 2.9862 | 0.80516 | 2.4044 | 2.9862 | 0.80516 | 2.8108 | 3.4909 | 0.80516 | 1.592% | 0.025335 | 0.024081 | 6867.059 | 365.5871 | 4285.7066 | 2215.7653 | 7109.6613 | 0 | 0 | 7109.6613 | 0.0005814%
2028 | 185 | 185-51F | Tier-2 | Tier-2---7 | 4--5 | 481 | 100% | 390.6047 | 65.18% | 33.32% | 1.503% | 12.602 | 0 | 0 | 12.602 | 0 | 10.9393 | 7.9798 | 1.3709 | 10.9393 | 7.9798 | 1.3709 | 12.7882 | 9.3285 | 1.3709 | 3.226% | 0.048222 | 0.045835 | 8100.2023 | 1032.7815 | 2609.1587 | 4458.2621 | 8247.0995 | 0 | 0 | 8247.0995 | 0.002645%
2028 | 196 | 196-43F | Tier-2 | Tier-2---17 | 3--4 | 138 | 100% | 88.7043 | 1.997% | 97.73% | 0.2744% | 0.087686 | 0 | 0 | 0.087686 | 0 | 0.076117 | 2.2894 | 0.033247 | 0.076117 | 2.2894 | 0.033247 | 0.088982 | 2.6764 | 0.033247 | 0.09885% | 0.017356 | 0.016497 | 5110.7559 | 20.3981 | 4582.2226 | 508.1351 | 5371.5979 | 0 | 0 | 5371.5979 | 1.841e-05%
2028 | 197 | 197-1150F | Tier-2 | Tier-2---15 | 3--4 | 2 | 100% | 37.9092 | 96.86% | 0.4538% | 2.686% | 1.8176 | 0 | 0 | 1.8176 | 0 | 1.5778 | 0.03318 | 47.5523 | 1.5778 | 0.03318 | 47.5523 | 1.8445 | 0.038788 | 47.5523 | 4.795% | 0.021777 | 0.020699 | 1740.8051 | 277.2878 | 48.7789 | 1414.7385 | 1743.6514 | 0 | 0 | 1743.6514 | 0.0003815%
2028 | 197 | 197-1155F | Tier-2 | Tier-2---21 | 1--4 | 27 | 100% | 2.6346 | 91.13% | 0% | 8.87% | 0.11884 | 0 | 0 | 0.11884 | 0 | 0.10316 | 0.44793 | 0.23031 | 0.10316 | 0.44793 | 0.23031 | 0.1206 | 0.52364 | 0.23031 | 4.511% | 0.0010316 | 0.00098054 | 2553.8632 | 379.4847 | 234.4628 | 1939.9157 | 2565.6607 | 0 | 0 | 2565.6607 | 2.495e-05%
2028 | 198 | 198-37R | Tier-2 | Tier-2---9 | 4--5 | 103 | 100% | 225.7204 | 81.18% | 16.94% | 1.877% | 9.0709 | 0 | 0 | 9.0709 | 0 | 7.8741 | 1.7088 | 4.608 | 7.8741 | 1.7088 | 4.608 | 9.2049 | 1.9976 | 4.608 | 4.019% | 0.030671 | 0.029153 | 7359.4074 | 2410.2174 | 1700.5946 | 3248.5954 | 7431.5203 | 0 | 0 | 7431.5203 | 0.001904%
2028 | 204 | 204-32R | Tier-2 | Tier-2---11 | 4--4 | 301 | 100% | 174.7993 | 90.03% | 3.465% | 6.507% | 7.7897 | 0 | 0 | 7.7897 | 0 | 6.762 | 4.9936 | 1.3541 | 6.762 | 4.9936 | 1.3541 | 7.9048 | 5.8376 | 1.3541 | 4.456% | 0.087106 | 0.082794 | 2006.7428 | 246.9421 | 179.8959 | 1579.9048 | 2017.1643 | 0 | 0 | 2017.1643 | 0.001635%
2028 | 205 | 205-1550 | Tier-2 | Tier-2---15 | 2--4 | 9 | 100% | 27.6639 | 93.54% | 0% | 6.46% | 1.2809 | 0 | 0 | 1.2809 | 0 | 1.1119 | 0.14931 | 7.4469 | 1.1119 | 0.14931 | 7.4469 | 1.2998 | 0.17455 | 7.4469 | 4.63% | 0.008789 | 0.0083539 | 3147.5552 | 439.5356 | 466.2565 | 2241.7631 | 3158.1449 | 0 | 0 | 3158.1449 | 0.0002689%
2028 | 206 | 206-1105 | Tier-2 | Tier-2---9 | 3--5 | 66 | 100% | 189.805 | 98.58% | 0% | 1.419% | 9.2621 | 0 | 0 | 9.2621 | 0 | 8.0401 | 1.0949 | 7.3429 | 8.0401 | 1.0949 | 7.3429 | 9.3989 | 1.28 | 7.3429 | 4.88% | 0.014019 | 0.013325 | 13539.1253 | 2187.5417 | 263.1851 | 11088.3985 | 13549.1271 | 0 | 0 | 13549.1271 | 0.001944%
2028 | 206 | 206-1817 | Tier-2 | Tier-2---4 | 4--5 | 385 | 100% | 414.414 | 98.25% | 0% | 1.752% | 20.154 | 0 | 0 | 20.154 | 0 | 17.495 | 6.3872 | 2.7391 | 17.495 | 6.3872 | 2.7391 | 20.4519 | 7.4667 | 2.7391 | 4.863% | 0.038208 | 0.036317 | 10846.319 | 1742.1104 | 241.9911 | 8862.2175 | 10856.2171 | 0 | 0 | 10856.2171 | 0.00423%
2028 | 209 | 209-1769F | Tier-2 | Tier-2---6 | 5--5 | 1294 | 100% | 1246.6839 | 98.28% | 0% | 1.716% | 60.6517 | 0 | 0 | 60.6517 | 0 | 52.6497 | 21.4675 | 2.4525 | 52.6497 | 21.4675 | 2.4525 | 61.5481 | 25.0957 | 2.4525 | 4.865% | 0.11169 | 0.10616 | 11161.7212 | 1795.9566 | 261.2581 | 9104.5065 | 11171.6974 | 0 | 0 | 11171.6974 | 0.01273%
2028 | 210 | 210-172R | Tier-2 | Tier-2---11 | 5--2 | 202 | 100% | 187.8449 | 74.26% | 23.89% | 1.85% | 6.9052 | 0 | 0 | 6.9052 | 0 | 5.9941 | 3.3512 | 1.7887 | 5.9941 | 3.3512 | 1.7887 | 7.0072 | 3.9176 | 1.7887 | 3.676% | 0.32588 | 0.30975 | 576.4292 | 39.7856 | 130.795 | 405.8486 | 584.1554 | 0 | 0 | 584.1554 | 0.001449%
2028 | 210 | 210-392R | Tier-2 | Tier-2---10 | 5--3 | 360 | 100% | 420.3387 | 65.56% | 32.94% | 1.504% | 13.641 | 0 | 0 | 13.641 | 0 | 11.8413 | 5.9724 | 1.9827 | 11.8413 | 5.9724 | 1.9827 | 13.8426 | 6.9818 | 1.9827 | 3.245% | 0.34771 | 0.33049 | 1208.8925 | 89.1732 | 378.0363 | 741.683 | 1230.5744 | 0 | 0 | 1230.5744 | 0.002863%
2028 | 210 | 210-394R | Tier-2 | Tier-2---16 | 5--2 | 240 | 100% | 90.8214 | 45.65% | 51.72% | 2.624% | 2.0524 | 0 | 0 | 2.0524 | 0 | 1.7816 | 3.9816 | 0.44746 | 1.7816 | 3.9816 | 0.44746 | 2.0827 | 4.6545 | 0.44746 | 2.26% | 0.31841 | 0.30265 | 285.2308 | 14.2948 | 124.8192 | 146.1168 | 293.3036 | 0 | 0 | 293.3036 | 0.0004308%
2028 | 210 | 210-9R | Tier-2 | Tier-2---13 | 5--2 | 183 | 100% | 204.3186 | 25.26% | 73.76% | 0.9801% | 2.5548 | 0 | 0 | 2.5548 | 0 | 2.2177 | 3.036 | 0.73049 | 2.2177 | 3.036 | 0.73049 | 2.5926 | 3.5491 | 0.73049 | 1.25% | 0.31397 | 0.29843 | 650.7604 | 21.6073 | 447.6112 | 181.5419 | 676.0897 | 0 | 0 | 676.0897 | 0.0005363%
2028 | 211 | 211-279R | Tier-2 | Tier-2---10 | 5--3 | 410 | 100% | 472.6727 | 73.92% | 24.32% | 1.766% | 17.295 | 0 | 0 | 17.295 | 0 | 15.0132 | 6.8019 | 2.2072 | 15.0132 | 6.8019 | 2.2072 | 17.5506 | 7.9515 | 2.2072 | 3.659% | 0.37314 | 0.35467 | 1266.7597 | 81.8701 | 334.8802 | 850.0094 | 1283.9654 | 0 | 0 | 1283.9654 | 0.00363%
2028 | 211 | 211-312R | Tier-2 | Tier-2---8 | 5--3 | 321 | 100% | 754.0624 | 63.09% | 35.39% | 1.526% | 23.5477 | 0 | 0 | 23.5477 | 0 | 20.441 | 5.3254 | 3.8384 | 20.441 | 5.3254 | 3.8384 | 23.8957 | 6.2254 | 3.8384 | 3.123% | 0.39031 | 0.37099 | 1931.9795 | 162.2508 | 643.7527 | 1125.9761 | 1969.1194 | 0 | 0 | 1969.1194 | 0.004943%
2028 | 211 | 211-771R | Tier-3 | Tier-3---14 | 5--4 | 1148 | 100% | 617.3051 | 73.22% | 25.44% | 1.334% | 22.3748 | 0 | 0 | 22.3748 | 0 | 19.4228 | 19.0453 | 1.0198 | 19.4228 | 19.0453 | 1.0198 | 22.7055 | 22.2642 | 1.0198 | 3.625% | 0.3743 | 0.35578 | 1649.207 | 127.1804 | 388.1922 | 1133.8343 | 1672.204 | 0 | 0 | 1672.204 | 0.004696%
2028 | 212 | 212-1177R | Tier-2 | Tier-2---8 | 5--4 | 386 | 100% | 484.9484 | 83.96% | 14.37% | 1.67% | 20.155 | 0 | 0 | 20.155 | 0 | 17.4958 | 6.4037 | 2.7321 | 17.4958 | 6.4037 | 2.7321 | 20.4528 | 7.4861 | 2.7321 | 4.156% | 0.15054 | 0.14309 | 3221.4606 | 348.4219 | 528.8758 | 2344.1629 | 3248.3676 | 0 | 0 | 3248.3676 | 0.004231%
2028 | 212 | 212-1204R | Tier-2 | Tier-2---8 | 5--4 | 267 | 100% | 431.7599 | 82.12% | 16.51% | 1.365% | 17.5508 | 0 | 0 | 17.5508 | 0 | 15.2353 | 4.4295 | 3.4395 | 15.2353 | 4.4295 | 3.4395 | 17.8102 | 5.1782 | 3.4395 | 4.065% | 0.19221 | 0.18269 | 2246.3396 | 244.3912 | 383.4547 | 1618.4937 | 2267.2561 | 0 | 0 | 2267.2561 | 0.003684%
2028 | 212 | 212-638R | Tier-2 | Tier-2---11 | 5--4 | 39 | 100% | 157.455 | 96.47% | 1.863% | 1.664% | 7.5191 | 0 | 0 | 7.5191 | 0 | 6.5271 | 0.64701 | 10.0881 | 6.5271 | 0.64701 | 10.0881 | 7.6302 | 0.75636 | 10.0881 | 4.775% | 0.10708 | 0.10177 | 1470.5114 | 155.1186 | 63.8116 | 1251.5811 | 1473.2126 | 0 | 0 | 1473.2126 | 0.001578%
2028 | 212 | 212-725R | Tier-3 | Tier-3---10 | 5--5 | 1799 | 100% | 749.6423 | 94.58% | 4.636% | 0.779% | 35.0978 | 0 | 0 | 35.0978 | 0 | 30.4671 | 29.8454 | 1.0208 | 30.4671 | 29.8454 | 1.0208 | 35.6164 | 34.8897 | 1.0208 | 4.682% | 0.13941 | 0.13251 | 5377.288 | 738.7725 | 258.1994 | 4380.3161 | 5392.4534 | 0 | 0 | 5392.4534 | 0.007367%
2028 | 212 | 212-734R | Tier-2 | Tier-2---10 | 5--4 | 23 | 100% | 405.6391 | 93.64% | 4.241% | 2.118% | 18.8023 | 0 | 0 | 18.8023 | 0 | 16.3216 | 0.38157 | 42.7748 | 16.3216 | 0.38157 | 42.7748 | 19.0801 | 0.44606 | 42.7748 | 4.635% | 0.17753 | 0.16875 | 2284.84 | 188.9421 | 239.3419 | 1856.5561 | 2292.4067 | 0 | 0 | 2292.4067 | 0.003947%
2028 | 212 | 212-739R | Tier-3 | Tier-3---15 | 5--4 | 658 | 100% | 301.7157 | 89.07% | 9.028% | 1.906% | 13.302 | 0 | 0 | 13.302 | 0 | 11.547 | 10.9162 | 1.0578 | 11.547 | 10.9162 | 1.0578 | 13.4986 | 12.7612 | 1.0578 | 4.409% | 0.13097 | 0.12449 | 2303.7005 | 251.0522 | 237.9772 | 1814.6711 | 2316.8178 | 0 | 0 | 2316.8178 | 0.002792%
2028 | 212 | 212-743R | Tier-2 | Tier-2---13 | 5--3 | 63 | 100% | 81.923 | 90.82% | 6.613% | 2.567% | 3.6829 | 0 | 0 | 3.6829 | 0 | 3.197 | 1.0452 | 3.0588 | 3.197 | 1.0452 | 3.0588 | 3.7373 | 1.2218 | 3.0588 | 4.496% | 0.11654 | 0.11078 | 702.9342 | 71.3752 | 58.8304 | 572.7286 | 706.2949 | 0 | 0 | 706.2949 | 0.000773%
2028 | 212 | 212-758R | Tier-2 | Tier-2---8 | 5--4 | 268 | 100% | 381.3507 | 89.63% | 8.808% | 1.561% | 16.9197 | 0 | 0 | 16.9197 | 0 | 14.6874 | 4.4461 | 3.3034 | 14.6874 | 4.4461 | 3.3034 | 17.1697 | 5.1976 | 3.3034 | 4.437% | 0.1427 | 0.13564 | 2672.3387 | 313.5648 | 256.9237 | 2101.8502 | 2686.7681 | 0 | 0 | 2686.7681 | 0.003551%
2028 | 212 | 212-773R | Tier-2 | Tier-2---5 | 5--4 | 413 | 100% | 677.1103 | 83.18% | 15.77% | 1.046% | 27.8801 | 0 | 0 | 27.8801 | 0 | 24.2017 | 6.8517 | 3.5322 | 24.2017 | 6.8517 | 3.5322 | 28.2921 | 8.0097 | 3.5322 | 4.118% | 0.19881 | 0.18897 | 3405.7885 | 402.585 | 522.8709 | 2480.3327 | 3435.6179 | 0 | 0 | 3435.6179 | 0.005852%
2028 | 212 | 212-799R | Tier-2 | Tier-2---10 | 5--4 | 105 | 100% | 254.923 | 88.52% | 10.12% | 1.358% | 11.1702 | 0 | 0 | 11.1702 | 0 | 9.6965 | 1.742 | 5.5665 | 9.6965 | 1.742 | 5.5665 | 11.3353 | 2.0364 | 5.5665 | 4.382% | 0.12493 | 0.11875 | 2040.5268 | 236.751 | 211.9535 | 1591.8223 | 2052.7246 | 0 | 0 | 2052.7246 | 0.002345%
2028 | 212 | 212-880R | Tier-2 | Tier-2---16 | 5--2 | 94 | 100% | 30.3116 | 92.5% | 4.382% | 3.114% | 1.3879 | 0 | 0 | 1.3879 | 0 | 1.2048 | 1.5595 | 0.77259 | 1.2048 | 1.5595 | 0.77259 | 1.4085 | 1.823 | 0.77259 | 4.579% | 0.10736 | 0.10205 | 282.3367 | 28.4993 | 19.5005 | 234.337 | 283.4389 | 0 | 0 | 283.4389 | 0.0002913%
2028 | 212 | 212-886R | Tier-2 | Tier-2---8 | 5--4 | 160 | 100% | 472.8052 | 94.27% | 4.633% | 1.099% | 22.0624 | 0 | 0 | 22.0624 | 0 | 19.1516 | 2.6544 | 7.215 | 19.1516 | 2.6544 | 7.215 | 22.3885 | 3.103 | 7.215 | 4.666% | 0.18767 | 0.17838 | 2519.3545 | 323.5371 | 126.2126 | 2069.6048 | 2526.8745 | 0 | 0 | 2526.8745 | 0.004631%
2028 | 212 | 212-888R | Tier-2 | Tier-2---8 | 5--4 | 125 | 100% | 346.5382 | 90.95% | 7.817% | 1.237% | 15.6005 | 0 | 0 | 15.6005 | 0 | 13.5423 | 2.0738 | 6.5303 | 13.5423 | 2.0738 | 6.5303 | 15.8311 | 2.4242 | 6.5303 | 4.502% | 0.13116 | 0.12466 | 2642.179 | 334.1686 | 213.131 | 2094.8795 | 2654.6375 | 0 | 0 | 2654.6375 | 0.003275%
2028 | 214 | 214-1122R | Tier-3 | Tier-3---3 | 5--5 | 1694 | 100% | 2893.3725 | 90.28% | 9.311% | 0.4067% | 129.3045 | 0 | 0 | 129.3045 | 0 | 112.2447 | 28.1035 | 3.994 | 112.2447 | 28.1035 | 3.994 | 131.2154 | 32.8533 | 3.994 | 4.469% | 0.26918 | 0.25585 | 10749.0069 | 1574.7708 | 951.5348 | 8222.7013 | 10803.4034 | 0 | 0 | 10803.4034 | 0.02714%
2028 | 214 | 214-1135R | Tier-3 | Tier-3---6 | 4--5 | 980 | 100% | 805.3146 | 95.2% | 3.81% | 0.9931% | 37.9484 | 0 | 0 | 37.9484 | 0 | 32.9416 | 16.2582 | 2.0262 | 32.9416 | 16.2582 | 2.0262 | 38.5092 | 19.006 | 2.0262 | 4.712% | 0.090777 | 0.086284 | 8871.3507 | 1468.4713 | 438.4999 | 6964.3795 | 8893.5417 | 0 | 0 | 8893.5417 | 0.007965%
2028 | 214 | 214-17AE | Tier-3 | Tier-3---17 | 4--4 | 1791 | 100% | 127.491 | 90.35% | 5.503% | 4.145% | 5.7019 | 0 | 0 | 5.7019 | 0 | 4.9496 | 29.7127 | 0.16658 | 4.9496 | 29.7127 | 0.16658 | 5.7862 | 34.7345 | 0.16658 | 4.472% | 0.071957 | 0.068395 | 1771.7769 | 216.0551 | 150.3479 | 1405.374 | 1780.6795 | 0 | 0 | 1780.6795 | 0.001197%
2028 | 214 | 214-4R | Tier-3 | Tier-3---17 | 4--4 | 892 | 100% | 89.6399 | 90.66% | 5.945% | 3.4% | 4.0225 | 0 | 0 | 4.0225 | 0 | 3.4918 | 14.7983 | 0.23596 | 3.4918 | 14.7983 | 0.23596 | 4.082 | 17.2994 | 0.23596 | 4.487% | 0.059676 | 0.056722 | 1502.1196 | 200.0517 | 124.6473 | 1177.4206 | 1509.4294 | 0 | 0 | 1509.4294 | 0.0008443%
2028 | 214 | 214-536R | Tier-3 | Tier-3---17 | 4--4 | 433 | 100% | 96.9267 | 93.35% | 4.585% | 2.069% | 4.4786 | 0 | 0 | 4.4786 | 0 | 3.8877 | 7.1835 | 0.54121 | 3.8877 | 7.1835 | 0.54121 | 4.5448 | 8.3976 | 0.54121 | 4.621% | 0.053744 | 0.051083 | 1803.5024 | 246.1785 | 178.6516 | 1378.6723 | 1809.7517 | 0 | 0 | 1809.7517 | 0.0009401%
2028 | 214 | 214-583R | Tier-3 | Tier-3---13 | 4--5 | 318 | 100% | 328.9866 | 94.06% | 4.474% | 1.469% | 15.3171 | 0 | 0 | 15.3171 | 0 | 13.2962 | 5.2756 | 2.5203 | 13.2962 | 5.2756 | 2.5203 | 15.5435 | 6.1673 | 2.5203 | 4.656% | 0.070413 | 0.066928 | 4672.2426 | 712.2083 | 352.9213 | 3607.1129 | 4686.7021 | 0 | 0 | 4686.7021 | 0.003215%
2028 | 214 | 214-613R | Tier-3 | Tier-3---14 | 5--3 | 1357 | 100% | 480.8617 | 49.89% | 49.25% | 0.8586% | 11.8746 | 0 | 0 | 11.8746 | 0 | 10.3079 | 22.5126 | 0.45787 | 10.3079 | 22.5126 | 0.45787 | 12.0501 | 26.3175 | 0.45787 | 2.469% | 0.43289 | 0.41146 | 1110.8228 | 86.441 | 501.4412 | 522.9406 | 1139.8124 | 0 | 0 | 1139.8124 | 0.002492%
2028 | 214 | 214-647R | Tier-3 | Tier-3---8 | 5--5 | 617 | 100% | 2287.3818 | 92.77% | 6.976% | 0.2574% | 105.0353 | 0 | 0 | 105.0353 | 0 | 91.1775 | 10.236 | 8.9075 | 91.1775 | 10.236 | 8.9075 | 106.5875 | 11.966 | 8.9075 | 4.592% | 0.23844 | 0.22663 | 9593.2735 | 1427.6996 | 628.6999 | 7536.874 | 9629.4117 | 0 | 0 | 9629.4117 | 0.02205%
2028 | 215 | 215-1531R | Tier-2 | Tier-2---2 | 5--5 | 729 | 100% | 1398.9852 | 84.15% | 15.42% | 0.4283% | 58.2745 | 0 | 0 | 58.2745 | 0 | 50.586 | 12.0941 | 4.1827 | 50.586 | 12.0941 | 4.1827 | 59.1357 | 14.1382 | 4.1827 | 4.165% | 0.20291 | 0.19287 | 6894.5825 | 1039.1679 | 1002.2008 | 4853.2138 | 6951.4886 | 0 | 0 | 6951.4886 | 0.01223%
2028 | 215 | 215-1534R | Tier-2 | Tier-2---1 | 5--5 | 471 | 100% | 1734.1452 | 88.98% | 10.7% | 0.3246% | 76.3804 | 0 | 0 | 76.3804 | 0 | 66.3032 | 7.8139 | 8.4853 | 66.3032 | 7.8139 | 8.4853 | 77.5092 | 9.1345 | 8.4853 | 4.404% | 0.1982 | 0.18839 | 8749.2684 | 1441.1188 | 882.1072 | 6426.0424 | 8799.4812 | 0 | 0 | 8799.4812 | 0.01603%
2028 | 215 | 215-1544R | Tier-2 | Tier-2---8 | 5--4 | 156 | 100% | 205.9069 | 87.21% | 11.98% | 0.8132% | 8.8888 | 0 | 0 | 8.8888 | 0 | 7.7161 | 2.588 | 2.9814 | 7.7161 | 2.588 | 2.9814 | 9.0202 | 3.0255 | 2.9814 | 4.317% | 0.10891 | 0.10352 | 1890.6466 | 333.0962 | 217.1495 | 1340.4009 | 1903.2393 | 0 | 0 | 1903.2393 | 0.001866%
2028 | 215 | 215-38R | Tier-3 | Tier-3---10 | 5--5 | 354 | 100% | 650.1784 | 91.15% | 8.25% | 0.6037% | 29.3345 | 0 | 0 | 29.3345 | 0 | 25.4643 | 5.8729 | 4.3359 | 25.4643 | 5.8729 | 4.3359 | 29.768 | 6.8654 | 4.3359 | 4.512% | 0.12528 | 0.11908 | 5189.8024 | 828.3476 | 472.2938 | 3889.161 | 5213.7305 | 0 | 0 | 5213.7305 | 0.006157%
2028 | 216 | 216-1859F | Tier-3 | Tier-3---4 | 5--5 | 445 | 100% | 1336.0946 | 91.63% | 7.965% | 0.4046% | 60.6013 | 0 | 0 | 60.6013 | 0 | 52.6059 | 7.3826 | 7.1257 | 52.6059 | 7.3826 | 7.1257 | 61.4969 | 8.6303 | 7.1257 | 4.536% | 0.15704 | 0.14927 | 8507.7615 | 1421.0211 | 648.1937 | 6438.5467 | 8544.8444 | 0 | 0 | 8544.8444 | 0.01272%
2028 | 216 | 216-220R | Tier-3 | Tier-3---20 | 1--5 | 7 | 100% | 7.0463 | 99.01% | 0% | 0.9852% | 0.34535 | 0 | 0 | 0.34535 | 0 | 0.29979 | 0.11613 | 2.5815 | 0.29979 | 0.11613 | 2.5815 | 0.35046 | 0.13576 | 2.5815 | 4.901% | 0.000285 | 0.00027089 | 24723.7218 | 3992.0434 | 221.2684 | 20510.41 | 24736.4072 | 0 | 0 | 24736.4072 | 7.249e-05%
2028 | 217 | 217-41AE | Tier-2 | Tier-2---8 | 5--4 | 997 | 100% | 548.1248 | 61.28% | 37.04% | 1.683% | 16.6264 | 0 | 0 | 16.6264 | 0 | 14.4328 | 16.5402 | 0.87259 | 14.4328 | 16.5402 | 0.87259 | 16.8721 | 19.3357 | 0.87259 | 3.033% | 0.19664 | 0.1869 | 2787.4845 | 272.106 | 973.6181 | 1541.7603 | 2843.6939 | 0 | 0 | 2843.6939 | 0.00349%
2028 | 217 | 217-48AE | Tier-2 | Tier-2---8 | 5--4 | 790 | 100% | 701.5771 | 53.79% | 44.81% | 1.4% | 18.6798 | 0 | 0 | 18.6798 | 0 | 16.2153 | 13.1061 | 1.2372 | 16.2153 | 13.1061 | 1.2372 | 18.9559 | 15.3212 | 1.2372 | 2.663% | 0.20236 | 0.19234 | 3466.9889 | 313.4539 | 1406.954 | 1746.581 | 3550.4247 | 0 | 0 | 3550.4247 | 0.003921%
2028 | 217 | 217-835R | Tier-3 | Tier-3---5 | 5--5 | 1010 | 100% | 1459.42 | 90.56% | 8.764% | 0.6769% | 65.4212 | 0 | 0 | 65.4212 | 0 | 56.7898 | 16.7559 | 3.3892 | 56.7898 | 16.7559 | 3.3892 | 66.388 | 19.5879 | 3.3892 | 4.483% | 0.28412 | 0.27006 | 5136.5819 | 779.5394 | 417.5644 | 3939.4781 | 5161.8362 | 0 | 0 | 5161.8362 | 0.01373%
2028 | 217 | 217-837R | Tier-3 | Tier-3---12 | 5--5 | 866 | 100% | 680.508 | 71.93% | 26.93% | 1.134% | 24.231 | 0 | 0 | 24.231 | 0 | 21.0341 | 14.367 | 1.4641 | 21.0341 | 14.367 | 1.4641 | 24.5891 | 16.7951 | 1.4641 | 3.561% | 0.14269 | 0.13563 | 4769.0891 | 589.9072 | 1292.048 | 2887.1339 | 4838.7956 | 0 | 0 | 4838.7956 | 0.005086%
2028 | 217 | 217-972R | Tier-2 | Tier-2---8 | 5--4 | 923 | 100% | 360.9866 | 64.42% | 33.78% | 1.803% | 11.5112 | 0 | 0 | 11.5112 | 0 | 9.9924 | 15.3126 | 0.65256 | 9.9924 | 15.3126 | 0.65256 | 11.6813 | 17.9006 | 0.65256 | 3.189% | 0.18227 | 0.17325 | 1980.496 | 214.776 | 614.2082 | 1151.5119 | 2017.1929 | 0 | 0 | 2017.1929 | 0.002416%
2028 | 217 | 217-983R | Tier-3 | Tier-3---5 | 5--5 | 249 | 100% | 1187.4841 | 92.09% | 7.578% | 0.3365% | 54.1281 | 0 | 0 | 54.1281 | 0 | 46.9867 | 4.1309 | 11.3744 | 46.9867 | 4.1309 | 11.3744 | 54.928 | 4.8291 | 11.3744 | 4.558% | 0.2438 | 0.23173 | 4870.8263 | 716.2537 | 353.1181 | 3801.4544 | 4890.9032 | 0 | 0 | 4890.9032 | 0.01136%
2028 | 220 | 220-288R | Tier-3 | Tier-3---14 | 5--4 | 187 | 100% | 437.6752 | 81.99% | 17.08% | 0.9315% | 17.7636 | 0 | 0 | 17.7636 | 0 | 15.4199 | 3.1023 | 4.9704 | 15.4199 | 3.1023 | 4.9704 | 18.0261 | 3.6267 | 4.9704 | 4.059% | 0.37523 | 0.35666 | 1166.4109 | 131.8052 | 200.8528 | 833.7529 | 1177.3495 | 0 | 0 | 1177.3495 | 0.003729%
2028 | 220 | 220-294R | Tier-3 | Tier-3---14 | 5--3 | 978 | 100% | 720.9399 | 58.97% | 39.92% | 1.12% | 21.0426 | 0 | 0 | 21.0426 | 0 | 18.2664 | 16.225 | 1.1258 | 18.2664 | 16.225 | 1.1258 | 21.3536 | 18.9672 | 1.1258 | 2.919% | 0.44397 | 0.422 | 1623.8364 | 124.0259 | 599.3861 | 900.4244 | 1658.5379 | 0 | 0 | 1658.5379 | 0.004417%
2028 | 220 | 220-298R | Tier-3 | Tier-3---11 | 5--4 | 2947 | 100% | 1053.2838 | 64.6% | 33.51% | 1.887% | 33.6832 | 0 | 0 | 33.6832 | 0 | 29.2392 | 48.8908 | 0.59805 | 29.2392 | 48.8908 | 0.59805 | 34.181 | 57.1539 | 0.59805 | 3.198% | 0.50177 | 0.47693 | 2099.1459 | 164.9638 | 658.2461 | 1275.9359 | 2137.8399 | 0 | 0 | 2137.8399 | 0.00707%
2028 | 221 | 221-1230F | Tier-3 | Tier-3---12 | 4--5 | 161 | 100% | 637.2245 | 99.48% | 0% | 0.5187% | 31.379 | 0 | 0 | 31.379 | 0 | 27.239 | 2.671 | 10.1981 | 27.239 | 2.671 | 10.1981 | 31.8427 | 3.1224 | 10.1981 | 4.924% | 0.035843 | 0.034069 | 17778.1145 | 2647.4462 | 83.7682 | 15046.9001 | 17782.9169 | 0 | 0 | 17782.9169 | 0.006586%
2028 | 221 | 221-23R | Tier-3 | Tier-3---11 | 5--5 | 1068 | 100% | 764.9858 | 67.26% | 31.99% | 0.7569% | 25.4678 | 0 | 0 | 25.4678 | 0 | 22.1077 | 17.7181 | 1.2477 | 22.1077 | 17.7181 | 1.2477 | 25.8442 | 20.7127 | 1.2477 | 3.329% | 0.19945 | 0.18957 | 3835.5267 | 452.4998 | 1178.7605 | 2204.2664 | 3900.9309 | 0 | 0 | 3900.9309 | 0.005346%
2028 | 221 | 221-344R | Tier-3 | Tier-3---13 | 5--4 | 1386 | 100% | 642.3372 | 83.79% | 15.02% | 1.193% | 26.6423 | 0 | 0 | 26.6423 | 0 | 23.1273 | 22.9938 | 1.0058 | 23.1273 | 22.9938 | 1.0058 | 27.0361 | 26.88 | 1.0058 | 4.148% | 0.2115 | 0.20103 | 3037.0437 | 366.2743 | 441.4951 | 2229.2742 | 3062.6782 | 0 | 0 | 3062.6782 | 0.005592%
2028 | 221 | 221-35 | Tier-2 | Tier-2---10 | 5--3 | 16 | 100% | 111.3988 | 96.62% | 2.989% | 0.3886% | 5.328 | 0 | 0 | 5.328 | 0 | 4.625 | 0.26544 | 17.4241 | 4.625 | 0.26544 | 17.4241 | 5.4067 | 0.3103 | 17.4241 | 4.783% | 0.17281 | 0.16425 | 644.6479 | 94.7644 | 26.1294 | 523.7541 | 645.7818 | 0 | 0 | 645.7818 | 0.001118%
2028 | 221 | 221-37AE | Tier-3 | Tier-3---11 | 5--5 | 1029 | 100% | 769.7343 | 85.13% | 14.19% | 0.6769% | 32.4379 | 0 | 0 | 32.4379 | 0 | 28.1582 | 17.0711 | 1.6495 | 28.1582 | 17.0711 | 1.6495 | 32.9172 | 19.9563 | 1.6495 | 4.214% | 0.19925 | 0.18939 | 3863.0999 | 511.5521 | 574.4994 | 2777.0485 | 3893.0064 | 0 | 0 | 3893.0064 | 0.006809%
2028 | 221 | 221-38AE | Tier-3 | Tier-3---17 | 5--3 | 144 | 100% | 225.9712 | 8.218% | 91.4% | 0.3782% | 0.91919 | 0 | 0 | 0.91919 | 0 | 0.79791 | 2.389 | 0.334 | 0.79791 | 2.389 | 0.334 | 0.93277 | 2.7927 | 0.334 | 0.4068% | 0.16917 | 0.1608 | 1335.7574 | 19.3633 | 1034.9942 | 281.3999 | 1399.6044 | 0 | 0 | 1399.6044 | 0.0001929%
2028 | 221 | 221-675R | Tier-2 | Tier-2---8 | 5--4 | 113 | 100% | 383.5958 | 97.43% | 1.747% | 0.8215% | 18.5004 | 0 | 0 | 18.5004 | 0 | 16.0595 | 1.8747 | 8.5666 | 16.0595 | 1.8747 | 8.5666 | 18.7738 | 2.1915 | 8.5666 | 4.823% | 0.22072 | 0.20979 | 1737.9263 | 228.1325 | 87.6764 | 1422.1174 | 1740.2506 | 0 | 0 | 1740.2506 | 0.003883%
2028 | 221 | 221-6R | Tier-2 | Tier-2---5 | 5--5 | 6 | 100% | 616.9841 | 99.25% | 0.1999% | 0.5529% | 30.3108 | 0 | 0 | 30.3108 | 0 | 26.3118 | 0.09954 | 264.3333 | 26.3118 | 0.09954 | 264.3333 | 30.7587 | 0.11636 | 264.3333 | 4.913% | 0.21604 | 0.20535 | 2855.887 | 420.5436 | 58.2104 | 2377.133 | 2857.0066 | 0 | 0 | 2857.0066 | 0.006362%
2028 | 221 | 221-782R | Tier-3 | Tier-3---17 | 5--3 | 333 | 100% | 156.081 | 94.9% | 3.083% | 2.022% | 7.3316 | 0 | 0 | 7.3316 | 0 | 6.3643 | 5.5245 | 1.152 | 6.3643 | 5.5245 | 1.152 | 7.44 | 6.4582 | 1.152 | 4.697% | 0.2472 | 0.23496 | 631.3929 | 85.1107 | 27.1817 | 519.1005 | 633.0714 | 0 | 0 | 633.0714 | 0.001539%
2028 | 221 | 221-788 | Tier-3 | Tier-3---12 | 5--5 | 365 | 100% | 677.5152 | 96.42% | 3.298% | 0.2798% | 32.3372 | 0 | 0 | 32.3372 | 0 | 28.0708 | 6.0554 | 4.6357 | 28.0708 | 6.0554 | 4.6357 | 32.815 | 7.0788 | 4.6357 | 4.773% | 0.18975 | 0.18036 | 3570.5978 | 586.4326 | 168.8515 | 2815.3137 | 3577.2505 | 0 | 0 | 3577.2505 | 0.006788%
2028 | 221 | 221-824 | Tier-3 | Tier-3---13 | 5--4 | 172 | 100% | 431.5232 | 83.48% | 15.96% | 0.5616% | 17.831 | 0 | 0 | 17.831 | 0 | 15.4785 | 2.8535 | 5.4244 | 15.4785 | 2.8535 | 5.4244 | 18.0945 | 3.3358 | 5.4244 | 4.132% | 0.18396 | 0.17486 | 2345.6862 | 321.7207 | 355.7349 | 1668.2306 | 2365.8706 | 0 | 0 | 2365.8706 | 0.003743%
2028 | 222 | 222-1433R | Tier-3 | Tier-3---5 | 5--5 | 173 | 100% | 1073.7524 | 96.43% | 3.224% | 0.3472% | 51.2525 | 0 | 0 | 51.2525 | 0 | 44.4905 | 2.8701 | 15.5015 | 44.4905 | 2.8701 | 15.5015 | 52.0099 | 3.3551 | 15.5015 | 4.773% | 0.37266 | 0.35421 | 2881.3332 | 440.8984 | 92.1003 | 2348.3345 | 2886.6922 | 0 | 0 | 2886.6922 | 0.01076%
2028 | 222 | 222-1503R | Tier-3 | Tier-3---15 | 5--4 | 573 | 100% | 289.1141 | 77.72% | 21.59% | 0.6888% | 11.1231 | 0 | 0 | 11.1231 | 0 | 9.6556 | 9.5061 | 1.0157 | 9.6556 | 9.5061 | 1.0157 | 11.2875 | 11.1127 | 1.0157 | 3.847% | 0.23465 | 0.22303 | 1232.1205 | 140.7183 | 258.7997 | 832.6024 | 1246.4147 | 0 | 0 | 1246.4147 | 0.002335%
2028 | 222 | 222-1523R | Tier-3 | Tier-3---7 | 5--5 | 2453 | 100% | 1341.7279 | 81.78% | 17.54% | 0.6801% | 54.3129 | 0 | 0 | 54.3129 | 0 | 47.1472 | 40.6953 | 1.1585 | 47.1472 | 40.6953 | 1.1585 | 55.1156 | 47.5733 | 1.1585 | 4.048% | 0.26901 | 0.25569 | 4987.6805 | 618.9983 | 835.0785 | 3533.6036 | 5035.0131 | 0 | 0 | 5035.0131 | 0.0114%
2028 | 222 | 222-1986R | Tier-3 | Tier-3---1 | 5--5 | 895 | 100% | 6887.3845 | 91.59% | 8.216% | 0.1933% | 312.256 | 0 | 0 | 312.256 | 0 | 271.0585 | 14.8481 | 18.2555 | 271.0585 | 14.8481 | 18.2555 | 316.8705 | 17.3576 | 18.2555 | 4.534% | 0.41507 | 0.39452 | 16593.3004 | 2725.7619 | 1237.4149 | 12630.1236 | 16665.9691 | 0 | 0 | 16665.9691 | 0.06554%
2028 | 222 | 222-1988R | Tier-3 | Tier-3---11 | 5--4 | 47 | 100% | 316.0275 | 91.8% | 8.01% | 0.1868% | 14.3611 | 0 | 0 | 14.3611 | 0 | 12.4664 | 0.77973 | 15.9881 | 12.4664 | 0.77973 | 15.9881 | 14.5734 | 0.91151 | 15.9881 | 4.544% | 0.34461 | 0.32755 | 917.0546 | 137.1058 | 68.1895 | 711.7593 | 920.9692 | 0 | 0 | 920.9692 | 0.003014%
2028 | 222 | 222-1990R | Tier-3 | Tier-3---1 | 5--5 | 409 | 100% | 4318.7821 | 96.21% | 3.588% | 0.2018% | 205.6787 | 0 | 0 | 205.6787 | 0 | 178.5426 | 6.7853 | 26.3131 | 178.5426 | 6.7853 | 26.3131 | 208.7183 | 7.9321 | 26.3131 | 4.762% | 0.41211 | 0.39171 | 10479.6421 | 1615.523 | 393.9401 | 8470.179 | 10500.323 | 0 | 0 | 10500.323 | 0.04317%
2028 | 222 | 222-1992R | Tier-3 | Tier-3---18 | 5--2 | 40 | 100% | 77.8798 | 51.19% | 47.85% | 0.9609% | 1.9735 | 0 | 0 | 1.9735 | 0 | 1.7131 | 0.6636 | 2.5815 | 1.7131 | 0.6636 | 2.5815 | 2.0027 | 0.77576 | 2.5815 | 2.534% | 0.22115 | 0.2102 | 352.1575 | 26.3738 | 147.8812 | 177.9024 | 361.1086 | 0 | 0 | 361.1086 | 0.0004142%
2028 | 222 | 222-2013R | Tier-3 | Tier-3---7 | 5--5 | 1410 | 100% | 1434.8215 | 80% | 19.3% | 0.6983% | 56.8219 | 0 | 0 | 56.8219 | 0 | 49.3251 | 23.3919 | 2.1086 | 49.3251 | 23.3919 | 2.1086 | 57.6616 | 27.3454 | 2.1086 | 3.96% | 0.27927 | 0.26545 | 5137.7317 | 647.5611 | 923.7481 | 3566.4225 | 5191.2329 | 0 | 0 | 5191.2329 | 0.01193%
2028 | 222 | 222-2063 | Tier-3 | Tier-3---9 | 5--5 | 237 | 100% | 621.1772 | 98.86% | 0.7243% | 0.4185% | 30.3969 | 0 | 0 | 30.3969 | 0 | 26.3865 | 3.9318 | 6.711 | 26.3865 | 3.9318 | 6.711 | 30.8461 | 4.5964 | 6.711 | 4.893% | 0.23776 | 0.22599 | 2612.6138 | 401.8596 | 25.7342 | 2185.02 | 2614.1686 | 0 | 0 | 2614.1686 | 0.00638%
2028 | 222 | 222-2085 | Tier-3 | Tier-3---3 | 5--5 | 3377 | 100% | 3261.4227 | 83.38% | 16% | 0.6198% | 134.6122 | 0 | 0 | 134.6122 | 0 | 116.8522 | 56.0245 | 2.0857 | 116.8522 | 56.0245 | 2.0857 | 136.6016 | 65.4933 | 2.0857 | 4.127% | 0.35117 | 0.33379 | 9287.3202 | 1207.9834 | 1459.1451 | 6620.1916 | 9367.6954 | 0 | 0 | 9367.6954 | 0.02826%
2028 | 223 | 223-536R | Tier-2 | Tier-2---19 | 1--4 | 4 | 100% | 4.8357 | 94.16% | 0% | 5.835% | 0.2254 | 0 | 0 | 0.2254 | 0 | 0.19566 | 0.06636 | 2.9485 | 0.19566 | 0.06636 | 2.9485 | 0.22873 | 0.077576 | 2.9485 | 4.661% | 0.0018852 | 0.0017919 | 2565.0639 | 388.8234 | 137.2862 | 2038.9544 | 2572.8591 | 0 | 0 | 2572.8591 | 4.731e-05%
2028 | 230 | 230-1008R | Tier-2 | Tier-2---16 | 4--3 | 10 | 100% | 29.9584 | 96.46% | 2.54% | 0.9994% | 1.4305 | 0 | 0 | 1.4305 | 0 | 1.2417 | 0.1659 | 7.4848 | 1.2417 | 0.1659 | 7.4848 | 1.4516 | 0.19394 | 7.4848 | 4.775% | 0.055697 | 0.05294 | 537.8829 | 82.2553 | 33.2931 | 422.3344 | 538.8743 | 0 | 0 | 538.8743 | 0.0003003%
2028 | 230 | 230-127AE | Tier-2 | Tier-2---7 | 5--5 | 1039 | 100% | 422.4651 | 76.79% | 21.48% | 1.73% | 16.0577 | 0 | 0 | 16.0577 | 0 | 13.9391 | 17.237 | 0.80867 | 13.9391 | 17.237 | 0.80867 | 16.295 | 20.1503 | 0.80867 | 3.801% | 0.093988 | 0.089336 | 4494.8739 | 563.2432 | 960.6446 | 2970.9861 | 4549.2118 | 0 | 0 | 4549.2118 | 0.003371%
2028 | 230 | 230-133AE | Tier-2 | Tier-2---6 | 5--5 | 1418 | 100% | 947.6516 | 88.55% | 10.64% | 0.8078% | 41.5386 | 0 | 0 | 41.5386 | 0 | 36.0582 | 23.5246 | 1.5328 | 36.0582 | 23.5246 | 1.5328 | 42.1524 | 27.5006 | 1.5328 | 4.383% | 0.095565 | 0.090834 | 9916.3461 | 1445.4329 | 1050.4793 | 7420.4339 | 9975.4668 | 0 | 0 | 9975.4668 | 0.008719%
2028 | 230 | 230-1586R | Tier-2 | Tier-2---7 | 4--5 | 1039 | 100% | 476.4865 | 62.01% | 36.72% | 1.273% | 14.6255 | 0 | 0 | 14.6255 | 0 | 12.6959 | 17.237 | 0.73655 | 12.6959 | 17.237 | 0.73655 | 14.8417 | 20.1503 | 0.73655 | 3.069% | 0.084625 | 0.080436 | 5630.5637 | 561.1393 | 2038.0856 | 3031.3388 | 5741.9633 | 0 | 0 | 5741.9633 | 0.00307%
2028 | 230 | 230-1606R | Tier-2 | Tier-2---11 | 4--4 | 329 | 100% | 185.0767 | 40.42% | 58.67% | 0.9045% | 3.7033 | 0 | 0 | 3.7033 | 0 | 3.2147 | 5.4581 | 0.58897 | 3.2147 | 5.4581 | 0.58897 | 3.758 | 6.3806 | 0.58897 | 2.001% | 0.062818 | 0.059709 | 2946.2367 | 194.5466 | 1610.7155 | 1140.9746 | 3037.6479 | 0 | 0 | 3037.6479 | 0.0007773%
2028 | 230 | 230-181 | Tier-2 | Tier-2---9 | 4--4 | 165 | 100% | 148.8171 | 90.62% | 8.321% | 1.055% | 6.6758 | 0 | 0 | 6.6758 | 0 | 5.795 | 2.7374 | 2.117 | 5.795 | 2.7374 | 2.117 | 6.7744 | 3.2 | 2.117 | 4.486% | 0.063241 | 0.060111 | 2353.1666 | 304.6061 | 482.4063 | 1566.1542 | 2364.6565 | 0 | 0 | 2364.6565 | 0.001401%
2028 | 230 | 230-2060R | Tier-2 | Tier-2---4 | 4--5 | 865 | 100% | 578.2503 | 86.36% | 12.53% | 1.105% | 24.7195 | 0 | 0 | 24.7195 | 0 | 21.4582 | 14.3504 | 1.4953 | 21.4582 | 14.3504 | 1.4953 | 25.0849 | 16.7757 | 1.4953 | 4.275% | 0.088414 | 0.084038 | 6540.2273 | 927.2098 | 823.7907 | 4789.2268 | 6586.6807 | 0 | 0 | 6586.6807 | 0.005189%
2028 | 230 | 230-2067 | Tier-2 | Tier-2---16 | 4--3 | 13 | 100% | 24.6544 | 66.14% | 33% | 0.8592% | 0.8072 | 0 | 0 | 0.8072 | 0 | 0.7007 | 0.21567 | 3.249 | 0.7007 | 0.21567 | 3.249 | 0.81913 | 0.25212 | 3.249 | 3.274% | 0.054619 | 0.051915 | 451.389 | 49.4904 | 139.1284 | 262.7702 | 459.348 | 0 | 0 | 459.348 | 0.0001694%
2028 | 230 | 230-371AE | Tier-2 | Tier-2---13 | 4--3 | 106 | 100% | 66.0989 | 47.04% | 51.57% | 1.387% | 1.5392 | 0 | 0 | 1.5392 | 0 | 1.3361 | 1.7585 | 0.7598 | 1.3361 | 1.7585 | 0.7598 | 1.562 | 2.0558 | 0.7598 | 2.329% | 0.059006 | 0.056085 | 1120.2069 | 86.6285 | 524.1056 | 509.4728 | 1151.1006 | 0 | 0 | 1151.1006 | 0.0003231%
2028 | 231 | 231-1136R | Tier-2 | Tier-2---7 | 4--5 | 1011 | 100% | 532.5953 | 91.49% | 6.883% | 1.625% | 24.1206 | 0 | 0 | 24.1206 | 0 | 20.9382 | 16.7725 | 1.2484 | 20.9382 | 16.7725 | 1.2484 | 24.477 | 19.6072 | 1.2484 | 4.529% | 0.054655 | 0.051949 | 9744.7482 | 1528.1869 | 1244.2736 | 6972.2877 | 9787.9229 | 0 | 0 | 9787.9229 | 0.005063%
2028 | 231 | 231-1635R | Tier-2 | Tier-2---4 | 5--5 | 3541 | 100% | 1024.1696 | 93.53% | 4.422% | 2.048% | 47.4165 | 0 | 0 | 47.4165 | 0 | 41.1606 | 58.7452 | 0.70066 | 41.1606 | 58.7452 | 0.70066 | 48.1173 | 68.6739 | 0.70066 | 4.63% | 0.11648 | 0.11071 | 8792.8912 | 1469.9696 | 598.2137 | 6724.7079 | 8822.5165 | 0 | 0 | 8822.5165 | 0.009953%
2028 | 232 | 232-40AE | Tier-2 | Tier-2---19 | 2--3 | 6 | 100% | 11.1503 | 0.2712% | 98.76% | 0.9657% | 0.001497 | 0 | 0 | 0.001497 | 0 | 0.0012995 | 0.09954 | 0.013055 | 0.0012995 | 0.09954 | 0.013055 | 0.0015191 | 0.11636 | 0.013055 | 0.01343% | 0.0059544 | 0.0056597 | 1872.6196 | 2.8979 | 1701.602 | 168.1196 | 1969.8771 | 0 | 0 | 1969.8771 | 3.142e-07%
2028 | 233 | 233-123R | Tier-2 | Tier-2---4 | 4--5 | 1420 | 100% | 528.7545 | 93.49% | 4.613% | 1.898% | 24.4691 | 0 | 0 | 24.4691 | 0 | 21.2408 | 23.5578 | 0.90165 | 21.2408 | 23.5578 | 0.90165 | 24.8307 | 27.5394 | 0.90165 | 4.628% | 0.06125 | 0.058219 | 8632.6707 | 1309.838 | 600.1971 | 6722.6355 | 8661.9434 | 0 | 0 | 8661.9434 | 0.005136%
2028 | 233 | 233-41R | Tier-2 | Tier-2---9 | 4--5 | 548 | 100% | 183.353 | 90.69% | 5.205% | 4.101% | 8.2314 | 0 | 0 | 8.2314 | 0 | 7.1454 | 9.0913 | 0.78595 | 7.1454 | 9.0913 | 0.78595 | 8.353 | 10.6279 | 0.78595 | 4.489% | 0.044487 | 0.042285 | 4121.4954 | 626.0879 | 496.8097 | 2998.5978 | 4141.4696 | 0 | 0 | 4141.4696 | 0.001728%
2028 | 233 | 233-81F | Tier-2 | Tier-2---12 | 3--5 | 453 | 100% | 110.7293 | 80.07% | 17.19% | 2.737% | 4.3887 | 0 | 0 | 4.3887 | 0 | 3.8097 | 7.5153 | 0.50693 | 3.8097 | 7.5153 | 0.50693 | 4.4536 | 8.7854 | 0.50693 | 3.963% | 0.02204 | 0.020949 | 5024.0598 | 647.7753 | 960.0108 | 3416.2738 | 5076.2039 | 0 | 0 | 5076.2039 | 0.0009212%
2028 | 233 | 233-86F | Tier-2 | Tier-2---8 | 5--5 | 875 | 100% | 706.2331 | 54.32% | 44.07% | 1.616% | 18.9878 | 0 | 0 | 18.9878 | 0 | 16.4827 | 14.5163 | 1.1355 | 16.4827 | 14.5163 | 1.1355 | 19.2684 | 16.9697 | 1.1355 | 2.689% | 0.1204 | 0.11444 | 5865.9084 | 518.326 | 2449.0121 | 2898.5703 | 6005.4678 | 0 | 0 | 6005.4678 | 0.003986%
2028 | 234 | 234-48R | Tier-2 | Tier-2---4 | 4--5 | 1371 | 100% | 716.3442 | 96.34% | 2.639% | 1.021% | 34.1612 | 0 | 0 | 34.1612 | 0 | 29.6542 | 22.7449 | 1.3038 | 29.6542 | 22.7449 | 1.3038 | 34.6661 | 26.5891 | 1.3038 | 4.769% | 0.047931 | 0.045559 | 14945.1963 | 2921.5226 | 549.3325 | 11474.3413 | 14973.6824 | 0 | 0 | 14973.6824 | 0.00717%
2028 | 235 | 235-897R | Tier-2 | Tier-2---5 | 5--5 | 275 | 100% | 866.8246 | 43.88% | 55.6% | 0.5206% | 18.8293 | 0 | 0 | 18.8293 | 0 | 16.345 | 4.5623 | 3.5827 | 16.345 | 4.5623 | 3.5827 | 19.1075 | 5.3333 | 3.5827 | 2.172% | 0.1179 | 0.11206 | 7352.2019 | 570.5761 | 3790.2833 | 2991.3426 | 7567.0664 | 0 | 0 | 7567.0664 | 0.003952%
2028 | 235 | 235-899R | Tier-2 | Tier-2---1 | 5--5 | 897 | 100% | 2436.3247 | 84.48% | 15.14% | 0.3828% | 101.8834 | 0 | 0 | 101.8834 | 0 | 88.4414 | 14.8812 | 5.9431 | 88.4414 | 14.8812 | 5.9431 | 103.3891 | 17.3963 | 5.9431 | 4.182% | 0.15496 | 0.14729 | 15721.7941 | 2441.7508 | 2344.0438 | 10935.9995 | 15848.8506 | 0 | 0 | 15848.8506 | 0.02139%
2028 | 236 | 236-1535R | Tier-3 | Tier-3---4 | 5--5 | 800 | 100% | 1123.8498 | 89.29% | 10.22% | 0.4922% | 49.6715 | 0 | 0 | 49.6715 | 0 | 43.1181 | 13.272 | 3.2488 | 43.1181 | 13.272 | 3.2488 | 50.4056 | 15.5151 | 3.2488 | 4.42% | 0.12847 | 0.12211 | 8747.8328 | 1479.3496 | 871.8453 | 6396.6378 | 8796.6325 | 0 | 0 | 8796.6325 | 0.01043%
2028 | 236 | 236-1561R | Tier-3 | Tier-3---13 | 5--4 | 260 | 100% | 444.4117 | 83% | 16.25% | 0.7514% | 18.2577 | 0 | 0 | 18.2577 | 0 | 15.8489 | 4.3134 | 3.6743 | 15.8489 | 4.3134 | 3.6743 | 18.5275 | 5.0424 | 3.6743 | 4.108% | 0.17766 | 0.16886 | 2501.5323 | 344.8298 | 385.247 | 1771.4555 | 2523.6848 | 0 | 0 | 2523.6848 | 0.003832%
2028 | 236 | 236-1563R | Tier-3 | Tier-3---13 | 5--4 | 177 | 100% | 322.2295 | 90.43% | 8.853% | 0.72% | 14.4235 | 0 | 0 | 14.4235 | 0 | 12.5205 | 2.9364 | 4.2638 | 12.5205 | 2.9364 | 4.2638 | 14.6366 | 3.4327 | 4.2638 | 4.476% | 0.17215 | 0.16363 | 1871.7647 | 281.6479 | 145.5683 | 1444.5485 | 1881.0961 | 0 | 0 | 1881.0961 | 0.003027%
2028 | 236 | 236-1567R | Tier-3 | Tier-3---10 | 5--5 | 530 | 100% | 728.3381 | 86.22% | 13.17% | 0.6054% | 31.0853 | 0 | 0 | 31.0853 | 0 | 26.984 | 8.7927 | 3.0689 | 26.984 | 8.7927 | 3.0689 | 31.5446 | 10.2788 | 3.0689 | 4.268% | 0.18129 | 0.17232 | 4017.5481 | 642.8423 | 507.3315 | 2867.3744 | 4046.3759 | 0 | 0 | 4046.3759 | 0.006525%
2028 | 236 | 236-1569R | Tier-3 | Tier-3---8 | 5--5 | 954 | 100% | 2598.3213 | 86.94% | 12.66% | 0.4079% | 111.8136 | 0 | 0 | 111.8136 | 0 | 97.0615 | 15.8269 | 6.1327 | 97.0615 | 15.8269 | 6.1327 | 113.466 | 18.5018 | 6.1327 | 4.303% | 0.21435 | 0.20374 | 12122.1344 | 1764.7125 | 1443.2517 | 8914.1702 | 12204.6105 | 0 | 0 | 12204.6105 | 0.02347%
2028 | 236 | 236-1573R | Tier-3 | Tier-3---7 | 5--5 | 256 | 100% | 969.4749 | 84.94% | 14.59% | 0.4654% | 40.7624 | 0 | 0 | 40.7624 | 0 | 35.3844 | 4.247 | 8.3315 | 35.3844 | 4.247 | 8.3315 | 41.3648 | 4.9648 | 8.3315 | 4.205% | 0.18488 | 0.17572 | 5243.9365 | 792.3542 | 712.8146 | 3738.7677 | 5285.0612 | 0 | 0 | 5285.0612 | 0.008556%
2028 | 237 | 237-1761R | Tier-3 | Tier-3---12 | 5--5 | 112 | 100% | 522.7762 | 95.9% | 3.361% | 0.7442% | 24.8152 | 0 | 0 | 24.8152 | 0 | 21.5412 | 1.8581 | 11.5933 | 21.5412 | 1.8581 | 11.5933 | 25.1819 | 2.1721 | 11.5933 | 4.747% | 0.14935 | 0.14196 | 3500.2866 | 538.7804 | 128.5026 | 2833.0037 | 3507.7692 | 0 | 0 | 3507.7692 | 0.005209%
2028 | 237 | 237-1765R | Tier-3 | Tier-3---1 | 5--5 | 398 | 100% | 2444.4351 | 92.59% | 7.183% | 0.2234% | 112.0377 | 0 | 0 | 112.0377 | 0 | 97.256 | 6.6028 | 14.7295 | 97.256 | 6.6028 | 14.7295 | 113.6934 | 7.7188 | 14.7295 | 4.583% | 0.25909 | 0.24626 | 9434.877 | 1790.0282 | 634.4518 | 7010.397 | 9471.2689 | 0 | 0 | 9471.2689 | 0.02352%
2028 | 237 | 237-17R | Tier-2 | Tier-2---1 | 5--5 | 1107 | 100% | 2654.2774 | 88.95% | 10.68% | 0.3671% | 116.8717 | 0 | 0 | 116.8717 | 0 | 101.4522 | 18.3651 | 5.5242 | 101.4522 | 18.3651 | 5.5242 | 118.5988 | 21.4691 | 5.5242 | 4.403% | 0.15539 | 0.1477 | 17081.2815 | 2840.7254 | 1819.0583 | 12421.4979 | 17179.5559 | 0 | 0 | 17179.5559 | 0.02453%
2028 | 237 | 237-26F | Tier-2 | Tier-2---10 | 5--4 | 88 | 100% | 243.3269 | 22.41% | 76.53% | 1.061% | 2.6994 | 0 | 0 | 2.6994 | 0 | 2.3433 | 1.4599 | 1.6051 | 2.3433 | 1.4599 | 1.6051 | 2.7393 | 1.7067 | 1.6051 | 1.109% | 0.10897 | 0.10358 | 2232.9014 | 83.0982 | 1551.1406 | 598.6626 | 2323.1249 | 0 | 0 | 2323.1249 | 0.0005666%
2028 | 237 | 237-28F | Tier-2 | Tier-2---7 | 5--5 | 35 | 100% | 276.8464 | 89.51% | 9.983% | 0.5111% | 12.2658 | 0 | 0 | 12.2658 | 0 | 10.6475 | 0.58065 | 18.3372 | 10.6475 | 0.58065 | 18.3372 | 12.447 | 0.67879 | 18.3372 | 4.431% | 0.10804 | 0.1027 | 2562.3441 | 370.7553 | 259.1168 | 1932.4719 | 2576.3477 | 0 | 0 | 2576.3477 | 0.002575%
2028 | 237 | 237-2R | Tier-3 | Tier-3---2 | 5--5 | 1011 | 100% | 3287.5739 | 91.84% | 7.803% | 0.3572% | 149.4548 | 0 | 0 | 149.4548 | 0 | 129.7365 | 16.7725 | 7.7351 | 129.7365 | 16.7725 | 7.7351 | 151.6635 | 19.6072 | 7.7351 | 4.546% | 0.18156 | 0.17257 | 18107.5885 | 3632.5791 | 1358.7984 | 13116.211 | 18184.543 | 0 | 0 | 18184.543 | 0.03137%
2028 | 237 | 237-30R | Tier-3 | Tier-3---1 | 5--5 | 1263 | 100% | 6959.5787 | 90.17% | 9.556% | 0.2771% | 310.6253 | 0 | 0 | 310.6253 | 0 | 269.643 | 20.9532 | 12.8688 | 269.643 | 20.9532 | 12.8688 | 315.2157 | 24.4945 | 12.8688 | 4.463% | 0.49249 | 0.46811 | 14131.5489 | 2201.6928 | 1248.2128 | 10681.6433 | 14203.9124 | 0 | 0 | 14203.9124 | 0.0652%
2028 | 239 | 239-2207R | Tier-3 | Tier-3---16 | 4--4 | 689 | 100% | 165.8683 | 90.26% | 7.593% | 2.142% | 7.4112 | 0 | 0 | 7.4112 | 0 | 6.4334 | 11.4305 | 0.56283 | 6.4334 | 11.4305 | 0.56283 | 7.5207 | 13.3624 | 0.56283 | 4.468% | 0.078224 | 0.074352 | 2120.4383 | 333.2176 | 179.7389 | 1607.4818 | 2131.1885 | 0 | 0 | 2131.1885 | 0.001556%
2028 | 239 | 239-2211R | Tier-3 | Tier-3---16 | 5--4 | 111 | 100% | 226.1764 | 90.88% | 8.368% | 0.7485% | 10.1751 | 0 | 0 | 10.1751 | 0 | 8.8326 | 1.8415 | 4.7964 | 8.8326 | 1.8415 | 4.7964 | 10.3254 | 2.1527 | 4.7964 | 4.499% | 0.11902 | 0.11313 | 1900.3448 | 281.2109 | 151.0924 | 1468.0415 | 1909.367 | 0 | 0 | 1909.367 | 0.002136%
2028 | 239 | 239-2213R | Tier-3 | Tier-3---15 | 5--4 | 480 | 100% | 215.3295 | 82.04% | 16.39% | 1.578% | 8.744 | 0 | 0 | 8.744 | 0 | 7.5904 | 7.9632 | 0.95318 | 7.5904 | 7.9632 | 0.95318 | 8.8732 | 9.3091 | 0.95318 | 4.061% | 0.1294 | 0.123 | 1664.0021 | 212.2821 | 299.3019 | 1152.4181 | 1679.5697 | 0 | 0 | 1679.5697 | 0.001835%
2028 | 239 | 239-2215R | Tier-3 | Tier-3---10 | 5--5 | 909 | 100% | 915.8385 | 88.22% | 10.91% | 0.8692% | 39.9934 | 0 | 0 | 39.9934 | 0 | 34.7169 | 15.0803 | 2.3021 | 34.7169 | 15.0803 | 2.3021 | 40.5844 | 17.6291 | 2.3021 | 4.367% | 0.15408 | 0.14645 | 5944.0776 | 898.9932 | 660.8714 | 4384.2129 | 5980.5448 | 0 | 0 | 5980.5448 | 0.008395%
2028 | 239 | 239-2217R | Tier-3 | Tier-3---16 | 4--4 | 674 | 100% | 444.3449 | 30.41% | 68.9% | 0.6851% | 6.6893 | 0 | 0 | 6.6893 | 0 | 5.8067 | 11.1817 | 0.51931 | 5.8067 | 11.1817 | 0.51931 | 6.7881 | 13.0715 | 0.51931 | 1.505% | 0.073205 | 0.069582 | 6069.8378 | 288.4259 | 3924.7521 | 1856.6598 | 6289.8062 | 0 | 0 | 6289.8062 | 0.001404%
2028 | 239 | 239-89R | Tier-3 | Tier-3---17 | 4--4 | 61 | 100% | 82.0466 | 94.42% | 3.771% | 1.81% | 3.8346 | 0 | 0 | 3.8346 | 0 | 3.3287 | 1.012 | 3.2893 | 3.3287 | 1.012 | 3.2893 | 3.8913 | 1.183 | 3.2893 | 4.674% | 0.064786 | 0.061579 | 1266.4282 | 154.9054 | 278.3508 | 833.172 | 1270.1091 | 0 | 0 | 1270.1091 | 0.0008049%
2028 | 240 | 240-1028R | Tier-2 | Tier-2---9 | 4--5 | 261 | 100% | 195.1953 | 90.44% | 7.788% | 1.769% | 8.7387 | 0 | 0 | 8.7387 | 0 | 7.5857 | 4.33 | 1.7519 | 7.5857 | 4.33 | 1.7519 | 8.8678 | 5.0618 | 1.7519 | 4.477% | 0.045174 | 0.042938 | 4320.9466 | 718.78 | 412.5342 | 3189.6324 | 4342.4545 | 0 | 0 | 4342.4545 | 0.001834%
2028 | 240 | 240-1044 | Tier-3 | Tier-3---16 | 4--4 | 103 | 100% | 119.2796 | 91.6% | 7.213% | 1.188% | 5.4083 | 0 | 0 | 5.4083 | 0 | 4.6948 | 1.7088 | 2.7475 | 4.6948 | 1.7088 | 2.7475 | 5.4882 | 1.9976 | 2.7475 | 4.534% | 0.076308 | 0.072531 | 1563.1261 | 243.3751 | 155.5211 | 1164.2298 | 1569.9649 | 0 | 0 | 1569.9649 | 0.001135%
2028 | 240 | 240-1148 | Tier-3 | Tier-3---17 | 4--4 | 102 | 100% | 81.4187 | 85.86% | 11.44% | 2.706% | 3.4602 | 0 | 0 | 3.4602 | 0 | 3.0037 | 1.6922 | 1.775 | 3.0037 | 1.6922 | 1.775 | 3.5113 | 1.9782 | 1.775 | 4.25% | 0.037482 | 0.035627 | 2172.1964 | 294.7676 | 257.633 | 1619.7958 | 2188.1967 | 0 | 0 | 2188.1967 | 0.0007263%
2028 | 240 | 240-2004R | Tier-3 | Tier-3---12 | 5--5 | 1050 | 100% | 772.9985 | 88.27% | 9.933% | 1.797% | 33.7751 | 0 | 0 | 33.7751 | 0 | 29.319 | 17.4195 | 1.6831 | 29.319 | 17.4195 | 1.6831 | 34.2742 | 20.3636 | 1.6831 | 4.369% | 0.095775 | 0.091035 | 8070.9504 | 1314.8813 | 873.0539 | 5883.0151 | 8120.2544 | 0 | 0 | 8120.2544 | 0.007089%
2028 | 240 | 240-2006R | Tier-3 | Tier-3---12 | 4--5 | 538 | 100% | 539.6343 | 93.67% | 5.127% | 1.207% | 25.02 | 0 | 0 | 25.02 | 0 | 21.719 | 8.9254 | 2.4334 | 21.719 | 8.9254 | 2.4334 | 25.3898 | 10.4339 | 2.4334 | 4.636% | 0.06999 | 0.066526 | 7710.1411 | 1171.5655 | 451.3222 | 6087.2534 | 7735.573 | 0 | 0 | 7735.573 | 0.005252%
2028 | 240 | 240-2032R | Tier-3 | Tier-3---12 | 5--5 | 555 | 100% | 650.049 | 82.45% | 16.15% | 1.395% | 26.5314 | 0 | 0 | 26.5314 | 0 | 23.031 | 9.2075 | 2.5013 | 23.031 | 9.2075 | 2.5013 | 26.9235 | 10.7636 | 2.5013 | 4.081% | 0.12278 | 0.1167 | 5294.5591 | 720.5691 | 843.0129 | 3730.977 | 5342.9398 | 0 | 0 | 5342.9398 | 0.005569%
2028 | 242 | 242-1426F | Tier-2 | Tier-2---10 | 5--4 | 301 | 100% | 427.3794 | 25.24% | 74.25% | 0.5092% | 5.3405 | 0 | 0 | 5.3405 | 0 | 4.6359 | 4.9936 | 0.92836 | 4.6359 | 4.9936 | 0.92836 | 5.4194 | 5.8376 | 0.92836 | 1.25% | 0.10724 | 0.10194 | 3985.1049 | 204.0417 | 2738.8493 | 1042.2139 | 4140.2501 | 0 | 0 | 4140.2501 | 0.001121%
2028 | 243 | 243-14R | Tier-2 | Tier-2---11 | 4--4 | 1 | 100% | 321.4724 | 13.36% | 84.05% | 2.591% | 2.1259 | 0 | 0 | 2.1259 | 0 | 1.8454 | 0.01659 | 111.2353 | 1.8454 | 0.01659 | 111.2353 | 2.1573 | 0.019394 | 111.2353 | 0.6613% | 0.066445 | 0.063156 | 4838.1873 | 94.8929 | 3936.5433 | 806.7511 | 5056.489 | 0 | 0 | 5056.489 | 0.0004462%
2028 | 246 | 246-34R | Tier-3 | Tier-3---12 | 4--5 | 883 | 100% | 673.2377 | 73.17% | 25.57% | 1.264% | 24.3835 | 0 | 0 | 24.3835 | 0 | 21.1665 | 14.649 | 1.4449 | 21.1665 | 14.649 | 1.4449 | 24.7439 | 17.1248 | 1.4449 | 3.622% | 0.070488 | 0.066999 | 9551.097 | 1283.5559 | 2416.0529 | 5851.4883 | 9684.5582 | 0 | 0 | 9684.5582 | 0.005118%
2028 | 247 | 247-46 | Tier-3 | Tier-3---16 | 4--5 | 296 | 100% | 297.9922 | 66.6% | 32.06% | 1.34% | 9.8236 | 0 | 0 | 9.8236 | 0 | 8.5275 | 4.9106 | 1.7365 | 8.5275 | 4.9106 | 1.7365 | 9.9688 | 5.7406 | 1.7365 | 3.297% | 0.045228 | 0.04299 | 6588.6081 | 720.5327 | 2027.5414 | 3840.534 | 6703.2179 | 0 | 0 | 6703.2179 | 0.002062%
2028 | 247 | 247-48 | Tier-2 | Tier-2---16 | 3--3 | 20 | 100% | 19.6012 | 90.45% | 8.053% | 1.494% | 0.87763 | 0 | 0 | 0.87763 | 0 | 0.76184 | 0.3318 | 2.2961 | 0.76184 | 0.3318 | 2.2961 | 0.8906 | 0.38788 | 2.2961 | 4.477% | 0.026216 | 0.024918 | 747.6923 | 111.2463 | 59.7602 | 576.6859 | 751.4096 | 0 | 0 | 751.4096 | 0.0001842%
2028 | 249 | 249-24R | Tier-3 | Tier-3---12 | 5--5 | 641 | 100% | 678.7483 | 77.57% | 20.95% | 1.472% | 26.063 | 0 | 0 | 26.063 | 0 | 22.6244 | 10.6342 | 2.1275 | 22.6244 | 10.6342 | 2.1275 | 26.4482 | 12.4315 | 2.1275 | 3.84% | 0.10094 | 0.09594 | 6724.4875 | 983.1026 | 1380.1319 | 4361.253 | 6803.0261 | 0 | 0 | 6803.0261 | 0.005471%
2028 | 252 | 252-129 | Tier-2 | Tier-2---18 | 3--3 | 9 | 100% | 18.3528 | 64.84% | 17.74% | 17.42% | 0.58905 | 0 | 0 | 0.58905 | 0 | 0.51133 | 0.14931 | 3.4246 | 0.51133 | 0.14931 | 3.4246 | 0.59775 | 0.17455 | 3.4246 | 3.21% | 0.02391 | 0.022726 | 767.5898 | 85.4984 | 240.0519 | 442.0395 | 781.6449 | 0 | 0 | 781.6449 | 0.0001236%
2028 | 280 | 280-24AE | Tier-2 | Tier-2---12 | 4--4 | 6 | 100% | 352.8079 | 1.864% | 97.69% | 0.4429% | 0.32551 | 0 | 0 | 0.32551 | 0 | 0.28256 | 0.09954 | 2.8387 | 0.28256 | 0.09954 | 2.8387 | 0.33032 | 0.11636 | 2.8387 | 0.09226% | 0.037093 | 0.035257 | 9511.4417 | 26.1887 | 8627.8534 | 857.3996 | 9997.5446 | 0 | 0 | 9997.5446 | 6.833e-05%
2028 | 283 | 283-55R | Tier-3 | Tier-3---9 | 5--5 | 109 | 100% | 691.0798 | 89.15% | 10.28% | 0.5685% | 30.4985 | 0 | 0 | 30.4985 | 0 | 26.4747 | 1.8083 | 14.6405 | 26.4747 | 1.8083 | 14.6405 | 30.9492 | 2.1139 | 14.6405 | 4.413% | 0.20157 | 0.19159 | 3428.458 | 524.1491 | 347.4063 | 2556.9026 | 3447.8217 | 0 | 0 | 3447.8217 | 0.006402%
2028 | 283 | 283-71F | Tier-3 | Tier-3---13 | 5--4 | 284 | 100% | 488.2766 | 50.8% | 48.52% | 0.6792% | 12.2794 | 0 | 0 | 12.2794 | 0 | 10.6593 | 4.7116 | 2.2624 | 10.6593 | 4.7116 | 2.2624 | 12.4609 | 5.5079 | 2.2624 | 2.515% | 0.19011 | 0.1807 | 2568.3277 | 217.0861 | 1132.2268 | 1219.0148 | 2634.1276 | 0 | 0 | 2634.1276 | 0.002577%
2028 | 288 | 288-149R | Tier-2 | Tier-2---12 | 3--5 | 1 | 100% | 110.4011 | 75.76% | 21.09% | 3.152% | 4.1401 | 0 | 0 | 4.1401 | 0 | 3.5938 | 0.01659 | 216.6269 | 3.5938 | 0.01659 | 216.6269 | 4.2012 | 0.019394 | 216.6269 | 3.75% | 0.02124 | 0.020188 | 5197.889 | 630.048 | 1286.7386 | 3281.1025 | 5263.511 | 0 | 0 | 5263.511 | 0.000869%
2028 | 288 | 288-2375R | Tier-2 | Tier-2---19 | 2--4 | 18 | 100% | 8.0662 | 91.05% | 6.346% | 2.603% | 0.36354 | 0 | 0 | 0.36354 | 0 | 0.31558 | 0.29862 | 1.0568 | 0.31558 | 0.29862 | 1.0568 | 0.36891 | 0.34909 | 1.0568 | 4.507% | 0.0067116 | 0.0063794 | 1201.8253 | 174.6812 | 136.8966 | 890.2475 | 1207.4267 | 0 | 0 | 1207.4267 | 7.631e-05%
2028 | 288 | 288-2380F | Tier-2 | Tier-2---12 | 4--5 | 375 | 100% | 114.0664 | 66.42% | 32.7% | 0.8812% | 3.7504 | 0 | 0 | 3.7504 | 0 | 3.2556 | 6.2213 | 0.5233 | 3.2556 | 6.2213 | 0.5233 | 3.8058 | 7.2727 | 0.5233 | 3.288% | 0.030344 | 0.028842 | 3759.1098 | 411.8777 | 1165.9601 | 2181.2719 | 3824.8446 | 0 | 0 | 3824.8446 | 0.0007872%
2028 | 296 | 296-68F | Tier-2 | Tier-2---21 | 1--2 | 62 | 100% | 1.8827 | 64.81% | 0% | 35.19% | 0.060402 | 0 | 0 | 0.060402 | 0 | 0.052433 | 1.0286 | 0.050976 | 0.052433 | 1.0286 | 0.050976 | 0.061295 | 1.2024 | 0.050976 | 3.208% | 0.0027146 | 0.0025802 | 693.5578 | 98.2554 | 297.2044 | 298.098 | 706.2671 | 0 | 0 | 706.2671 | 1.268e-05%
2028 | 300 | 300-483F | Tier-2 | Tier-2---12 | 3--5 | 63 | 100% | 101.1563 | 97.7% | 0% | 2.297% | 4.8922 | 0 | 0 | 4.8922 | 0 | 4.2468 | 1.0452 | 4.0632 | 4.2468 | 1.0452 | 4.0632 | 4.9645 | 1.2218 | 4.0632 | 4.836% | 0.018397 | 0.017486 | 5498.5218 | 994.0131 | 114.7317 | 4389.777 | 5505.0994 | 0 | 0 | 5505.0994 | 0.001027%
2028 | 300 | 300-484F | Tier-2 | Tier-2---9 | 4--5 | 269 | 100% | 230.1484 | 75.7% | 22.04% | 2.261% | 8.6234 | 0 | 0 | 8.6234 | 0 | 7.4857 | 4.4627 | 1.6774 | 7.4857 | 4.4627 | 1.6774 | 8.7509 | 5.217 | 1.6774 | 3.747% | 0.039922 | 0.037946 | 5764.9522 | 606.5801 | 1692.4173 | 3465.9548 | 5837.922 | 0 | 0 | 5837.922 | 0.00181%
2028 | 307 | 307-1538F | Tier-2 | Tier-2---7 | 5--5 | 521 | 100% | 433.4142 | 51.51% | 48.13% | 0.3587% | 11.0514 | 0 | 0 | 11.0514 | 0 | 9.5934 | 8.6434 | 1.1099 | 9.5934 | 8.6434 | 1.1099 | 11.2148 | 10.1042 | 1.1099 | 2.55% | 0.10098 | 0.09598 | 4292.1557 | 366.942 | 1865.6861 | 2059.5276 | 4400.5386 | 0 | 0 | 4400.5386 | 0.00232%
2028 | 307 | 307-234R | Tier-2 | Tier-2---4 | 5--5 | 1014 | 100% | 684.1346 | 69.69% | 29.83% | 0.4763% | 23.6004 | 0 | 0 | 23.6004 | 0 | 20.4866 | 16.8223 | 1.2178 | 20.4866 | 16.8223 | 1.2178 | 23.9491 | 19.6654 | 1.2178 | 3.45% | 0.11001 | 0.10456 | 6219.0213 | 711.7212 | 1737.152 | 3770.148 | 6317.1866 | 0 | 0 | 6317.1866 | 0.004954%
2028 | 308 | 308-485AE | Tier-2 | Tier-2---15 | 4--3 | 5 | 100% | 152.3393 | 1.469% | 97.9% | 0.6307% | 0.11079 | 0 | 0 | 0.11079 | 0 | 0.096177 | 0.08295 | 1.1595 | 0.096177 | 0.08295 | 1.1595 | 0.11243 | 0.09697 | 1.1595 | 0.07273% | 0.034738 | 0.033018 | 4385.3805 | 13.8979 | 3969.2995 | 402.1831 | 4610.4061 | 0 | 0 | 4610.4061 | 2.326e-05%
2028 | 308 | 308-486AE | Tier-2 | Tier-2---16 | 4--3 | 2 | 100% | 159.4756 | 1.494% | 97.08% | 1.429% | 0.1179 | 0 | 0 | 0.1179 | 0 | 0.10235 | 0.03318 | 3.0846 | 0.10235 | 0.03318 | 3.0846 | 0.11964 | 0.038788 | 3.0846 | 0.07393% | 0.040279 | 0.038285 | 3959.3132 | 11.8255 | 3590.7261 | 356.7616 | 4162.4261 | 0 | 0 | 4162.4261 | 2.475e-05%
2028 | 308 | 308-563AE | Tier-2 | Tier-2---18 | 4--3 | 16 | 100% | 81.5523 | 7.703% | 91.46% | 0.8327% | 0.31095 | 0 | 0 | 0.31095 | 0 | 0.26993 | 0.26544 | 1.0169 | 0.26993 | 0.26544 | 1.0169 | 0.31555 | 0.3103 | 1.0169 | 0.3813% | 0.03316 | 0.031518 | 2459.3887 | 44.7352 | 2075.3977 | 339.2558 | 2577.6026 | 0 | 0 | 2577.6026 | 6.527e-05%
2028 | 311 | 311-1163F | Tier-2 | Tier-2---18 | 3--3 | 5 | 100% | 23.154 | 70.13% | 28.81% | 1.065% | 0.80378 | 0 | 0 | 0.80378 | 0 | 0.69773 | 0.08295 | 8.4114 | 0.69773 | 0.08295 | 8.4114 | 0.81565 | 0.09697 | 8.4114 | 3.471% | 0.018623 | 0.017701 | 1243.3167 | 81.357 | 709.3756 | 452.5841 | 1262.6574 | 0 | 0 | 1262.6574 | 0.0001687%
2028 | 311 | 311-1199 | Tier-2 | Tier-2---20 | 3--2 | 34 | 100% | 10.8001 | 28.53% | 67.91% | 3.563% | 0.1525 | 0 | 0 | 0.1525 | 0 | 0.13238 | 0.56406 | 0.23469 | 0.13238 | 0.56406 | 0.23469 | 0.15475 | 0.65939 | 0.23469 | 1.412% | 0.018336 | 0.017428 | 589.0165 | 20.3604 | 431.6923 | 136.9639 | 610.9411 | 0 | 0 | 610.9411 | 3.201e-05%
2028 | 311 | 311-14R | Tier-2 | Tier-2---14 | 3--4 | 22 | 100% | 246.05 | 7.341% | 92.49% | 0.1658% | 0.89405 | 0 | 0 | 0.89405 | 0 | 0.77609 | 0.36498 | 2.1264 | 0.77609 | 0.36498 | 2.1264 | 0.90726 | 0.42667 | 2.1264 | 0.3634% | 0.018935 | 0.017998 | 12994.1779 | 107.2013 | 11392.857 | 1494.1196 | 13621.2122 | 0 | 0 | 13621.2122 | 0.0001877%
2028 | 311 | 311-43 | Tier-2 | Tier-2---15 | 3--4 | 347 | 100% | 155.2668 | 1.703% | 96.44% | 1.86% | 0.13091 | 0 | 0 | 0.13091 | 0 | 0.11364 | 5.7567 | 0.01974 | 0.11364 | 5.7567 | 0.01974 | 0.13285 | 6.7297 | 0.01974 | 0.08431% | 0.027937 | 0.026554 | 5557.7075 | 11.1328 | 4976.695 | 569.8797 | 5842.211 | 0 | 0 | 5842.211 | 2.748e-05%
2028 | 312 | 312-14F | Tier-2 | Tier-2---14 | 3--4 | 50 | 100% | 197.5178 | 0.1105% | 99.63% | 0.2595% | 0.0108 | 0 | 0 | 0.0108 | 0 | 0.0093753 | 0.8295 | 0.011302 | 0.0093753 | 0.8295 | 0.011302 | 0.01096 | 0.9697 | 0.011302 | 0.005468% | 0.018868 | 0.017934 | 10468.4008 | 14.5481 | 9413.1367 | 1040.7161 | 11012.9704 | 0 | 0 | 11012.9704 | 2.267e-06%
2028 | 315 | 315-1192F | Tier-2 | Tier-2---19 | 1--4 | 8 | 100% | 2.9239 | 90.71% | 0% | 9.29% | 0.13129 | 0 | 0 | 0.13129 | 0 | 0.11397 | 0.13272 | 0.8587 | 0.11397 | 0.13272 | 0.8587 | 0.13323 | 0.15515 | 0.8587 | 4.49% | 0.0015284 | 0.0014527 | 1913.0654 | 1007.4875 | 168.1228 | 737.4551 | 1922.3212 | 0 | 0 | 1922.3212 | 2.756e-05%
2028 | 315 | 315-485AE | Tier-2 | Tier-2---14 | 2--5 | 424 | 100% | 44.4978 | 97.71% | 0% | 2.29% | 2.1522 | 0 | 0 | 2.1522 | 0 | 1.8682 | 7.0342 | 0.2656 | 1.8682 | 7.0342 | 0.2656 | 2.184 | 8.223 | 0.2656 | 4.837% | 0.00637 | 0.0060547 | 6985.5251 | 2468.7203 | 170.1118 | 4346.6929 | 6993.857 | 0 | 0 | 6993.857 | 0.0004517%
2028 | 350 | 350-2182R | Tier-2 | Tier-2---13 | 4--3 | 17 | 100% | 36.1393 | 94.02% | 5.411% | 0.5649% | 1.682 | 0 | 0 | 1.682 | 0 | 1.4601 | 0.28203 | 5.177 | 1.4601 | 0.28203 | 5.177 | 1.7068 | 0.3297 | 5.177 | 4.654% | 0.068991 | 0.065576 | 523.8262 | 80.2912 | 27.7458 | 415.7892 | 525.4565 | 0 | 0 | 525.4565 | 0.000353%
2028 | 350 | 350-2188R | Tier-2 | Tier-2---5 | 5--5 | 2015 | 100% | 752.4795 | 78.87% | 19.12% | 2.014% | 29.3759 | 0 | 0 | 29.3759 | 0 | 25.5002 | 33.4289 | 0.76282 | 25.5002 | 33.4289 | 0.76282 | 29.81 | 39.0787 | 0.76282 | 3.904% | 0.15121 | 0.14373 | 4976.3874 | 631.9786 | 954.5279 | 3389.8809 | 5031.1577 | 0 | 0 | 5031.1577 | 0.006166%
2028 | 350 | 350-2192R | Tier-2 | Tier-2---2 | 5--5 | 2337 | 100% | 2025.3012 | 87.53% | 11.37% | 1.097% | 87.7486 | 0 | 0 | 87.7486 | 0 | 76.1715 | 38.7709 | 1.9647 | 76.1715 | 38.7709 | 1.9647 | 89.0454 | 45.3236 | 1.9647 | 4.333% | 0.18928 | 0.17991 | 10700.2197 | 1640.6573 | 1261.0201 | 7798.5423 | 10769.7208 | 0 | 0 | 10769.7208 | 0.01842%
2028 | 350 | 350-2196R | Tier-2 | Tier-2---5 | 5--5 | 2775 | 100% | 1111.1446 | 85.23% | 12.69% | 2.072% | 46.8801 | 0 | 0 | 46.8801 | 0 | 40.695 | 46.0373 | 0.88396 | 40.695 | 46.0373 | 0.88396 | 47.5729 | 53.8181 | 0.88396 | 4.219% | 0.19915 | 0.18929 | 5579.5197 | 797.1006 | 755.2806 | 4027.1385 | 5622.4251 | 0 | 0 | 5622.4251 | 0.00984%
2028 | 350 | 350-2201R | Tier-3 | Tier-3---4 | 5--5 | 1107 | 100% | 1600.0661 | 94.09% | 5.343% | 0.5699% | 74.5202 | 0 | 0 | 74.5202 | 0 | 64.6884 | 18.3651 | 3.5223 | 64.6884 | 18.3651 | 3.5223 | 75.6215 | 21.4691 | 3.5223 | 4.657% | 0.1241 | 0.11796 | 12893.008 | 2307.4254 | 698.8971 | 9886.6855 | 12932.7085 | 0 | 0 | 12932.7085 | 0.01564%
2028 | 350 | 350-41R | Tier-2 | Tier-2---3 | 5--5 | 1576 | 100% | 1428.3995 | 91.38% | 7.839% | 0.7806% | 64.611 | 0 | 0 | 64.611 | 0 | 56.0865 | 26.1459 | 2.1451 | 56.0865 | 26.1459 | 2.1451 | 65.5658 | 30.5648 | 2.1451 | 4.523% | 0.12896 | 0.12258 | 11076.0411 | 1996.9228 | 1010.9834 | 8068.135 | 11125.7625 | 0 | 0 | 11125.7625 | 0.01356%
2028 | 351 | 351-819R | Tier-2 | Tier-2---1 | 5--5 | 1026 | 100% | 2090.3176 | 91.75% | 7.875% | 0.3732% | 94.9359 | 0 | 0 | 94.9359 | 0 | 82.4105 | 17.0214 | 4.8416 | 82.4105 | 17.0214 | 4.8416 | 96.3388 | 19.8982 | 4.8416 | 4.542% | 0.14376 | 0.13664 | 14540.4698 | 3135.0555 | 1103.9508 | 10301.4635 | 14602.9309 | 0 | 0 | 14602.9309 | 0.01993%
2028 | 351 | 351-871R | Tier-3 | Tier-3---6 | 5--5 | 243 | 100% | 781.5367 | 96.92% | 2.713% | 0.3715% | 37.493 | 0 | 0 | 37.493 | 0 | 32.5464 | 4.0314 | 8.0733 | 32.5464 | 4.0314 | 8.0733 | 38.0471 | 4.7127 | 8.0733 | 4.797% | 0.11468 | 0.109 | 6814.8869 | 1079.7555 | 189.4866 | 5545.6448 | 6825.8322 | 0 | 0 | 6825.8322 | 0.00787%
2028 | 352 | 352-27R | Tier-3 | Tier-3---2 | 5--5 | 1556 | 100% | 1835.8142 | 93.66% | 5.876% | 0.4611% | 85.1138 | 0 | 0 | 85.1138 | 0 | 73.8843 | 25.8141 | 2.8622 | 73.8843 | 25.8141 | 2.8622 | 86.3716 | 30.1769 | 2.8622 | 4.636% | 0.11814 | 0.11229 | 15539.9427 | 3024.467 | 902.1857 | 11613.29 | 15591.2308 | 0 | 0 | 15591.2308 | 0.01787%
2028 | 353 | 353-1429R | Tier-2 | Tier-2---6 | 5--5 | 951 | 100% | 1003.2846 | 77.44% | 22.07% | 0.495% | 38.4564 | 0 | 0 | 38.4564 | 0 | 33.3827 | 15.7771 | 2.1159 | 33.3827 | 15.7771 | 2.1159 | 39.0247 | 18.4436 | 2.1159 | 3.833% | 0.12141 | 0.1154 | 8263.4579 | 1440.9039 | 1734.7877 | 5087.7663 | 8360.5633 | 0 | 0 | 8360.5633 | 0.008072%
2028 | 353 | 353-593F | Tier-2 | Tier-2---7 | 5--5 | 266 | 100% | 254.848 | 92.09% | 7.347% | 0.5637% | 11.617 | 0 | 0 | 11.617 | 0 | 10.0843 | 4.4129 | 2.2852 | 10.0843 | 4.4129 | 2.2852 | 11.7887 | 5.1588 | 2.2852 | 4.558% | 0.10537 | 0.10016 | 2418.5368 | 364.9212 | 170.4852 | 1883.1304 | 2428.5005 | 0 | 0 | 2428.5005 | 0.002438%
2028 | 353 | 353-594F | Tier-2 | Tier-2---7 | 5--5 | 93 | 100% | 200.2632 | 99.27% | 0.3225% | 0.4078% | 9.8406 | 0 | 0 | 9.8406 | 0 | 8.5423 | 1.5429 | 5.5366 | 8.5423 | 1.5429 | 5.5366 | 9.9861 | 1.8036 | 5.5366 | 4.914% | 0.10216 | 0.097099 | 1960.3623 | 318.7574 | 13.0779 | 1628.5269 | 1961.1078 | 0 | 0 | 1961.1078 | 0.002066%
2028 | 353 | 353-900F | Tier-2 | Tier-2---8 | 5--5 | 172 | 100% | 371.854 | 40.83% | 58.99% | 0.1797% | 7.5153 | 0 | 0 | 7.5153 | 0 | 6.5238 | 2.8535 | 2.2863 | 6.5238 | 2.8535 | 2.2863 | 7.6264 | 3.3358 | 2.2863 | 2.021% | 0.10085 | 0.09586 | 3687.104 | 250.2733 | 1989.9286 | 1446.9021 | 3800.7218 | 0 | 0 | 3800.7218 | 0.001577%
2028 | 353 | 353-901F | Tier-2 | Tier-2---4 | 5--5 | 138 | 100% | 613.1191 | 58.62% | 41.08% | 0.303% | 17.7913 | 0 | 0 | 17.7913 | 0 | 15.444 | 2.2894 | 6.7458 | 15.444 | 2.2894 | 6.7458 | 18.0542 | 2.6764 | 6.7458 | 2.902% | 0.10618 | 0.10093 | 5774.1958 | 681.1246 | 2172.7932 | 2920.278 | 5898.6241 | 0 | 0 | 5898.6241 | 0.003734%
2028 | 353 | 353-902F | Tier-2 | Tier-2---11 | 5--3 | 50 | 100% | 194.7859 | 13.28% | 86.55% | 0.1681% | 1.2803 | 0 | 0 | 1.2803 | 0 | 1.1114 | 0.8295 | 1.3398 | 1.1114 | 0.8295 | 1.3398 | 1.2992 | 0.9697 | 1.3398 | 0.6573% | 0.098854 | 0.093961 | 1970.4401 | 45.5501 | 1554.0368 | 370.8532 | 2059.4308 | 0 | 0 | 2059.4308 | 0.0002687%
2028 | 353 | 353-904R | Tier-2 | Tier-2---3 | 5--5 | 379 | 100% | 1250.3913 | 94% | 5.586% | 0.417% | 58.1788 | 0 | 0 | 58.1788 | 0 | 50.503 | 6.2876 | 8.0321 | 50.503 | 6.2876 | 8.0321 | 59.0386 | 7.3503 | 8.0321 | 4.653% | 0.12577 | 0.11955 | 9941.809 | 1678.6898 | 757.2282 | 7505.891 | 9972.8894 | 0 | 0 | 9972.8894 | 0.01221%
2028 | 354 | 354-1706R | Tier-2 | Tier-2---1 | 5--5 | 1602 | 100% | 2161.9809 | 92.27% | 7.167% | 0.5599% | 98.7488 | 0 | 0 | 98.7488 | 0 | 85.7204 | 26.5772 | 3.2253 | 85.7204 | 26.5772 | 3.2253 | 100.2082 | 31.0691 | 3.2253 | 4.568% | 0.13939 | 0.13249 | 15510.3907 | 2900.5229 | 1230.7208 | 11379.147 | 15572.8049 | 0 | 0 | 15572.8049 | 0.02073%
2028 | 354 | 354-24AE | Tier-2 | Tier-2---4 | 4--5 | 226 | 100% | 742.9911 | 44.89% | 54.76% | 0.3554% | 16.5081 | 0 | 0 | 16.5081 | 0 | 14.3301 | 3.7493 | 3.822 | 14.3301 | 3.7493 | 3.822 | 16.7521 | 4.383 | 3.822 | 2.222% | 0.080555 | 0.076567 | 9223.4472 | 670.0529 | 4646.9314 | 3906.4629 | 9488.1816 | 0 | 0 | 9488.1816 | 0.003465%
2028 | 355 | 355-41R | Tier-2 | Tier-2---6 | 4--5 | 580 | 100% | 876.3288 | 87.46% | 12.04% | 0.4997% | 37.9373 | 0 | 0 | 37.9373 | 0 | 32.932 | 9.6222 | 3.4225 | 32.932 | 9.6222 | 3.4225 | 38.4979 | 11.2485 | 3.4225 | 4.329% | 0.092253 | 0.087687 | 9499.1702 | 1363.9545 | 1082.9983 | 7052.2174 | 9561.2206 | 0 | 0 | 9561.2206 | 0.007963%
2028 | 355 | 355-65R | Tier-2 | Tier-2---21 | 1--2 | 2 | 100% | 0.050195 | 29.86% | 0% | 70.14% | 0.00074186 | 0 | 0 | 0.00074186 | 0 | 0.00064398 | 0.03318 | 0.019409 | 0.00064398 | 0.03318 | 0.019409 | 0.00075283 | 0.038788 | 0.019409 | 1.478% | 7.02e-05 | 6.6725e-05 | 715.0259 | 35.8236 | 455.5834 | 223.619 | 741.1448 | 0 | 0 | 741.1448 | 1.557e-07%
2028 | 355 | 355-6R | Tier-2 | Tier-2---7 | 4--5 | 248 | 100% | 466.648 | 28.63% | 71.11% | 0.2566% | 6.6138 | 0 | 0 | 6.6138 | 0 | 5.7412 | 4.1143 | 1.3954 | 5.7412 | 4.1143 | 1.3954 | 6.7116 | 4.8097 | 1.3954 | 1.417% | 0.074333 | 0.070654 | 6277.8037 | 297.3578 | 4112.2061 | 1868.2398 | 6511.1291 | 0 | 0 | 6511.1291 | 0.001388%
2028 | 356 | 356-16R | Tier-2 | Tier-2---4 | 4--5 | 346 | 100% | 692.7279 | 85.74% | 13.66% | 0.5932% | 29.4011 | 0 | 0 | 29.4011 | 0 | 25.5221 | 5.7401 | 4.4462 | 25.5221 | 5.7401 | 4.4462 | 29.8356 | 6.7103 | 4.4462 | 4.244% | 0.090754 | 0.086262 | 7633.0284 | 1263.3568 | 1174.8968 | 5194.7749 | 7689.7037 | 0 | 0 | 7689.7037 | 0.006171%
2028 | 356 | 356-19R | Tier-3 | Tier-3---8 | 5--5 | 1320 | 100% | 2142.9106 | 83.66% | 15.67% | 0.6694% | 88.7415 | 0 | 0 | 88.7415 | 0 | 77.0334 | 21.8988 | 3.5177 | 77.0334 | 21.8988 | 3.5177 | 90.053 | 25.6 | 3.5177 | 4.141% | 0.16775 | 0.15945 | 12774.1099 | 1993.4622 | 1945.7185 | 8834.9292 | 12882.8117 | 0 | 0 | 12882.8117 | 0.01863%
2028 | 356 | 356-30AE | Tier-3 | Tier-3---6 | 5--5 | 1086 | 100% | 1548.5525 | 73.09% | 26.03% | 0.8808% | 56.0222 | 0 | 0 | 56.0222 | 0 | 48.6309 | 18.0168 | 2.6992 | 48.6309 | 18.0168 | 2.6992 | 56.8501 | 21.0618 | 2.6992 | 3.618% | 0.14106 | 0.13408 | 10978.0949 | 1533.3184 | 2733.1665 | 6711.61 | 11131.9717 | 0 | 0 | 11131.9717 | 0.01176%
2028 | 357 | 357-1147R | Tier-2 | Tier-2---10 | 5--4 | 47 | 100% | 122.889 | 90.67% | 8.71% | 0.6166% | 5.5157 | 0 | 0 | 5.5157 | 0 | 4.788 | 0.77973 | 6.1405 | 4.788 | 0.77973 | 6.1405 | 5.5972 | 0.91151 | 6.1405 | 4.488% | 0.14287 | 0.1358 | 860.1588 | 128.3592 | 73.5961 | 658.2035 | 864.3366 | 0 | 0 | 864.3366 | 0.001158%
2028 | 357 | 357-1299R | Tier-3 | Tier-3---9 | 5--5 | 50 | 100% | 500.7555 | 96.82% | 2.879% | 0.2981% | 24 | 0 | 0 | 24 | 0 | 20.8336 | 0.8295 | 25.1158 | 20.8336 | 0.8295 | 25.1158 | 24.3547 | 0.9697 | 25.1158 | 4.793% | 0.2409 | 0.22898 | 2078.6481 | 381.924 | 60.0907 | 1636.6334 | 2082.0868 | 0 | 0 | 2082.0868 | 0.005038%
2028 | 357 | 357-2047F | Tier-2 | Tier-2---10 | 5--4 | 10 | 100% | 117.0163 | 66.86% | 32.9% | 0.2354% | 3.8728 | 0 | 0 | 3.8728 | 0 | 3.3619 | 0.1659 | 20.2644 | 3.3619 | 0.1659 | 20.2644 | 3.9301 | 0.19394 | 20.2644 | 3.31% | 0.14128 | 0.13429 | 828.2369 | 91.3768 | 250.8108 | 486.0494 | 842.5305 | 0 | 0 | 842.5305 | 0.0008129%
2028 | 357 | 357-2049F | Tier-3 | Tier-3---8 | 5--5 | 489 | 100% | 1568.933 | 87.25% | 12.44% | 0.3075% | 67.7587 | 0 | 0 | 67.7587 | 0 | 58.819 | 8.1125 | 7.2504 | 58.819 | 8.1125 | 7.2504 | 68.7601 | 9.4836 | 7.2504 | 4.319% | 0.18286 | 0.17381 | 8579.8277 | 1438.1344 | 1001.8193 | 6139.874 | 8636.8059 | 0 | 0 | 8636.8059 | 0.01422%
2028 | 357 | 357-45R | Tier-3 | Tier-3---8 | 5--5 | 938 | 100% | 2182.2622 | 79.98% | 19.64% | 0.3802% | 86.3975 | 0 | 0 | 86.3975 | 0 | 74.9987 | 15.5614 | 4.8195 | 74.9987 | 15.5614 | 4.8195 | 87.6743 | 18.1915 | 4.8195 | 3.959% | 0.18538 | 0.1762 | 11771.8449 | 1935.5654 | 2204.1059 | 7632.1736 | 11894.5692 | 0 | 0 | 11894.5692 | 0.01813%
2028 | 357 | 357-50R | Tier-3 | Tier-3---4 | 5--5 | 1053 | 100% | 1441.553 | 79.05% | 20.4% | 0.5522% | 56.4096 | 0 | 0 | 56.4096 | 0 | 48.9672 | 17.4693 | 2.803 | 48.9672 | 17.4693 | 2.803 | 57.2432 | 20.4218 | 2.803 | 3.913% | 0.14913 | 0.14175 | 9666.6259 | 1487.063 | 1867.4945 | 6312.0683 | 9772.0779 | 0 | 0 | 9772.0779 | 0.01184%
2028 | 357 | 357-750R | Tier-2 | Tier-2---2 | 5--5 | 650 | 100% | 1439.7107 | 82.49% | 17.1% | 0.4096% | 58.7853 | 0 | 0 | 58.7853 | 0 | 51.0294 | 10.7835 | 4.7322 | 51.0294 | 10.7835 | 4.7322 | 59.654 | 12.606 | 4.7322 | 4.083% | 0.171 | 0.16254 | 8419.2134 | 1423.2143 | 1353.8833 | 5642.1158 | 8495.9978 | 0 | 0 | 8495.9978 | 0.01234%
2028 | 358 | 358-1175F | Tier-2 | Tier-2---11 | 5--3 | 29 | 100% | 71.8528 | 77.22% | 22.39% | 0.388% | 2.7465 | 0 | 0 | 2.7465 | 0 | 2.3841 | 0.48111 | 4.9554 | 2.3841 | 0.48111 | 4.9554 | 2.787 | 0.56242 | 4.9554 | 3.822% | 0.14195 | 0.13492 | 506.195 | 64.3327 | 105.8745 | 335.9879 | 512.2005 | 0 | 0 | 512.2005 | 0.0005765%
2028 | 358 | 358-33 | Tier-3 | Tier-3---15 | 5--4 | 56 | 100% | 117.3196 | 96.19% | 3.458% | 0.3548% | 5.5859 | 0 | 0 | 5.5859 | 0 | 4.8489 | 0.92904 | 5.2193 | 4.8489 | 0.92904 | 5.2193 | 5.6684 | 1.0861 | 5.2193 | 4.761% | 0.14298 | 0.1359 | 820.5581 | 159.8188 | 30.1137 | 630.6255 | 822.1875 | 0 | 0 | 822.1875 | 0.001172%
2028 | 358 | 358-682F | Tier-3 | Tier-3---3 | 5--5 | 437 | 100% | 3753.9781 | 86.22% | 13.57% | 0.2039% | 160.2214 | 0 | 0 | 160.2214 | 0 | 139.0826 | 7.2498 | 19.1842 | 139.0826 | 7.2498 | 19.1842 | 162.5892 | 8.4751 | 19.1842 | 4.268% | 0.54241 | 0.51556 | 6920.8673 | 1067.6333 | 861.2358 | 4991.9981 | 6970.5225 | 0 | 0 | 6970.5225 | 0.03363%
2028 | 386 | 386-25R | Tier-2 | Tier-2---15 | 3--4 | 3 | 100% | 105.7185 | 14.15% | 84.34% | 1.508% | 0.74063 | 0 | 0 | 0.74063 | 0 | 0.64291 | 0.04977 | 12.9177 | 0.64291 | 0.04977 | 12.9177 | 0.75157 | 0.058182 | 12.9177 | 0.7006% | 0.019083 | 0.018138 | 5539.9286 | 154.7666 | 4421.941 | 963.221 | 5787.6042 | 0 | 0 | 5787.6042 | 0.0001555%
2028 | 387 | 387-15 | Tier-3 | Tier-3---16 | 4--5 | 79 | 100% | 365.4778 | 57.25% | 41.73% | 1.017% | 10.3576 | 0 | 0 | 10.3576 | 0 | 8.9911 | 1.3106 | 6.8602 | 8.9911 | 1.3106 | 6.8602 | 10.5106 | 1.5321 | 6.8602 | 2.834% | 0.072601 | 0.069007 | 5034.0466 | 537.3079 | 1996.9235 | 2499.8151 | 5146.1153 | 0 | 0 | 5146.1153 | 0.002174%
2028 | 393 | 393-14R | Tier-2 | Tier-2---10 | 5--4 | 87 | 100% | 777.0926 | 5.544% | 94.24% | 0.2191% | 2.1327 | 0 | 0 | 2.1327 | 0 | 1.8513 | 1.4433 | 1.2827 | 1.8513 | 1.4433 | 1.2827 | 2.1642 | 1.6873 | 1.2827 | 0.2744% | 0.10079 | 0.095804 | 7709.7876 | 115.9827 | 6667.436 | 926.369 | 8089.036 | 0 | 0 | 8089.036 | 0.0004476%
2028 | 396 | 396-699R | Tier-2 | Tier-2---5 | 5--5 | 1753 | 100% | 888.3486 | 59.21% | 39.34% | 1.447% | 26.0383 | 0 | 0 | 26.0383 | 0 | 22.6029 | 29.0823 | 0.77721 | 22.6029 | 29.0823 | 0.77721 | 26.4231 | 33.9975 | 0.77721 | 2.931% | 0.15664 | 0.14888 | 5671.3841 | 668.179 | 2146.3409 | 2856.8642 | 5791.8474 | 0 | 0 | 5791.8474 | 0.005465%
2028 | 411 | 411-1873R | Tier-2 | Tier-2---7 | 4--5 | 728 | 100% | 340.3229 | 88.45% | 9.585% | 1.967% | 14.8999 | 0 | 0 | 14.8999 | 0 | 12.9341 | 12.0775 | 1.0709 | 12.9341 | 12.0775 | 1.0709 | 15.1201 | 14.1188 | 1.0709 | 4.378% | 0.04682 | 0.044503 | 7268.7189 | 1142.008 | 975.4979 | 5151.213 | 7312.4483 | 0 | 0 | 7312.4483 | 0.003128%
2028 | 411 | 411-30R | Tier-3 | Tier-3---6 | 5--5 | 1526 | 100% | 1028.3805 | 90.72% | 7.641% | 1.643% | 46.1788 | 0 | 0 | 46.1788 | 0 | 40.0862 | 25.3164 | 1.5834 | 40.0862 | 25.3164 | 1.5834 | 46.8613 | 29.5951 | 1.5834 | 4.49% | 0.10309 | 0.09799 | 9975.2889 | 1901.318 | 929.458 | 7144.5129 | 10023.5186 | 0 | 0 | 10023.5186 | 0.009693%
2028 | 411 | 411-47R | Tier-2 | Tier-2---9 | 4--5 | 68 | 100% | 334.7019 | 84.13% | 13.18% | 2.693% | 13.9384 | 0 | 0 | 13.9384 | 0 | 12.0995 | 1.1281 | 10.7253 | 12.0995 | 1.1281 | 10.7253 | 14.1444 | 1.3188 | 10.7253 | 4.164% | 0.063274 | 0.060142 | 5289.7062 | 845.5012 | 1035.5091 | 3408.6958 | 5333.4243 | 0 | 0 | 5333.4243 | 0.002926%
2028 | 434 | 434-301 | Tier-2 | Tier-2---17 | 1--5 | 115 | 100% | 17.5402 | 98.17% | 0% | 1.83% | 0.85235 | 0 | 0 | 0.85235 | 0 | 0.73989 | 1.9079 | 0.38781 | 0.73989 | 1.9079 | 0.38781 | 0.86494 | 2.2303 | 0.38781 | 4.859% | 0.003157 | 0.0030007 | 5555.9717 | 867.4345 | 222.2106 | 4466.3265 | 5561.2679 | 0 | 0 | 5561.2679 | 0.0001789%
2028 | 441 | 441-23R | Tier-3 | Tier-3---11 | 5--4 | 376 | 100% | 647.4088 | 86.44% | 13.14% | 0.4218% | 27.7015 | 0 | 0 | 27.7015 | 0 | 24.0467 | 6.2378 | 3.855 | 24.0467 | 6.2378 | 3.855 | 28.1109 | 7.2921 | 3.855 | 4.279% | 0.54783 | 0.52071 | 1181.7687 | 148.5478 | 135.1005 | 898.1204 | 1190.1135 | 0 | 0 | 1190.1135 | 0.005815%
2028 | 441 | 441-279R | Tier-3 | Tier-3---18 | 5--2 | 48 | 100% | 161.5568 | 69.39% | 29.65% | 0.9602% | 5.5494 | 0 | 0 | 5.5494 | 0 | 4.8172 | 0.79632 | 6.0494 | 4.8172 | 0.79632 | 6.0494 | 5.6314 | 0.93091 | 6.0494 | 3.435% | 0.53527 | 0.50877 | 301.8227 | 28.024 | 73.3421 | 200.4565 | 306.6336 | 0 | 0 | 306.6336 | 0.001165%
2028 | 441 | 441-27R | Tier-3 | Tier-3---9 | 5--4 | 115 | 100% | 878.0372 | 89.43% | 10.14% | 0.4287% | 38.8687 | 0 | 0 | 38.8687 | 0 | 33.7406 | 1.9079 | 17.6851 | 33.7406 | 1.9079 | 17.6851 | 39.4431 | 2.2303 | 17.6851 | 4.427% | 0.55752 | 0.52992 | 1574.8947 | 207.3126 | 146.5629 | 1221.0192 | 1583.5641 | 0 | 0 | 1583.5641 | 0.008159%
2028 | 441 | 441-30R | Tier-3 | Tier-3---9 | 5--4 | 63 | 100% | 950.7549 | 92.15% | 7.507% | 0.3471% | 43.3661 | 0 | 0 | 43.3661 | 0 | 37.6446 | 1.0452 | 36.0176 | 37.6446 | 1.0452 | 36.0176 | 44.0069 | 1.2218 | 36.0176 | 4.561% | 0.55519 | 0.52771 | 1712.4757 | 231.3815 | 120.1168 | 1360.9775 | 1719.4801 | 0 | 0 | 1719.4801 | 0.009103%
2028 | 442 | 442-16R | Tier-3 | Tier-3---14 | 5--3 | 909 | 100% | 453.4046 | 84.5% | 14% | 1.497% | 18.9645 | 0 | 0 | 18.9645 | 0 | 16.4624 | 15.0803 | 1.0916 | 16.4624 | 15.0803 | 1.0916 | 19.2447 | 17.6291 | 1.0916 | 4.183% | 0.45792 | 0.43525 | 990.1415 | 105.6368 | 130.7729 | 753.7318 | 998.1347 | 0 | 0 | 998.1347 | 0.003981%
2028 | 442 | 442-46R | Tier-3 | Tier-3---19 | 5--1 | 31 | 100% | 85.0858 | 0.5117% | 99.4% | 0.08534% | 0.021553 | 0 | 0 | 0.021553 | 0 | 0.018709 | 0.51429 | 0.036379 | 0.018709 | 0.51429 | 0.036379 | 0.021871 | 0.60121 | 0.036379 | 0.02533% | 0.35092 | 0.33355 | 242.465 | 0.40496 | 218.5335 | 23.5266 | 255.0274 | 0 | 0 | 255.0274 | 4.524e-06%
2028 | 442 | 442-509R | Tier-3 | Tier-3---15 | 5--3 | 866 | 100% | 278.3023 | 54.83% | 44.11% | 1.062% | 7.5527 | 0 | 0 | 7.5527 | 0 | 6.5562 | 14.367 | 0.45634 | 6.5562 | 14.367 | 0.45634 | 7.6643 | 16.7951 | 0.45634 | 2.714% | 0.36954 | 0.35125 | 753.0994 | 59.1542 | 305.0958 | 388.8494 | 770.8168 | 0 | 0 | 770.8168 | 0.001585%
2028 | 442 | 442-525 | Tier-3 | Tier-3---18 | 5--2 | 664 | 100% | 299.6774 | 27.82% | 71.36% | 0.8189% | 4.1268 | 0 | 0 | 4.1268 | 0 | 3.5823 | 11.0158 | 0.3252 | 3.5823 | 11.0158 | 0.3252 | 4.1877 | 12.8776 | 0.3252 | 1.377% | 0.36155 | 0.34365 | 828.8663 | 34.3592 | 535.1133 | 259.3938 | 860.0234 | 0 | 0 | 860.0234 | 0.0008662%
2028 | 442 | 442-728R | Tier-3 | Tier-3---5 | 5--5 | 1856 | 100% | 2907.2477 | 55.16% | 44.36% | 0.4825% | 79.3812 | 0 | 0 | 79.3812 | 0 | 68.908 | 30.7911 | 2.2379 | 68.908 | 30.7911 | 2.2379 | 80.5543 | 35.9951 | 2.2379 | 2.73% | 0.35802 | 0.3403 | 8120.3954 | 853.7381 | 3313.1015 | 3953.5558 | 8310.0172 | 0 | 0 | 8310.0172 | 0.01666%
2028 | 442 | 442-729 | Tier-3 | Tier-3---15 | 5--3 | 38 | 100% | 182.1056 | 87.18% | 11.88% | 0.9486% | 7.8582 | 0 | 0 | 7.8582 | 0 | 6.8214 | 0.63042 | 10.8204 | 6.8214 | 0.63042 | 10.8204 | 7.9743 | 0.73697 | 10.8204 | 4.315% | 0.36059 | 0.34274 | 505.0174 | 48.5793 | 97.3314 | 359.1067 | 508.3904 | 0 | 0 | 508.3904 | 0.001649%
2028 | 442 | 442-758F | Tier-3 | Tier-3---18 | 5--2 | 41 | 100% | 96.5341 | 94% | 5.101% | 0.8948% | 4.4919 | 0 | 0 | 4.4919 | 0 | 3.8993 | 0.68019 | 5.7326 | 3.8993 | 0.68019 | 5.7326 | 4.5583 | 0.79515 | 5.7326 | 4.653% | 0.35119 | 0.3338 | 274.8807 | 37.0629 | 13.3172 | 224.5005 | 275.739 | 0 | 0 | 275.739 | 0.0009429%
2028 | 442 | 442-764R | Tier-3 | Tier-3---18 | 5--2 | 289 | 100% | 133.0317 | 69.69% | 29.04% | 1.271% | 4.5888 | 0 | 0 | 4.5888 | 0 | 3.9834 | 4.7945 | 0.83082 | 3.9834 | 4.7945 | 0.83082 | 4.6566 | 5.6048 | 0.83082 | 3.449% | 0.35448 | 0.33694 | 375.2846 | 31.8241 | 102.8444 | 240.6162 | 381.2093 | 0 | 0 | 381.2093 | 0.0009632%
2028 | 442 | 442-780 | Tier-3 | Tier-3---19 | 5--1 | 204 | 100% | 89.5952 | 24.38% | 74.86% | 0.754% | 1.0813 | 0 | 0 | 1.0813 | 0 | 0.93865 | 3.3844 | 0.27735 | 0.93865 | 3.3844 | 0.27735 | 1.0973 | 3.9564 | 0.27735 | 1.207% | 0.34601 | 0.32888 | 258.9415 | 9.1784 | 175.8129 | 73.9502 | 269.1388 | 0 | 0 | 269.1388 | 0.000227%
2028 | 444 | 444-15R | Tier-2 | Tier-2---13 | 5--3 | 6 | 100% | 151.5646 | 92.72% | 4.981% | 2.303% | 6.956 | 0 | 0 | 6.956 | 0 | 6.0383 | 0.09954 | 60.6615 | 6.0383 | 0.09954 | 60.6615 | 7.0588 | 0.11636 | 60.6615 | 4.589% | 0.14886 | 0.14149 | 1018.1622 | 115.1146 | 67.1446 | 835.903 | 1022.0243 | 0 | 0 | 1022.0243 | 0.00146%
2028 | 444 | 444-43R | Tier-2 | Tier-2---5 | 5--5 | 141 | 100% | 962.2981 | 91.92% | 6.922% | 1.16% | 43.7843 | 0 | 0 | 43.7843 | 0 | 38.0077 | 2.3392 | 16.2482 | 38.0077 | 2.3392 | 16.2482 | 44.4314 | 2.7345 | 16.2482 | 4.55% | 0.2124 | 0.20189 | 4530.5338 | 537.4714 | 429.3017 | 3563.7607 | 4549.6008 | 0 | 0 | 4549.6008 | 0.00919%
2028 | 444 | 444-9R | Tier-2 | Tier-2---11 | 5--3 | 594 | 100% | 323.6995 | 49.46% | 48.19% | 2.343% | 7.9256 | 0 | 0 | 7.9256 | 0 | 6.8799 | 9.8545 | 0.69815 | 6.8799 | 9.8545 | 0.69815 | 8.0427 | 11.52 | 0.69815 | 2.448% | 0.1488 | 0.14143 | 2175.4322 | 138.2481 | 1034.3801 | 1002.804 | 2232.6859 | 0 | 0 | 2232.6859 | 0.001664%
2028 | 445 | 445-1311R | Tier-3 | Tier-3---5 | 5--5 | 390 | 100% | 2047.0117 | 76.8% | 22.84% | 0.359% | 77.8189 | 0 | 0 | 77.8189 | 0 | 67.5519 | 6.4701 | 10.4406 | 67.5519 | 6.4701 | 10.4406 | 78.9689 | 7.5636 | 10.4406 | 3.802% | 0.53792 | 0.51129 | 3805.4061 | 462.3517 | 801.0027 | 2542.0517 | 3851.3839 | 0 | 0 | 3851.3839 | 0.01633%
2028 | 445 | 445-1325F | Tier-2 | Tier-2---2 | 5--4 | 252 | 100% | 1447.5424 | 80.92% | 18.64% | 0.4376% | 57.9841 | 0 | 0 | 57.9841 | 0 | 50.334 | 4.1807 | 12.0397 | 50.334 | 4.1807 | 12.0397 | 58.841 | 4.8873 | 12.0397 | 4.006% | 0.57356 | 0.54517 | 2523.7784 | 315.2588 | 429.2208 | 1779.2988 | 2548.8517 | 0 | 0 | 2548.8517 | 0.01217%
2028 | 445 | 445-17R | Tier-2 | Tier-2---8 | 5--3 | 171 | 100% | 440.7591 | 59.87% | 39.69% | 0.4369% | 13.0625 | 0 | 0 | 13.0625 | 0 | 11.3391 | 2.8369 | 3.997 | 11.3391 | 2.8369 | 3.997 | 13.2555 | 3.3164 | 3.997 | 2.964% | 0.53426 | 0.50782 | 824.9822 | 74.1046 | 294.4492 | 456.4284 | 842.2227 | 0 | 0 | 842.2227 | 0.002742%
2028 | 445 | 445-18R | Tier-2 | Tier-2---2 | 5--5 | 454 | 100% | 2423.1968 | 81.52% | 17.92% | 0.5628% | 97.7815 | 0 | 0 | 97.7815 | 0 | 84.8807 | 7.5319 | 11.2695 | 84.8807 | 7.5319 | 11.2695 | 99.2265 | 8.8048 | 11.2695 | 4.035% | 0.6048 | 0.57486 | 4006.6402 | 487.3751 | 662.1707 | 2857.0944 | 4045.2006 | 0 | 0 | 4045.2006 | 0.02052%
2028 | 445 | 445-19R | Tier-2 | Tier-2---8 | 5--3 | 208 | 100% | 654.5269 | 59.7% | 39.33% | 0.9775% | 19.3409 | 0 | 0 | 19.3409 | 0 | 16.7891 | 3.4507 | 4.8654 | 16.7891 | 3.4507 | 4.8654 | 19.6267 | 4.0339 | 4.8654 | 2.955% | 0.56527 | 0.53729 | 1157.9013 | 92.6902 | 418.9958 | 646.2153 | 1182.2052 | 0 | 0 | 1182.2052 | 0.00406%
2028 | 445 | 445-39R | Tier-2 | Tier-2---5 | 5--4 | 235 | 100% | 1104.2716 | 59.42% | 40.16% | 0.4235% | 32.4803 | 0 | 0 | 32.4803 | 0 | 28.195 | 3.8987 | 7.232 | 28.195 | 3.8987 | 7.232 | 32.9603 | 4.5576 | 7.232 | 2.941% | 0.48997 | 0.46571 | 2253.7709 | 194.1003 | 866.8973 | 1192.7734 | 2301.3993 | 0 | 0 | 2301.3993 | 0.006818%
2028 | 445 | 445-894R | Tier-2 | Tier-2---5 | 5--4 | 381 | 100% | 1498.1966 | 65.73% | 33.21% | 1.065% | 48.7442 | 0 | 0 | 48.7442 | 0 | 42.3131 | 6.3208 | 6.6943 | 42.3131 | 6.3208 | 6.6943 | 49.4645 | 7.3891 | 6.6943 | 3.254% | 0.63526 | 0.60381 | 2358.411 | 194.1011 | 729.7847 | 1434.5253 | 2400.5046 | 0 | 0 | 2400.5046 | 0.01023%
2028 | 445 | 445-897R | Tier-2 | Tier-2---10 | 5--3 | 28 | 100% | 278.2745 | 86.91% | 12.87% | 0.2201% | 11.9717 | 0 | 0 | 11.9717 | 0 | 10.3922 | 0.46452 | 22.3719 | 10.3922 | 0.46452 | 22.3719 | 12.1486 | 0.54303 | 22.3719 | 4.302% | 0.75637 | 0.71893 | 367.9091 | 46.7882 | 51.285 | 269.8359 | 370.4168 | 0 | 0 | 370.4168 | 0.002513%
2028 | 448 | 448-1196F | Tier-3 | Tier-3---20 | 1--5 | 7 | 100% | 3.2929 | 97.08% | 0% | 2.921% | 0.15824 | 0 | 0 | 0.15824 | 0 | 0.13736 | 0.11613 | 1.1828 | 0.13736 | 0.11613 | 1.1828 | 0.16058 | 0.13576 | 1.1828 | 4.805% | 0.0002432 | 0.00023116 | 13539.8119 | 1865.7131 | 568.8043 | 11105.2945 | 13560.4063 | 0 | 0 | 13560.4063 | 3.321e-05%
2028 | 448 | 448-1234R | Tier-3 | Tier-3---15 | 5--3 | 27 | 100% | 246.005 | 87.44% | 11.91% | 0.6491% | 10.6477 | 0 | 0 | 10.6477 | 0 | 9.2429 | 0.44793 | 20.6346 | 9.2429 | 0.44793 | 20.6346 | 10.805 | 0.52364 | 20.6346 | 4.328% | 0.62101 | 0.59027 | 396.1396 | 50.2628 | 45.6467 | 300.2301 | 398.731 | 0 | 0 | 398.731 | 0.002235%
2028 | 448 | 448-47R | Tier-3 | Tier-3---14 | 5--3 | 154 | 100% | 687.0853 | 69.92% | 29.31% | 0.7656% | 23.7813 | 0 | 0 | 23.7813 | 0 | 20.6437 | 2.5549 | 8.0802 | 20.6437 | 2.5549 | 8.0802 | 24.1327 | 2.9867 | 8.0802 | 3.461% | 0.62882 | 0.59769 | 1092.6575 | 111.5426 | 295.153 | 685.9619 | 1109.7723 | 0 | 0 | 1109.7723 | 0.004992%
2028 | 448 | 448-714R | Tier-3 | Tier-3---14 | 5--3 | 269 | 100% | 1225.9869 | 25.1% | 74.31% | 0.5831% | 15.2336 | 0 | 0 | 15.2336 | 0 | 13.2238 | 4.4627 | 2.9632 | 13.2238 | 4.4627 | 2.9632 | 15.4587 | 5.217 | 2.9632 | 1.243% | 0.46343 | 0.44049 | 2645.4709 | 92.606 | 1775.6477 | 777.2172 | 2748.6579 | 0 | 0 | 2748.6579 | 0.003198%
2028 | 448 | 448-724R | Tier-3 | Tier-3---18 | 5--2 | 267 | 100% | 255.0047 | 52.43% | 45.5% | 2.066% | 6.6185 | 0 | 0 | 6.6185 | 0 | 5.7453 | 4.4295 | 1.297 | 5.7453 | 4.4295 | 1.297 | 6.7163 | 5.1782 | 1.297 | 2.595% | 0.55035 | 0.52311 | 463.3505 | 25.9997 | 195.8184 | 241.5324 | 474.8286 | 0 | 0 | 474.8286 | 0.001389%
2028 | 448 | 448-735R | Tier-3 | Tier-3---18 | 5--2 | 191 | 100% | 276.9497 | 53.49% | 44.76% | 1.748% | 7.3327 | 0 | 0 | 7.3327 | 0 | 6.3652 | 3.1687 | 2.0088 | 6.3652 | 3.1687 | 2.0088 | 7.441 | 3.7042 | 2.0088 | 2.648% | 0.54202 | 0.51519 | 510.9626 | 35.205 | 210.0136 | 265.744 | 523.3393 | 0 | 0 | 523.3393 | 0.001539%
2028 | 448 | 448-744R | Tier-3 | Tier-3---7 | 5--5 | 744 | 100% | 2370.1609 | 68.76% | 30.51% | 0.7221% | 80.6754 | 0 | 0 | 80.6754 | 0 | 70.0315 | 12.343 | 5.6738 | 70.0315 | 12.343 | 5.6738 | 81.8676 | 14.4291 | 5.6738 | 3.404% | 0.49442 | 0.46994 | 4793.8402 | 492.7082 | 1356.6651 | 2944.4669 | 4871.823 | 0 | 0 | 4871.823 | 0.01693%
2028 | 448 | 448-9R | Tier-3 | Tier-3---9 | 5--4 | 525 | 100% | 1381.6742 | 73.74% | 25.5% | 0.7592% | 50.4329 | 0 | 0 | 50.4329 | 0 | 43.779 | 8.7098 | 5.0264 | 43.779 | 8.7098 | 5.0264 | 51.1782 | 10.1818 | 5.0264 | 3.65% | 0.54394 | 0.51701 | 2540.1235 | 273.4783 | 621.4078 | 1645.2374 | 2574.8613 | 0 | 0 | 2574.8613 | 0.01059%
2028 | 449 | 449-13R | Tier-3 | Tier-3---7 | 5--5 | 964 | 100% | 1663.2464 | 62.39% | 36.97% | 0.6428% | 51.3669 | 0 | 0 | 51.3669 | 0 | 44.5898 | 15.9928 | 2.7881 | 44.5898 | 15.9928 | 2.7881 | 52.126 | 18.6957 | 2.7881 | 3.088% | 0.28234 | 0.26837 | 5890.9135 | 610.6402 | 2022.1047 | 3258.1686 | 6006.2928 | 0 | 0 | 6006.2928 | 0.01078%
2028 | 449 | 449-16R | Tier-3 | Tier-3---15 | 5--4 | 62 | 100% | 266.6482 | 83.41% | 16.04% | 0.5501% | 11.0087 | 0 | 0 | 11.0087 | 0 | 9.5563 | 1.0286 | 9.2908 | 9.5563 | 1.0286 | 9.2908 | 11.1714 | 1.2024 | 9.2908 | 4.129% | 0.23738 | 0.22563 | 1123.2928 | 151.839 | 170.3603 | 801.0935 | 1133.0005 | 0 | 0 | 1133.0005 | 0.002311%
2028 | 449 | 449-683 | Tier-3 | Tier-3---18 | 5--3 | 36 | 100% | 130.3299 | 84.46% | 14.85% | 0.6893% | 5.4491 | 0 | 0 | 5.4491 | 0 | 4.7302 | 0.59724 | 7.92 | 4.7302 | 0.59724 | 7.92 | 5.5296 | 0.69818 | 7.92 | 4.181% | 0.34581 | 0.32869 | 376.8856 | 45.4714 | 46.4516 | 284.9627 | 379.9349 | 0 | 0 | 379.9349 | 0.001144%
2028 | 449 | 449-693R | Tier-3 | Tier-3---9 | 5--5 | 197 | 100% | 869.7515 | 92.74% | 6.815% | 0.4405% | 39.9289 | 0 | 0 | 39.9289 | 0 | 34.6609 | 3.2682 | 10.6054 | 34.6609 | 3.2682 | 10.6054 | 40.519 | 3.8206 | 10.6054 | 4.591% | 0.26107 | 0.24815 | 3331.4725 | 480.9166 | 218.7859 | 2631.7699 | 3344.0608 | 0 | 0 | 3344.0608 | 0.008381%
2028 | 449 | 449-6R | Tier-3 | Tier-3---14 | 5--4 | 250 | 100% | 487.7509 | 79.3% | 20.07% | 0.6273% | 19.1465 | 0 | 0 | 19.1465 | 0 | 16.6204 | 4.1475 | 4.0073 | 16.6204 | 4.1475 | 4.0073 | 19.4294 | 4.8485 | 4.0073 | 3.925% | 0.24779 | 0.23552 | 1968.4202 | 236.5464 | 397.0448 | 1334.829 | 1989.6378 | 0 | 0 | 1989.6378 | 0.004019%
2028 | 450 | 450-1850 | Tier-2 | Tier-2---13 | 4--3 | 78 | 100% | 42.3233 | 80.24% | 18.63% | 1.138% | 1.681 | 0 | 0 | 1.681 | 0 | 1.4592 | 1.294 | 1.1276 | 1.4592 | 1.294 | 1.1276 | 1.7058 | 1.5127 | 1.1276 | 3.972% | 0.073712 | 0.070064 | 574.1677 | 75.9334 | 104.2813 | 393.953 | 580.0772 | 0 | 0 | 580.0772 | 0.0003528%
2028 | 450 | 450-1851F | Tier-2 | Tier-2---3 | 5--5 | 633 | 100% | 915.4961 | 93.2% | 6.334% | 0.4614% | 42.2374 | 0 | 0 | 42.2374 | 0 | 36.6649 | 10.5015 | 3.4914 | 36.6649 | 10.5015 | 3.4914 | 42.8616 | 12.2763 | 3.4914 | 4.614% | 0.099477 | 0.094553 | 9203.0933 | 2582.2914 | 565.9601 | 6054.8418 | 9235.6635 | 0 | 0 | 9235.6635 | 0.008866%
2028 | 450 | 450-1853F | Tier-2 | Tier-2---10 | 4--4 | 138 | 100% | 133.4424 | 58.04% | 41.41% | 0.5447% | 3.8339 | 0 | 0 | 3.8339 | 0 | 3.3281 | 2.2894 | 1.4537 | 3.3281 | 2.2894 | 1.4537 | 3.8906 | 2.6764 | 1.4537 | 2.873% | 0.075291 | 0.071564 | 1772.351 | 169.5911 | 681.6123 | 921.1476 | 1811.0782 | 0 | 0 | 1811.0782 | 0.0008047%
2028 | 450 | 450-1854 | Tier-2 | Tier-2---9 | 4--4 | 158 | 100% | 167.8113 | 68.69% | 30.5% | 0.8174% | 5.7056 | 0 | 0 | 5.7056 | 0 | 4.9529 | 2.6212 | 1.8895 | 4.9529 | 2.6212 | 1.8895 | 5.79 | 3.0642 | 1.8895 | 3.4% | 0.079085 | 0.07517 | 2121.91 | 277.0369 | 611.709 | 1233.1641 | 2156.5118 | 0 | 0 | 2156.5118 | 0.001198%
2028 | 450 | 450-50R | Tier-2 | Tier-2---11 | 4--4 | 7 | 100% | 377.7999 | 6.265% | 93.65% | 0.08234% | 1.1716 | 0 | 0 | 1.1716 | 0 | 1.017 | 0.11613 | 8.7573 | 1.017 | 0.11613 | 8.7573 | 1.1889 | 0.13576 | 8.7573 | 0.3101% | 0.071801 | 0.068247 | 5261.778 | 61.1615 | 4507.3206 | 693.2959 | 5518.6336 | 0 | 0 | 5518.6336 | 0.0002459%
2028 | 452 | 452-1403 | Tier-2 | Tier-2---15 | 1--5 | 26 | 100% | 16.9711 | 99.17% | 0% | 0.8269% | 0.83313 | 0 | 0 | 0.83313 | 0 | 0.72321 | 0.43134 | 1.6767 | 0.72321 | 0.43134 | 1.6767 | 0.84544 | 0.50424 | 1.6767 | 4.909% | 0.0007938 | 0.00075451 | 21379.6258 | 3471.6579 | 162.5094 | 17745.4585 | 21388.8328 | 0 | 0 | 21388.8328 | 0.0001749%
2028 | 452 | 452-1404F | Tier-2 | Tier-2---12 | 1--5 | 3 | 100% | 78.1615 | 99.25% | 0% | 0.7504% | 3.84 | 0 | 0 | 3.84 | 0 | 3.3333 | 0.04977 | 66.9747 | 3.3333 | 0.04977 | 66.9747 | 3.8967 | 0.058182 | 66.9747 | 4.913% | 0.0036434 | 0.0034631 | 21452.8882 | 5121.8123 | 152.3056 | 16178.7703 | 21461.2717 | 0 | 0 | 21461.2717 | 0.000806%
2028 | 452 | 452-1405 | Tier-2 | Tier-2---15 | 1--5 | 12 | 100% | 24.9262 | 98.86% | 0% | 1.141% | 1.2198 | 0 | 0 | 1.2198 | 0 | 1.0588 | 0.19908 | 5.3186 | 1.0588 | 0.19908 | 5.3186 | 1.2378 | 0.23273 | 5.3186 | 4.894% | 0.001513 | 0.0014381 | 16474.6859 | 3100.6815 | 174.1987 | 13199.8057 | 16484.4765 | 0 | 0 | 16484.4765 | 0.000256%
2028 | 452 | 452-38AE | Tier-2 | Tier-2---4 | 2--5 | 354 | 100% | 306.0513 | 99.41% | 0% | 0.595% | 15.0594 | 0 | 0 | 15.0594 | 0 | 13.0725 | 5.8729 | 2.2259 | 13.0725 | 5.8729 | 2.2259 | 15.282 | 6.8654 | 2.2259 | 4.921% | 0.011395 | 0.010831 | 26857.9154 | 5689.4503 | 153.4079 | 21015.0572 | 26866.2375 | 0 | 0 | 26866.2375 | 0.003161%
2028 | 454 | 454-1814 | Tier-2 | Tier-2---20 | 4--2 | 36 | 100% | 7.1232 | 85.18% | 13.84% | 0.9794% | 0.30033 | 0 | 0 | 0.30033 | 0 | 0.2607 | 0.59724 | 0.43652 | 0.2607 | 0.59724 | 0.43652 | 0.30477 | 0.69818 | 0.43652 | 4.216% | 0.072066 | 0.068499 | 98.8421 | 13.8906 | 13.4536 | 71.498 | 99.6051 | 0 | 0 | 99.6051 | 6.304e-05%
2028 | 454 | 454-48F | Tier-2 | Tier-2---4 | 4--5 | 363 | 100% | 395.265 | 97.43% | 2.166% | 0.3994% | 19.0636 | 0 | 0 | 19.0636 | 0 | 16.5484 | 6.0222 | 2.7479 | 16.5484 | 6.0222 | 2.7479 | 19.3453 | 7.04 | 2.7479 | 4.823% | 0.085487 | 0.081255 | 4623.6959 | 1485.502 | 103.1361 | 3035.0579 | 4629.8744 | 0 | 0 | 4629.8744 | 0.004001%
2028 | 463 | 463-1136F | Tier-2 | Tier-2---18 | 4--2 | 1 | 100% | 16.8212 | 86.42% | 11.45% | 2.121% | 0.71961 | 0 | 0 | 0.71961 | 0 | 0.62467 | 0.01659 | 37.6534 | 0.62467 | 0.01659 | 37.6534 | 0.73025 | 0.019394 | 37.6534 | 4.278% | 0.060434 | 0.057442 | 278.3405 | 39.3529 | 30.6582 | 208.3293 | 280.3083 | 0 | 0 | 280.3083 | 0.000151%
2028 | 463 | 463-1229 | Tier-2 | Tier-2---9 | 5--4 | 69 | 100% | 220.9596 | 94% | 3.511% | 2.487% | 10.2815 | 0 | 0 | 10.2815 | 0 | 8.925 | 1.1447 | 7.7968 | 8.925 | 1.1447 | 7.7968 | 10.4335 | 1.3382 | 7.7968 | 4.653% | 0.096723 | 0.091935 | 2284.4628 | 504.7537 | 115.6932 | 1664.0158 | 2291.5979 | 0 | 0 | 2291.5979 | 0.002158%
2028 | 470 | 470-40AE | Tier-2 | Tier-2---4 | 4--5 | 415 | 100% | 675.3424 | 87.26% | 12.19% | 0.553% | 29.1697 | 0 | 0 | 29.1697 | 0 | 25.3212 | 6.8849 | 3.6778 | 25.3212 | 6.8849 | 3.6778 | 29.6008 | 8.0485 | 3.6778 | 4.319% | 0.091034 | 0.086528 | 7418.573 | 1155.6027 | 850.5498 | 5412.4205 | 7467.8024 | 0 | 0 | 7467.8024 | 0.006123%
2028 | 470 | 470-47R | Tier-3 | Tier-3---2 | 5--5 | 887 | 100% | 2012.6027 | 94.87% | 4.37% | 0.7559% | 94.5174 | 0 | 0 | 94.5174 | 0 | 82.0473 | 14.7153 | 5.5756 | 82.0473 | 14.7153 | 5.5756 | 95.9142 | 17.2024 | 5.5756 | 4.696% | 0.16225 | 0.15422 | 12404.0406 | 2097.9829 | 564.7309 | 9741.3268 | 12437.1512 | 0 | 0 | 12437.1512 | 0.01984%
2028 | 471 | 471-36F | Tier-2 | Tier-2---4 | 4--5 | 127 | 100% | 570.7201 | 63.27% | 36.3% | 0.4365% | 17.8733 | 0 | 0 | 17.8733 | 0 | 15.5152 | 2.1069 | 7.3639 | 15.5152 | 2.1069 | 7.3639 | 18.1375 | 2.463 | 7.3639 | 3.132% | 0.093079 | 0.088471 | 6131.5794 | 664.7661 | 2054.2802 | 3412.5332 | 6248.875 | 0 | 0 | 6248.875 | 0.003752%
2028 | 500 | 500-1531 | Tier-2 | Tier-2---10 | 4--4 | 58 | 100% | 642.8265 | 4.579% | 95.33% | 0.095% | 1.4571 | 0 | 0 | 1.4571 | 0 | 1.2648 | 0.96222 | 1.3145 | 1.2648 | 0.96222 | 1.3145 | 1.4786 | 1.1248 | 1.3145 | 0.2267% | 0.071178 | 0.067654 | 9031.2778 | 80.4341 | 7853.8811 | 1096.9626 | 9480.0707 | 0 | 0 | 9480.0707 | 0.0003058%
2028 | 501 | 501-786 | Tier-2 | Tier-2---14 | 2--5 | 163 | 100% | 41.2155 | 98.22% | 0% | 1.777% | 2.0039 | 0 | 0 | 2.0039 | 0 | 1.7395 | 2.7042 | 0.64327 | 1.7395 | 2.7042 | 0.64327 | 2.0335 | 3.1612 | 0.64327 | 4.862% | 0.0050324 | 0.0047833 | 8190.019 | 1322.239 | 139.0981 | 6728.6818 | 8197.5989 | 0 | 0 | 8197.5989 | 0.0004206%
2028 | 504 | 504-2501R | Tier-2 | Tier-2---9 | 3--5 | 78 | 100% | 152.2062 | 97.69% | 0% | 2.311% | 7.3601 | 0 | 0 | 7.3601 | 0 | 6.389 | 1.294 | 4.9373 | 6.389 | 1.294 | 4.9373 | 7.4688 | 1.5127 | 4.9373 | 4.836% | 0.021593 | 0.020524 | 7048.9974 | 1058.3908 | 620.2842 | 5370.3225 | 7057.4821 | 0 | 0 | 7057.4821 | 0.001545%
2028 | 520 | 520-1045R | Tier-2 | Tier-2---5 | 5--4 | 1241 | 100% | 596.734 | 87.03% | 12.08% | 0.8955% | 25.7068 | 0 | 0 | 25.7068 | 0 | 22.3152 | 20.5882 | 1.0839 | 22.3152 | 20.5882 | 1.0839 | 26.0867 | 24.0678 | 1.0839 | 4.308% | 0.26824 | 0.25496 | 2224.662 | 286.7109 | 250.5356 | 1687.4154 | 2239.6901 | 0 | 0 | 2239.6901 | 0.005396%
2028 | 520 | 520-10R | Tier-2 | Tier-2---7 | 4--5 | 524 | 100% | 296.4545 | 90.13% | 8.578% | 1.296% | 13.2256 | 0 | 0 | 13.2256 | 0 | 11.4807 | 8.6932 | 1.3207 | 11.4807 | 8.6932 | 1.3207 | 13.421 | 10.1624 | 1.3207 | 4.461% | 0.046043 | 0.043764 | 6438.5886 | 1240.5174 | 702.7495 | 4495.3216 | 6471.6962 | 0 | 0 | 6471.6962 | 0.002776%
2028 | 520 | 520-1489R | Tier-2 | Tier-2---8 | 5--5 | 1235 | 100% | 662.1633 | 87.36% | 10.91% | 1.733% | 28.6339 | 0 | 0 | 28.6339 | 0 | 24.8561 | 20.4887 | 1.2132 | 24.8561 | 20.4887 | 1.2132 | 29.0571 | 23.9515 | 1.2132 | 4.324% | 0.13822 | 0.13138 | 4790.7448 | 574.961 | 546.3603 | 3669.4236 | 4822.2817 | 0 | 0 | 4822.2817 | 0.00601%
2028 | 520 | 520-1509R | Tier-2 | Tier-2---5 | 5--4 | 1467 | 100% | 868.9578 | 72.04% | 26.87% | 1.095% | 30.9848 | 0 | 0 | 30.9848 | 0 | 26.8968 | 24.3376 | 1.1052 | 26.8968 | 24.3376 | 1.1052 | 31.4427 | 28.4509 | 1.1052 | 3.566% | 0.28561 | 0.27147 | 3042.4946 | 331.9166 | 761.5633 | 1949.0147 | 3086.8039 | 0 | 0 | 3086.8039 | 0.006504%
2028 | 520 | 520-1525R | Tier-2 | Tier-2---8 | 5--5 | 521 | 100% | 360.0635 | 92.4% | 6.369% | 1.229% | 16.469 | 0 | 0 | 16.469 | 0 | 14.2962 | 8.6434 | 1.654 | 14.2962 | 8.6434 | 1.654 | 16.7124 | 10.1042 | 1.654 | 4.574% | 0.099044 | 0.094141 | 3635.4035 | 686.7062 | 313.6705 | 2635.0268 | 3649.7874 | 0 | 0 | 3649.7874 | 0.003457%
2028 | 520 | 520-1527R | Tier-3 | Tier-3---7 | 5--5 | 969 | 100% | 1151.6571 | 81.16% | 18.23% | 0.6117% | 46.2645 | 0 | 0 | 46.2645 | 0 | 40.1606 | 16.0757 | 2.4982 | 40.1606 | 16.0757 | 2.4982 | 46.9482 | 18.7927 | 2.4982 | 4.017% | 0.27105 | 0.25763 | 4248.9299 | 642.1047 | 732.0594 | 2874.7658 | 4290.6273 | 0 | 0 | 4290.6273 | 0.009711%
2028 | 520 | 520-1902R | Tier-2 | Tier-2---9 | 4--4 | 556 | 100% | 295.4783 | 43.89% | 53.74% | 2.376% | 6.4191 | 0 | 0 | 6.4191 | 0 | 5.5722 | 9.224 | 0.6041 | 5.5722 | 9.224 | 0.6041 | 6.514 | 10.783 | 0.6041 | 2.172% | 0.058932 | 0.056015 | 5013.9026 | 463.7784 | 2584.0113 | 1966.1129 | 5160.4189 | 0 | 0 | 5160.4189 | 0.001347%
2028 | 520 | 520-1904 | Tier-3 | Tier-3---13 | 4--5 | 511 | 100% | 381.2363 | 81.21% | 17.45% | 1.344% | 15.3248 | 0 | 0 | 15.3248 | 0 | 13.3029 | 8.4775 | 1.5692 | 13.3029 | 8.4775 | 1.5692 | 15.5512 | 9.9103 | 1.5692 | 4.02% | 0.05278 | 0.050167 | 7223.1755 | 1024.2251 | 1263.1331 | 4935.8173 | 7293.8681 | 0 | 0 | 7293.8681 | 0.003217%
2028 | 520 | 520-22R | Tier-2 | Tier-2---14 | 4--4 | 171 | 100% | 116.9083 | 45.37% | 53.02% | 1.617% | 2.6254 | 0 | 0 | 2.6254 | 0 | 2.279 | 2.8369 | 0.80335 | 2.279 | 2.8369 | 0.80335 | 2.6642 | 3.3164 | 0.80335 | 2.246% | 0.036011 | 0.034228 | 3246.4956 | 310.4275 | 1853.8749 | 1082.1932 | 3338.8629 | 0 | 0 | 3338.8629 | 0.0005511%
2028 | 520 | 520-35R | Tier-3 | Tier-3---9 | 5--5 | 1723 | 100% | 985.3264 | 82.6% | 16.44% | 0.9544% | 40.2894 | 0 | 0 | 40.2894 | 0 | 34.9738 | 28.5846 | 1.2235 | 34.9738 | 28.5846 | 1.2235 | 40.8848 | 33.4157 | 1.2235 | 4.089% | 0.28544 | 0.27131 | 3451.9467 | 462.7417 | 537.5528 | 2451.6522 | 3483.2179 | 0 | 0 | 3483.2179 | 0.008457%
2028 | 520 | 520-45 | Tier-2 | Tier-2---8 | 5--5 | 616 | 100% | 455.0819 | 89.33% | 9.369% | 1.306% | 20.122 | 0 | 0 | 20.122 | 0 | 17.4672 | 10.2194 | 1.7092 | 17.4672 | 10.2194 | 1.7092 | 20.4194 | 11.9467 | 1.7092 | 4.422% | 0.10446 | 0.099291 | 4356.4514 | 530.4104 | 403.5927 | 3422.4483 | 4380.6683 | 0 | 0 | 4380.6683 | 0.004224%
2028 | 521 | 521-14R | Tier-3 | Tier-3---5 | 5--5 | 944 | 100% | 1719.0003 | 78.65% | 20.86% | 0.4907% | 66.9215 | 0 | 0 | 66.9215 | 0 | 58.0922 | 15.661 | 3.7094 | 58.0922 | 15.661 | 3.7094 | 67.9105 | 18.3079 | 3.7094 | 3.893% | 0.27097 | 0.25755 | 6343.9843 | 812.9811 | 1238.2176 | 4292.7856 | 6414.5291 | 0 | 0 | 6414.5291 | 0.01405%
2028 | 521 | 521-1819R | Tier-2 | Tier-2---9 | 4--5 | 417 | 100% | 223.8855 | 62.17% | 36.25% | 1.574% | 6.8901 | 0 | 0 | 6.8901 | 0 | 5.9811 | 6.918 | 0.86456 | 5.9811 | 6.918 | 0.86456 | 6.9919 | 8.0873 | 0.86456 | 3.078% | 0.043667 | 0.041505 | 5127.1322 | 737.124 | 1856.4943 | 2533.514 | 5228.1367 | 0 | 0 | 5228.1367 | 0.001446%
2028 | 521 | 521-1856R | Tier-3 | Tier-3---6 | 5--5 | 1063 | 100% | 1212.5663 | 84.9% | 14.39% | 0.7143% | 50.9587 | 0 | 0 | 50.9587 | 0 | 44.2355 | 17.6352 | 2.5084 | 44.2355 | 17.6352 | 2.5084 | 51.7118 | 20.6157 | 2.5084 | 4.203% | 0.15411 | 0.14648 | 7868.3195 | 1087.4875 | 1070.4078 | 5710.4242 | 7930.1938 | 0 | 0 | 7930.1938 | 0.0107%
2028 | 521 | 521-18R | Tier-3 | Tier-3---6 | 4--5 | 830 | 100% | 1129.9866 | 95.19% | 4.09% | 0.7206% | 53.2437 | 0 | 0 | 53.2437 | 0 | 46.219 | 13.7697 | 3.3566 | 46.219 | 13.7697 | 3.3566 | 54.0305 | 16.097 | 3.3566 | 4.712% | 0.071321 | 0.067791 | 15843.6289 | 2470.7432 | 733.9331 | 12638.9526 | 15883.3193 | 0 | 0 | 15883.3193 | 0.01118%
2028 | 521 | 521-27R | Tier-2 | Tier-2---3 | 4--5 | 820 | 100% | 810.4848 | 91.73% | 7.398% | 0.8745% | 36.8002 | 0 | 0 | 36.8002 | 0 | 31.945 | 13.6038 | 2.3482 | 31.945 | 13.6038 | 2.3482 | 37.3441 | 15.903 | 2.3482 | 4.541% | 0.063668 | 0.060516 | 12729.941 | 2154.4423 | 1058.961 | 9516.5377 | 12784.7821 | 0 | 0 | 12784.7821 | 0.007724%
2028 | 521 | 521-32R | Tier-3 | Tier-3---4 | 5--5 | 582 | 100% | 1448.9015 | 94.87% | 4.661% | 0.4687% | 68.0413 | 0 | 0 | 68.0413 | 0 | 59.0642 | 9.6554 | 6.1172 | 59.0642 | 9.6554 | 6.1172 | 69.0468 | 11.2873 | 6.1172 | 4.696% | 0.14844 | 0.14109 | 9761.0273 | 1631.7912 | 451.6127 | 7677.6235 | 9787.1056 | 0 | 0 | 9787.1056 | 0.01428%
2028 | 521 | 521-700R | Tier-2 | Tier-2---3 | 4--5 | 1580 | 100% | 1225.9943 | 93.19% | 6.054% | 0.7541% | 56.5552 | 0 | 0 | 56.5552 | 0 | 49.0936 | 26.2122 | 1.8729 | 49.0936 | 26.2122 | 1.8729 | 57.391 | 30.6424 | 1.8729 | 4.613% | 0.074421 | 0.070737 | 16473.8564 | 2889.9121 | 1156.3836 | 12427.5607 | 16532.2631 | 0 | 0 | 16532.2631 | 0.01187%
2028 | 522 | 522-34 | Tier-2 | Tier-2---16 | 4--3 | 100 | 100% | 77.0016 | 18.51% | 79.83% | 1.663% | 0.70537 | 0 | 0 | 0.70537 | 0 | 0.61231 | 1.659 | 0.36908 | 0.61231 | 1.659 | 0.36908 | 0.71579 | 1.9394 | 0.36908 | 0.916% | 0.030009 | 0.028524 | 2565.9512 | 64.6552 | 2012.714 | 488.582 | 2674.851 | 0 | 0 | 2674.851 | 0.0001481%
2028 | 522 | 522-36 | Tier-2 | Tier-2---16 | 4--3 | 89 | 100% | 95.5847 | 7.342% | 91.11% | 1.546% | 0.34738 | 0 | 0 | 0.34738 | 0 | 0.30154 | 1.4765 | 0.20423 | 0.30154 | 1.4765 | 0.20423 | 0.35251 | 1.7261 | 0.20423 | 0.3634% | 0.031092 | 0.029553 | 3074.2923 | 36.1538 | 2591.8703 | 446.2683 | 3222.6404 | 0 | 0 | 3222.6404 | 7.291e-05%
2028 | 522 | 522-38R | Tier-2 | Tier-2---6 | 4--5 | 1782 | 100% | 1016.2869 | 80.7% | 18.11% | 1.19% | 40.5981 | 0 | 0 | 40.5981 | 0 | 35.2418 | 29.5634 | 1.1921 | 35.2418 | 29.5634 | 1.1921 | 41.1981 | 34.56 | 1.1921 | 3.995% | 0.088602 | 0.084216 | 11470.2225 | 2251.3608 | 2088.2887 | 7130.573 | 11585.4977 | 0 | 0 | 11585.4977 | 0.008522%
2028 | 523 | 523-31AE | Tier-2 | Tier-2---14 | 4--4 | 214 | 100% | 275.1089 | 4.221% | 94.59% | 1.185% | 0.57475 | 0 | 0 | 0.57475 | 0 | 0.49892 | 3.5503 | 0.14053 | 0.49892 | 3.5503 | 0.14053 | 0.58324 | 4.1503 | 0.14053 | 0.2089% | 0.037419 | 0.035567 | 7352.039 | 68.2792 | 6334.1642 | 949.5956 | 7718.7579 | 0 | 0 | 7718.7579 | 0.0001206%
2028 | 524 | 524-1782F | Tier-3 | Tier-3---10 | 4--5 | 525 | 100% | 681.1238 | 98.24% | 0.8976% | 0.8607% | 33.1228 | 0 | 0 | 33.1228 | 0 | 28.7528 | 8.7098 | 3.3012 | 28.7528 | 8.7098 | 3.3012 | 33.6123 | 10.1818 | 3.3012 | 4.863% | 0.040404 | 0.038404 | 16857.9136 | 3235.0894 | 389.5202 | 13233.3041 | 16873.3501 | 0 | 0 | 16873.3501 | 0.006953%
2028 | 524 | 524-27R | Tier-3 | Tier-3---4 | 4--5 | 928 | 100% | 1282.5738 | 98.01% | 1.22% | 0.7702% | 62.2241 | 0 | 0 | 62.2241 | 0 | 54.0146 | 15.3955 | 3.5085 | 54.0146 | 15.3955 | 3.5085 | 63.1437 | 17.9976 | 3.5085 | 4.852% | 0.060207 | 0.057227 | 21302.6656 | 4149.5256 | 661.6102 | 16491.5299 | 21324.7409 | 0 | 0 | 21324.7409 | 0.01306%
2028 | 524 | 524-46R | Tier-3 | Tier-3---4 | 5--5 | 622 | 100% | 1602.1034 | 91.53% | 7.997% | 0.4775% | 72.5837 | 0 | 0 | 72.5837 | 0 | 63.0074 | 10.319 | 6.106 | 63.0074 | 10.319 | 6.106 | 73.6563 | 12.063 | 6.106 | 4.531% | 0.18916 | 0.17979 | 8469.7554 | 1511.9887 | 676.5843 | 6281.1824 | 8507.1343 | 0 | 0 | 8507.1343 | 0.01524%
2028 | 524 | 524-50R | Tier-3 | Tier-3---7 | 5--5 | 500 | 100% | 1190.6418 | 87% | 12.41% | 0.5904% | 51.273 | 0 | 0 | 51.273 | 0 | 44.5083 | 8.295 | 5.3657 | 44.5083 | 8.295 | 5.3657 | 52.0307 | 9.697 | 5.3657 | 4.306% | 0.18313 | 0.17407 | 6501.4644 | 979.7439 | 766.6075 | 4755.113 | 6545.4915 | 0 | 0 | 6545.4915 | 0.01076%
2028 | 524 | 524-69R | Tier-3 | Tier-3---1 | 5--5 | 1778 | 100% | 4619.0742 | 91.74% | 7.782% | 0.477% | 209.7609 | 0 | 0 | 209.7609 | 0 | 182.0861 | 29.497 | 6.173 | 182.0861 | 29.497 | 6.173 | 212.8608 | 34.4824 | 6.173 | 4.541% | 0.27264 | 0.25914 | 16942.2754 | 2594.1012 | 1293.4919 | 13054.6823 | 17015.1442 | 0 | 0 | 17015.1442 | 0.04403%
2028 | 540 | 540-241R | Tier-2 | Tier-2---9 | 4--5 | 86 | 100% | 346.6156 | 24.2% | 75.62% | 0.1791% | 4.1527 | 0 | 0 | 4.1527 | 0 | 3.6048 | 1.4267 | 2.5266 | 3.6048 | 1.4267 | 2.5266 | 4.2141 | 1.6679 | 2.5266 | 1.198% | 0.047942 | 0.045568 | 7229.9557 | 274.5689 | 5138.5463 | 1816.8405 | 7515.3456 | 0 | 0 | 7515.3456 | 0.0008717%
2028 | 583 | 583-318F | Tier-1 | Non-HFTD---4 | 2--5 | 30 | 100% | 30.8265 | 97.26% | 0% | 2.742% | 1.4841 | 0 | 0 | 1.4841 | 0 | 1.2883 | 0.4977 | 2.5884 | 1.2883 | 0.4977 | 2.5884 | 1.506 | 0.58182 | 2.5884 | 4.814% | 0.0076984 | 0.0073173 | 4004.2782 | 928.2214 | 99.7499 | 2976.3069 | 4009.9969 | 0 | 0 | 4009.9969 | 0.0003115%
2028 | 591 | 591-1594R | Tier-2 | Tier-2---12 | 4--4 | 33 | 100% | 96.6888 | 80.68% | 17.2% | 2.123% | 3.8614 | 0 | 0 | 3.8614 | 0 | 3.352 | 0.54747 | 6.1226 | 3.352 | 0.54747 | 6.1226 | 3.9185 | 0.64 | 6.1226 | 3.994% | 0.047196 | 0.04486 | 2048.6739 | 331.857 | 357.6365 | 1359.1804 | 2069.2869 | 0 | 0 | 2069.2869 | 0.0008105%
2028 | 594 | 594-1379F | Tier-2 | Tier-2---17 | 1--5 | 37 | 100% | 10.6264 | 97.33% | 0% | 2.675% | 0.51194 | 0 | 0 | 0.51194 | 0 | 0.44439 | 0.61383 | 0.72397 | 0.44439 | 0.61383 | 0.72397 | 0.5195 | 0.71757 | 0.72397 | 4.818% | 0.0021822 | 0.0020742 | 4869.5729 | 1396.0349 | 121.0441 | 3352.4938 | 4876.3565 | 0 | 0 | 4876.3565 | 0.0001075%
2028 | 597 | 597-595 | Tier-2 | Tier-2---1 | 5--5 | 1675 | 100% | 2598.8794 | 68.57% | 30.98% | 0.4453% | 88.2139 | 0 | 0 | 88.2139 | 0 | 76.5754 | 27.7883 | 2.7557 | 76.5754 | 27.7883 | 2.7557 | 89.5175 | 32.4848 | 2.7557 | 3.394% | 0.15307 | 0.14549 | 16978.8381 | 2723.3618 | 4869.9544 | 9385.5219 | 17256.733 | 0 | 0 | 17256.733 | 0.01852%
2028 | 599 | 599-19R | Tier-2 | Tier-2---1 | 5--5 | 2456 | 100% | 2814.0812 | 94.6% | 4.701% | 0.7012% | 131.7718 | 0 | 0 | 131.7718 | 0 | 114.3865 | 40.7451 | 2.8074 | 114.3865 | 40.7451 | 2.8074 | 133.7191 | 47.6315 | 2.8074 | 4.683% | 0.15161 | 0.14411 | 18560.9002 | 2880.2053 | 906.7756 | 14773.9194 | 18613.1195 | 0 | 0 | 18613.1195 | 0.02766%
2028 | 67 | 67-24R | Tier-3 | Tier-3---13 | 5--4 | 612 | 100% | 649.2908 | 74.83% | 23.84% | 1.334% | 24.0487 | 0 | 0 | 24.0487 | 0 | 20.8759 | 10.1531 | 2.0561 | 20.8759 | 10.1531 | 2.0561 | 24.4041 | 11.8691 | 2.0561 | 3.704% | 0.2194 | 0.20854 | 2959.3576 | 336.0702 | 674.1995 | 1949.088 | 2998.1563 | 0 | 0 | 2998.1563 | 0.005048%
2028 | 67 | 67-34R | Tier-3 | Tier-3---11 | 5--5 | 1200 | 100% | 1084.2867 | 76.65% | 22.12% | 1.235% | 41.1379 | 0 | 0 | 41.1379 | 0 | 35.7104 | 19.908 | 1.7938 | 35.7104 | 19.908 | 1.7938 | 41.7459 | 23.2727 | 1.7938 | 3.794% | 0.24743 | 0.23519 | 4382.1248 | 535.8218 | 956.7681 | 2889.5349 | 4435.4199 | 0 | 0 | 4435.4199 | 0.008635%
2028 | 67 | 67-37R | Tier-3 | Tier-3---17 | 5--3 | 229 | 100% | 226.6286 | 65.58% | 32.17% | 2.242% | 7.3573 | 0 | 0 | 7.3573 | 0 | 6.3866 | 3.7991 | 1.6811 | 6.3866 | 3.7991 | 1.6811 | 7.466 | 4.4412 | 1.6811 | 3.246% | 0.20095 | 0.191 | 1127.7881 | 99.8375 | 351.0117 | 676.9389 | 1148.0014 | 0 | 0 | 1148.0014 | 0.001544%
2028 | 67 | 67-45R | Tier-3 | Tier-3---15 | 5--4 | 341 | 100% | 468.8847 | 75.51% | 23.11% | 1.372% | 17.5265 | 0 | 0 | 17.5265 | 0 | 15.2141 | 5.6572 | 2.6893 | 15.2141 | 5.6572 | 2.6893 | 17.7855 | 6.6133 | 2.6893 | 3.738% | 0.20887 | 0.19854 | 2244.8167 | 264.9489 | 495.8782 | 1483.9896 | 2273.443 | 0 | 0 | 2273.443 | 0.003679%
2028 | 68 | 68-42 | Tier-1 | Non-HFTD---1 | 3--5 | 24 | 100% | 102.8101 | 41.56% | 57.48% | 0.9537% | 2.1152 | 0 | 0 | 2.1152 | 0 | 1.8362 | 0.39816 | 4.6116 | 1.8362 | 0.39816 | 4.6116 | 2.1465 | 0.46545 | 4.6116 | 2.057% | 0.015736 | 0.014957 | 6533.3521 | 668.0272 | 3431.9625 | 2433.3624 | 6732.1762 | 0 | 0 | 6732.1762 | 0.000444%
2028 | 73 | 73-1130R | Tier-3 | Tier-3---9 | 5--5 | 264 | 100% | 971.12 | 83.08% | 16.23% | 0.6878% | 39.9363 | 0 | 0 | 39.9363 | 0 | 34.6673 | 4.3798 | 7.9153 | 34.6673 | 4.3798 | 7.9153 | 40.5265 | 5.12 | 7.9153 | 4.112% | 0.2182 | 0.2074 | 4450.6448 | 608.0965 | 688.9858 | 3153.5625 | 4489.8651 | 0 | 0 | 4489.8651 | 0.008383%
2028 | 73 | 73-1163 | Tier-3 | Tier-3---4 | 5--5 | 753 | 100% | 1861.7789 | 88.41% | 11.22% | 0.3692% | 81.4778 | 0 | 0 | 81.4778 | 0 | 70.728 | 12.4923 | 5.6617 | 70.728 | 12.4923 | 5.6617 | 82.6818 | 14.6036 | 5.6617 | 4.376% | 0.22506 | 0.21392 | 8272.2274 | 1229.0974 | 921.3142 | 6121.8157 | 8322.1532 | 0 | 0 | 8322.1532 | 0.0171%
2028 | 73 | 73-1164 | Tier-3 | Tier-3---13 | 5--4 | 265 | 100% | 263.7681 | 87.65% | 11.96% | 0.3908% | 11.4441 | 0 | 0 | 11.4441 | 0 | 9.9342 | 4.3964 | 2.2597 | 9.9342 | 4.3964 | 2.2597 | 11.6132 | 5.1394 | 2.2597 | 4.339% | 0.18614 | 0.17693 | 1417.02 | 198.6601 | 156.5468 | 1061.8131 | 1426.1334 | 0 | 0 | 1426.1334 | 0.002402%
2028 | 73 | 73-23R | Tier-3 | Tier-3---9 | 5--5 | 248 | 100% | 841.8786 | 89.4% | 10.02% | 0.5825% | 37.2536 | 0 | 0 | 37.2536 | 0 | 32.3385 | 4.1143 | 7.86 | 32.3385 | 4.1143 | 7.86 | 37.8041 | 4.8097 | 7.86 | 4.425% | 0.21349 | 0.20292 | 3943.3878 | 597.9657 | 380.5291 | 2964.893 | 3965.1665 | 0 | 0 | 3965.1665 | 0.00782%
2028 | 73 | 73-678R | Tier-3 | Tier-3---5 | 5--5 | 528 | 100% | 1587.7071 | 88.98% | 10.47% | 0.5476% | 69.9321 | 0 | 0 | 69.9321 | 0 | 60.7056 | 8.7595 | 6.9302 | 60.7056 | 8.7595 | 6.9302 | 70.9656 | 10.24 | 6.9302 | 4.405% | 0.23776 | 0.22599 | 6677.7947 | 1003.2668 | 681.1886 | 4993.3394 | 6716.1123 | 0 | 0 | 6716.1123 | 0.01468%
2028 | 73 | 73-683R | Tier-3 | Tier-3---7 | 5--5 | 469 | 100% | 1378.6065 | 89.65% | 9.845% | 0.5099% | 61.1747 | 0 | 0 | 61.1747 | 0 | 53.1036 | 7.7807 | 6.825 | 53.1036 | 7.7807 | 6.825 | 62.0788 | 9.0957 | 6.825 | 4.437% | 0.22716 | 0.21591 | 6068.9321 | 866.1538 | 585.2944 | 4617.4838 | 6101.6595 | 0 | 0 | 6101.6595 | 0.01284%
2028 | 75 | 75-2257F | Tier-3 | Tier-3---20 | 1--5 | 16 | 100% | 2.5742 | 95.54% | 0% | 4.459% | 0.12174 | 0 | 0 | 0.12174 | 0 | 0.10568 | 0.26544 | 0.39812 | 0.10568 | 0.26544 | 0.39812 | 0.12354 | 0.3103 | 0.39812 | 4.729% | 0.0002804 | 0.00026652 | 9180.3996 | 1426.0853 | 371.877 | 7382.4374 | 9201.7195 | 0 | 0 | 9201.7195 | 2.555e-05%
2028 | 75 | 75-2258F | Tier-3 | Tier-3---21 | 2--2 | 1 | 100% | 4.3243 | 0% | 100% | 0% | 0 | 0 | 0 | 0 | 0 | 0 | 0.01659 | 0 | 0 | 0.01659 | 0 | 0 | 0.019394 | 0 | 0% | 0.0051944 | 0.0049373 | 832.4969 | 1.4417 | 747.1872 | 83.868 | 875.8515 | 0 | 0 | 875.8515 | 0%
2028 | 75 | 75-2259F | Tier-3 | Tier-3---12 | 3--5 | 392 | 100% | 362.3539 | 98.06% | 1.201% | 0.7355% | 17.5891 | 0 | 0 | 17.5891 | 0 | 15.2685 | 6.5033 | 2.3478 | 15.2685 | 6.5033 | 2.3478 | 17.849 | 7.6024 | 2.3478 | 4.854% | 0.020337 | 0.019331 | 17817.1226 | 3618.9618 | 323.8838 | 13874.277 | 17835.0947 | 0 | 0 | 17835.0947 | 0.003692%
2028 | 75 | 75-32R | Tier-3 | Tier-3---13 | 3--5 | 230 | 100% | 196.1202 | 96.38% | 2.668% | 0.9512% | 9.3566 | 0 | 0 | 9.3566 | 0 | 8.1221 | 3.8157 | 2.1286 | 8.1221 | 3.8157 | 2.1286 | 9.4948 | 4.4606 | 2.1286 | 4.771% | 0.014781 | 0.01405 | 13268.2222 | 2437.4241 | 453.4454 | 10377.3526 | 13293.2324 | 0 | 0 | 13293.2324 | 0.001964%
2028 | 75 | 75-41 | Tier-3 | Tier-3---13 | 3--5 | 98 | 100% | 232.3508 | 98.84% | 0.3675% | 0.788% | 11.3685 | 0 | 0 | 11.3685 | 0 | 9.8686 | 1.6258 | 6.0699 | 9.8686 | 1.6258 | 6.0699 | 11.5365 | 1.9006 | 6.0699 | 4.893% | 0.0163 | 0.015493 | 14254.8272 | 3156.0323 | 229.2614 | 10869.5335 | 14263.4051 | 0 | 0 | 14263.4051 | 0.002386%
2028 | 75 | 75-996R | Tier-2 | Tier-2---7 | 4--5 | 843 | 100% | 357.2986 | 95.33% | 2.61% | 2.061% | 16.8601 | 0 | 0 | 16.8601 | 0 | 14.6357 | 13.9854 | 1.0465 | 14.6357 | 13.9854 | 1.0465 | 17.1093 | 16.3491 | 1.0465 | 4.719% | 0.043997 | 0.041819 | 8120.9384 | 1655.5756 | 489.8744 | 5975.4884 | 8140.6943 | 0 | 0 | 8140.6943 | 0.003539%
2028 | 770 | 770-259R | Tier-2 | Tier-2---17 | 2--3 | 39 | 100% | 10.9444 | 90.49% | 1.971% | 7.54% | 0.49022 | 0 | 0 | 0.49022 | 0 | 0.42555 | 0.64701 | 0.65771 | 0.42555 | 0.64701 | 0.65771 | 0.49747 | 0.75636 | 0.65771 | 4.479% | 0.010605 | 0.01008 | 1031.9841 | 188.7755 | 88.8418 | 754.3668 | 1037.0955 | 0 | 0 | 1037.0955 | 0.0001029%
2028 | 78 | 78-26R | Tier-3 | Tier-3---5 | 5--5 | 493 | 100% | 1506.352 | 86.4% | 13.31% | 0.287% | 64.4231 | 0 | 0 | 64.4231 | 0 | 55.9235 | 8.1789 | 6.8375 | 55.9235 | 8.1789 | 6.8375 | 65.3752 | 9.5612 | 6.8375 | 4.277% | 0.34567 | 0.32856 | 4357.7168 | 613.0091 | 539.1725 | 3205.5352 | 4388.5824 | 0 | 0 | 4388.5824 | 0.01352%
2028 | 78 | 78-782R | Tier-3 | Tier-3---7 | 5--5 | 33 | 100% | 610.0389 | 94.37% | 5.437% | 0.1919% | 28.4972 | 0 | 0 | 28.4972 | 0 | 24.7374 | 0.54747 | 45.185 | 24.7374 | 0.54747 | 45.185 | 28.9183 | 0.64 | 45.185 | 4.671% | 0.33808 | 0.32134 | 1804.4347 | 294.1768 | 90.6725 | 1419.5855 | 1809.7241 | 0 | 0 | 1809.7241 | 0.005982%
2028 | 788 | 788-34R | Tier-2 | Tier-2---6 | 5--5 | 580 | 100% | 1602.6496 | 68.44% | 30.89% | 0.6716% | 54.2931 | 0 | 0 | 54.2931 | 0 | 47.1299 | 9.6222 | 4.898 | 47.1299 | 9.6222 | 4.898 | 55.0954 | 11.2485 | 4.898 | 3.388% | 0.12404 | 0.1179 | 12920.0508 | 2335.3392 | 3828.2096 | 6756.5021 | 13132.4116 | 0 | 0 | 13132.4116 | 0.0114%
2028 | 79 | 79-1215F | Tier-3 | Tier-3---18 | 5--3 | 18 | 100% | 33.4718 | 96.07% | 3.425% | 0.5103% | 1.5917 | 0 | 0 | 1.5917 | 0 | 1.3817 | 0.29862 | 4.6268 | 1.3817 | 0.29862 | 4.6268 | 1.6152 | 0.34909 | 4.6268 | 4.755% | 0.1831 | 0.17404 | 182.8036 | 27.7714 | 8.4859 | 146.5463 | 183.1782 | 0 | 0 | 183.1782 | 0.0003341%
2028 | 791 | 791-419F | Tier-2 | Tier-2---5 | 5--5 | 101 | 100% | 638.6863 | 61.95% | 37.46% | 0.5934% | 19.5851 | 0 | 0 | 19.5851 | 0 | 17.0012 | 1.6756 | 10.1464 | 17.0012 | 1.6756 | 10.1464 | 19.8746 | 1.9588 | 10.1464 | 3.066% | 0.11325 | 0.10765 | 5639.4744 | 649.4436 | 1934.52 | 3055.5108 | 5751.2271 | 0 | 0 | 5751.2271 | 0.004111%
2028 | 79 | 79-658R | Tier-3 | Tier-3---5 | 5--5 | 484 | 100% | 1583.1515 | 94.39% | 5.201% | 0.4074% | 73.9712 | 0 | 0 | 73.9712 | 0 | 64.2118 | 8.0296 | 7.9969 | 64.2118 | 8.0296 | 7.9969 | 75.0643 | 9.3867 | 7.9969 | 4.672% | 0.46655 | 0.44346 | 3393.3013 | 536.1336 | 179.2959 | 2677.8718 | 3403.2117 | 0 | 0 | 3403.2117 | 0.01553%
2028 | 79 | 79-660R | Tier-3 | Tier-3---14 | 5--3 | 773 | 100% | 410.2866 | 87.38% | 11.28% | 1.342% | 17.7464 | 0 | 0 | 17.7464 | 0 | 15.405 | 12.8241 | 1.2013 | 15.405 | 12.8241 | 1.2013 | 18.0086 | 14.9915 | 1.2013 | 4.325% | 0.45747 | 0.43483 | 896.8574 | 100.1714 | 108.3483 | 688.3376 | 902.7512 | 0 | 0 | 902.7512 | 0.003725%
2028 | 79 | 79-668R | Tier-3 | Tier-3---15 | 5--3 | 543 | 100% | 744.6976 | 38.65% | 60.41% | 0.9336% | 14.2487 | 0 | 0 | 14.2487 | 0 | 12.3688 | 9.0084 | 1.373 | 12.3688 | 9.0084 | 1.373 | 14.4593 | 10.5309 | 1.373 | 1.913% | 0.43999 | 0.41821 | 1692.5377 | 90.5162 | 925.3729 | 676.6485 | 1746.6107 | 0 | 0 | 1746.6107 | 0.002991%
2028 | 79 | 79-676R | Tier-3 | Tier-3---5 | 5--5 | 371 | 100% | 1054.6802 | 84.57% | 15.17% | 0.2582% | 44.1504 | 0 | 0 | 44.1504 | 0 | 38.3254 | 6.1549 | 6.2268 | 38.3254 | 6.1549 | 6.2268 | 44.8029 | 7.1951 | 6.2268 | 4.186% | 0.38409 | 0.36508 | 2745.9122 | 408.062 | 399.7376 | 1938.1127 | 2767.9795 | 0 | 0 | 2767.9795 | 0.009267%
2028 | 79 | 79-679R | Tier-3 | Tier-3---3 | 5--5 | 414 | 100% | 1892.052 | 89.49% | 10.28% | 0.2308% | 83.8134 | 0 | 0 | 83.8134 | 0 | 72.7555 | 6.8683 | 10.593 | 72.7555 | 6.8683 | 10.593 | 85.052 | 8.0291 | 10.593 | 4.43% | 0.3939 | 0.3744 | 4803.3522 | 735.2081 | 460.7879 | 3607.3562 | 4829.6424 | 0 | 0 | 4829.6424 | 0.01759%
2028 | 79 | 79-685R | Tier-3 | Tier-3---14 | 5--4 | 54 | 100% | 400.4276 | 96.08% | 3.359% | 0.5615% | 19.044 | 0 | 0 | 19.044 | 0 | 16.5315 | 0.89586 | 18.4532 | 16.5315 | 0.89586 | 18.4532 | 19.3255 | 1.0473 | 18.4532 | 4.756% | 0.43155 | 0.41019 | 927.8849 | 128.9201 | 31.6542 | 767.3106 | 929.7795 | 0 | 0 | 929.7795 | 0.003997%
2028 | 79 | 79-714R | Tier-3 | Tier-3---9 | 5--4 | 446 | 100% | 903.7514 | 77.92% | 21.67% | 0.4055% | 34.8589 | 0 | 0 | 34.8589 | 0 | 30.2598 | 7.3991 | 4.0896 | 30.2598 | 7.3991 | 4.0896 | 35.3741 | 8.6497 | 4.0896 | 3.857% | 0.37772 | 0.35902 | 2392.6757 | 300.8376 | 478.1412 | 1613.6969 | 2420.1861 | 0 | 0 | 2420.1861 | 0.007317%
2028 | 79 | 79-785 | Tier-3 | Tier-3---3 | 5--5 | 868 | 100% | 2480.4804 | 78.86% | 20.81% | 0.3308% | 96.8251 | 0 | 0 | 96.8251 | 0 | 84.0505 | 14.4001 | 5.8368 | 84.0505 | 14.4001 | 5.8368 | 98.256 | 16.8339 | 5.8368 | 3.903% | 0.38023 | 0.36141 | 6523.6349 | 955.6486 | 1258.2917 | 4309.6946 | 6595.4614 | 0 | 0 | 6595.4614 | 0.02032%
2028 | 79 | 79-799R | Tier-3 | Tier-3---14 | 5--3 | 82 | 100% | 551.8926 | 84.52% | 14.8% | 0.6835% | 23.0887 | 0 | 0 | 23.0887 | 0 | 20.0425 | 1.3604 | 14.733 | 20.0425 | 1.3604 | 14.733 | 23.4299 | 1.5903 | 14.733 | 4.184% | 0.77068 | 0.73253 | 716.1099 | 80.6305 | 98.909 | 536.5704 | 721.8843 | 0 | 0 | 721.8843 | 0.004846%
2028 | 79 | 79-808R | Tier-3 | Tier-3---3 | 5--5 | 410 | 100% | 2167.6529 | 93.07% | 6.627% | 0.3038% | 99.8623 | 0 | 0 | 99.8623 | 0 | 86.687 | 6.8019 | 12.7445 | 86.687 | 6.8019 | 12.7445 | 101.3381 | 7.9515 | 12.7445 | 4.607% | 0.44563 | 0.42357 | 4864.2458 | 733.0646 | 303.7151 | 3827.4661 | 4881.8025 | 0 | 0 | 4881.8025 | 0.02096%
2028 | 799 | 799-504R | Tier-2 | Tier-2---15 | 1--5 | 23 | 100% | 27.7948 | 96.8% | 0% | 3.201% | 1.3318 | 0 | 0 | 1.3318 | 0 | 1.1561 | 0.38157 | 3.0298 | 1.1561 | 0.38157 | 3.0298 | 1.3515 | 0.44606 | 3.0298 | 4.792% | 0.0046964 | 0.0044639 | 5918.3199 | 1511.7003 | 676.4165 | 3730.2032 | 5928.185 | 0 | 0 | 5928.185 | 0.0002795%
2028 | 834 | 834-887AE | Tier-2 | Tier-2---17 | 2--4 | 2 | 100% | 20.5763 | 95.48% | 0% | 4.519% | 0.9725 | 0 | 0 | 0.9725 | 0 | 0.84419 | 0.03318 | 25.4427 | 0.84419 | 0.03318 | 25.4427 | 0.98687 | 0.038788 | 25.4427 | 4.726% | 0.0050886 | 0.0048367 | 4043.6135 | 1398.6809 | 202.8004 | 2442.1322 | 4053.1307 | 0 | 0 | 4053.1307 | 0.0002041%
2028 | 835 | 835-10F | Tier-2 | Tier-2---19 | 1--4 | 59 | 100% | 3.5155 | 95.99% | 0% | 4.014% | 0.16703 | 0 | 0 | 0.16703 | 0 | 0.145 | 0.97881 | 0.14813 | 0.145 | 0.97881 | 0.14813 | 0.1695 | 1.1442 | 0.14813 | 4.751% | 0.0010446 | 0.00099289 | 3365.4208 | 527.6091 | 131.7666 | 2706.0451 | 3372.4555 | 0 | 0 | 3372.4555 | 3.506e-05%
2028 | 835 | 835-11F | Tier-2 | Tier-2---15 | 1--5 | 131 | 100% | 29.5331 | 98.28% | 0% | 1.716% | 1.4368 | 0 | 0 | 1.4368 | 0 | 1.2472 | 2.1733 | 0.57389 | 1.2472 | 2.1733 | 0.57389 | 1.458 | 2.5406 | 0.57389 | 4.865% | 0.0041866 | 0.0039794 | 7054.2016 | 1691.248 | 112.5867 | 5250.3669 | 7060.5075 | 0 | 0 | 7060.5075 | 0.0003016%
2028 | 835 | 835-35F | Tier-2 | Tier-2---19 | 1--5 | 8 | 100% | 1.702 | 96.24% | 0% | 3.761% | 0.081081 | 0 | 0 | 0.081081 | 0 | 0.070383 | 0.13272 | 0.53031 | 0.070383 | 0.13272 | 0.53031 | 0.082279 | 0.15515 | 0.53031 | 4.764% | 0.0003154 | 0.00029979 | 5396.3575 | 853.3516 | 185.8923 | 4357.1135 | 5406.9276 | 0 | 0 | 5406.9276 | 1.702e-05%
2028 | 840 | 840-308F | Tier-2 | Tier-2---13 | 4--4 | 15 | 100% | 43.5719 | 95.47% | 3.384% | 1.143% | 2.0592 | 0 | 0 | 2.0592 | 0 | 1.7875 | 0.24885 | 7.183 | 1.7875 | 0.24885 | 7.183 | 2.0896 | 0.29091 | 7.183 | 4.726% | 0.063249 | 0.060118 | 688.8919 | 152.3879 | 26.757 | 509.7471 | 690.5159 | 0 | 0 | 690.5159 | 0.0004322%
2028 | 840 | 840-374 | Tier-2 | Tier-2---13 | 4--3 | 231 | 100% | 37.0531 | 79.48% | 17.21% | 3.315% | 1.4577 | 0 | 0 | 1.4577 | 0 | 1.2654 | 3.8323 | 0.3302 | 1.2654 | 3.8323 | 0.3302 | 1.4793 | 4.48 | 0.3302 | 3.934% | 0.064007 | 0.060838 | 578.893 | 75.1815 | 95.4784 | 408.233 | 585.0798 | 0 | 0 | 585.0798 | 0.000306%
2028 | 858 | 858-14 | Tier-2 | Tier-2---12 | 2--5 | 10 | 100% | 68.9413 | 97.15% | 0% | 2.851% | 3.3153 | 0 | 0 | 3.3153 | 0 | 2.8779 | 0.1659 | 17.3472 | 2.8779 | 0.1659 | 17.3472 | 3.3643 | 0.19394 | 17.3472 | 4.809% | 0.010043 | 0.0095457 | 6864.7536 | 1419.6995 | 218.2646 | 5226.7895 | 6874.9461 | 0 | 0 | 6874.9461 | 0.0006959%
2028 | 859 | 859-42R | Tier-2 | Tier-2---3 | 4--5 | 856 | 100% | 1138.7404 | 98.96% | 0% | 1.04% | 55.7813 | 0 | 0 | 55.7813 | 0 | 48.4218 | 14.2011 | 3.4097 | 48.4218 | 14.2011 | 3.4097 | 56.6057 | 16.6012 | 3.4097 | 4.899% | 0.067132 | 0.063809 | 16962.7575 | 2757.3465 | 237.2903 | 13968.1207 | 16971.9461 | 0 | 0 | 16971.9461 | 0.01171%
2028 | 907 | 907-1562AE | Tier-3 | Tier-3---6 | 4--5 | 438 | 100% | 858.7853 | 77.1% | 22.57% | 0.3293% | 32.7744 | 0 | 0 | 32.7744 | 0 | 28.4503 | 7.2664 | 3.9153 | 28.4503 | 7.2664 | 3.9153 | 33.2588 | 8.4945 | 3.9153 | 3.816% | 0.054867 | 0.052151 | 15652.2427 | 2298.9356 | 3240.4011 | 10112.906 | 15838.9218 | 0 | 0 | 15838.9218 | 0.006879%
2028 | 907 | 907-1602 | Tier-3 | Tier-3---17 | 3--4 | 4 | 100% | 23.6904 | 85.8% | 13.77% | 0.4286% | 1.0061 | 0 | 0 | 1.0061 | 0 | 0.87338 | 0.06636 | 13.1612 | 0.87338 | 0.06636 | 13.1612 | 1.021 | 0.077576 | 13.1612 | 4.247% | 0.018131 | 0.017233 | 1306.6407 | 183.5641 | 147.0644 | 976.0122 | 1316.3056 | 0 | 0 | 1316.3056 | 0.0002112%
2028 | 907 | 907-1702R | Tier-3 | Tier-3---6 | 4--5 | 703 | 100% | 840.6328 | 97.1% | 2.481% | 0.4145% | 40.4066 | 0 | 0 | 40.4066 | 0 | 35.0756 | 11.6628 | 3.0075 | 35.0756 | 11.6628 | 3.0075 | 41.0038 | 13.6339 | 3.0075 | 4.807% | 0.061079 | 0.058055 | 13763.1312 | 2505.9528 | 366.7943 | 10890.3841 | 13783.8819 | 0 | 0 | 13783.8819 | 0.008481%
2028 | 907 | 907-1716R | Tier-3 | Tier-3---2 | 4--5 | 1553 | 100% | 2427.1827 | 91.21% | 8.47% | 0.3199% | 109.585 | 0 | 0 | 109.585 | 0 | 95.1269 | 25.7643 | 3.6922 | 95.1269 | 25.7643 | 3.6922 | 111.2044 | 30.1188 | 3.6922 | 4.515% | 0.088049 | 0.083691 | 27566.2098 | 5467.7784 | 2289.9071 | 19808.5244 | 27692.3953 | 0 | 0 | 27692.3953 | 0.023%
2028 | 907 | 907-2820R | Tier-3 | Tier-3---10 | 4--5 | 110 | 100% | 535.894 | 99.72% | 0.09292% | 0.1857% | 26.4528 | 0 | 0 | 26.4528 | 0 | 22.9628 | 1.8249 | 12.583 | 22.9628 | 1.8249 | 12.583 | 26.8438 | 2.1333 | 12.583 | 4.936% | 0.082479 | 0.078396 | 6497.3542 | 1341.6962 | 16.6169 | 5139.0411 | 6498.2969 | 0 | 0 | 6498.2969 | 0.005552%
2028 | 908 | 908-1172R | Tier-2 | Tier-2---2 | 5--5 | 1316 | 100% | 1737.7755 | 85.15% | 14.43% | 0.419% | 73.2487 | 0 | 0 | 73.2487 | 0 | 63.5847 | 21.8325 | 2.9124 | 63.5847 | 21.8325 | 2.9124 | 74.3312 | 25.5224 | 2.9124 | 4.215% | 0.20692 | 0.19668 | 8398.1993 | 1379.7509 | 1146.2529 | 5872.1954 | 8463.133 | 0 | 0 | 8463.133 | 0.01537%
2028 | 908 | 908-1236 | Tier-2 | Tier-2---2 | 5--5 | 759 | 100% | 1117.3056 | 87.67% | 11.99% | 0.3416% | 48.4882 | 0 | 0 | 48.4882 | 0 | 42.0909 | 12.5918 | 3.3427 | 42.0909 | 12.5918 | 3.3427 | 49.2048 | 14.72 | 3.3427 | 4.34% | 0.1877 | 0.17841 | 5952.6009 | 1091.9072 | 667.6574 | 4193.0363 | 5990.8188 | 0 | 0 | 5990.8188 | 0.01018%
2028 | 908 | 908-1368R | Tier-2 | Tier-2---5 | 5--5 | 1095 | 100% | 991.2216 | 79.39% | 19.4% | 1.209% | 38.9519 | 0 | 0 | 38.9519 | 0 | 33.8128 | 18.1661 | 1.8613 | 33.8128 | 18.1661 | 1.8613 | 39.5275 | 21.2363 | 1.8613 | 3.93% | 0.23644 | 0.22474 | 4192.2079 | 563.5001 | 776.6437 | 2852.0641 | 4237.2091 | 0 | 0 | 4237.2091 | 0.008176%
2028 | 908 | 908-1370R | Tier-2 | Tier-2---8 | 5--4 | 563 | 100% | 321.5186 | 63.48% | 35.24% | 1.285% | 10.1025 | 0 | 0 | 10.1025 | 0 | 8.7696 | 9.3402 | 0.93891 | 8.7696 | 9.3402 | 0.93891 | 10.2518 | 10.9188 | 0.93891 | 3.142% | 0.1878 | 0.17851 | 1711.9863 | 197.0075 | 569.379 | 945.5998 | 1744.5489 | 0 | 0 | 1744.5489 | 0.002121%
2028 | 908 | 908-1372R | Tier-2 | Tier-2---2 | 5--5 | 319 | 100% | 804.0275 | 84.01% | 15.68% | 0.3083% | 33.4346 | 0 | 0 | 33.4346 | 0 | 29.0234 | 5.2922 | 5.4842 | 29.0234 | 5.2922 | 5.4842 | 33.9287 | 6.1867 | 5.4842 | 4.158% | 0.17701 | 0.16825 | 4542.3486 | 816.5914 | 664.0711 | 3061.6861 | 4580.1787 | 0 | 0 | 4580.1787 | 0.007018%
2028 | 908 | 908-2038R | Tier-2 | Tier-2---1 | 5--5 | 1307 | 100% | 3761.7346 | 88.11% | 11.56% | 0.3295% | 164.0652 | 0 | 0 | 164.0652 | 0 | 142.4193 | 21.6831 | 6.5682 | 142.4193 | 21.6831 | 6.5682 | 166.4898 | 25.3478 | 6.5682 | 4.361% | 0.23053 | 0.21912 | 16317.5676 | 2905.2613 | 1774.9087 | 11637.3976 | 16418.6104 | 0 | 0 | 16418.6104 | 0.03444%
2028 | 908 | 908-2040 | Tier-2 | Tier-2---5 | 5--5 | 559 | 100% | 697.2725 | 58.64% | 40.83% | 0.5327% | 20.2401 | 0 | 0 | 20.2401 | 0 | 17.5698 | 9.2738 | 1.8946 | 17.5698 | 9.2738 | 1.8946 | 20.5392 | 10.8412 | 1.8946 | 2.903% | 0.17929 | 0.17042 | 3888.9985 | 484.676 | 1468.7466 | 1935.576 | 3972.762 | 0 | 0 | 3972.762 | 0.004248%
2028 | 908 | 908-2055F | Tier-3 | Tier-3---2 | 5--5 | 876 | 100% | 2141.2623 | 90.56% | 9.061% | 0.3753% | 95.9903 | 0 | 0 | 95.9903 | 0 | 83.3258 | 14.5329 | 5.7336 | 83.3258 | 14.5329 | 5.7336 | 97.4088 | 16.9891 | 5.7336 | 4.483% | 0.20355 | 0.19347 | 10519.7129 | 1841.0843 | 947.7804 | 7730.8482 | 10571.4113 | 0 | 0 | 10571.4113 | 0.02015%
2028 | 908 | 908-2062F | Tier-2 | Tier-2---16 | 5--2 | 9 | 100% | 16.6415 | 87.19% | 12.22% | 0.5909% | 0.7182 | 0 | 0 | 0.7182 | 0 | 0.62344 | 0.14931 | 4.1755 | 0.62344 | 0.14931 | 4.1755 | 0.72881 | 0.17455 | 4.1755 | 4.316% | 0.16054 | 0.1526 | 103.6572 | 14.5987 | 13.5444 | 75.5142 | 104.3489 | 0 | 0 | 104.3489 | 0.0001508%
2028 | 908 | 908-30 | Tier-2 | Tier-2---10 | 5--4 | 221 | 100% | 139.6838 | 79.37% | 19.74% | 0.8803% | 5.4882 | 0 | 0 | 5.4882 | 0 | 4.7642 | 3.6664 | 1.2994 | 4.7642 | 3.6664 | 1.2994 | 5.5694 | 4.2861 | 1.2994 | 3.929% | 0.16572 | 0.15752 | 842.8699 | 108.2915 | 162.9752 | 571.6032 | 851.9233 | 0 | 0 | 851.9233 | 0.001152%
2028 | 909 | 909-451 | Tier-3 | Tier-3---1 | 5--5 | 1430 | 100% | 4745.7108 | 91.73% | 8.003% | 0.272% | 215.4739 | 0 | 0 | 215.4739 | 0 | 187.0454 | 23.7237 | 7.8843 | 187.0454 | 23.7237 | 7.8843 | 218.6582 | 27.7333 | 7.8843 | 4.54% | 0.31112 | 0.29572 | 15253.5364 | 2448.7202 | 1130.6792 | 11674.137 | 15319.2699 | 0 | 0 | 15319.2699 | 0.04523%
2028 | 909 | 909-453R | Tier-2 | Tier-2---3 | 2--5 | 10 | 100% | 476.0233 | 99.61% | 0% | 0.3866% | 23.4721 | 0 | 0 | 23.4721 | 0 | 20.3753 | 0.1659 | 122.8165 | 20.3753 | 0.1659 | 122.8165 | 23.8189 | 0.19394 | 122.8165 | 4.931% | 0.0097928 | 0.0093081 | 48609.517 | 7840.4908 | 672.9123 | 40096.1139 | 48619.3034 | 0 | 0 | 48619.3034 | 0.004927%
2028 | 909 | 909-805R | Tier-2 | Tier-2---1 | 5--5 | 988 | 100% | 2804.3911 | 91.7% | 7.979% | 0.3181% | 127.2991 | 0 | 0 | 127.2991 | 0 | 110.5039 | 16.3909 | 6.7418 | 110.5039 | 16.3909 | 6.7418 | 129.1803 | 19.1612 | 6.7418 | 4.539% | 0.28921 | 0.27489 | 9696.7159 | 1951.0291 | 709.8564 | 7035.8304 | 9738.6166 | 0 | 0 | 9738.6166 | 0.02672%
2028 | 91 | 91-7F | Tier-2 | Tier-2---9 | 4--5 | 319 | 100% | 251.2122 | 79.73% | 18.17% | 2.101% | 9.9145 | 0 | 0 | 9.9145 | 0 | 8.6064 | 5.2922 | 1.6262 | 8.6064 | 5.2922 | 1.6262 | 10.061 | 6.1867 | 1.6262 | 3.947% | 0.034038 | 0.032353 | 7380.3891 | 1285.4298 | 1444.1692 | 4650.7901 | 7458.2959 | 0 | 0 | 7458.2959 | 0.002081%
2028 | 920 | 920-1342R | Tier-3 | Tier-3---12 | 4--5 | 310 | 100% | 408.8204 | 94.62% | 4.403% | 0.9773% | 19.1478 | 0 | 0 | 19.1478 | 0 | 16.6215 | 5.1429 | 3.2319 | 16.6215 | 5.1429 | 3.2319 | 19.4307 | 6.0121 | 3.2319 | 4.684% | 0.068604 | 0.065208 | 5959.0983 | 1229.6301 | 289.5515 | 4439.9167 | 5975.7964 | 0 | 0 | 5975.7964 | 0.004019%
2028 | 920 | 920-735AE | Tier-2 | Tier-2---7 | 4--5 | 87 | 100% | 627.5827 | 25.02% | 74.11% | 0.8722% | 7.7723 | 0 | 0 | 7.7723 | 0 | 6.7469 | 1.4433 | 4.6745 | 6.7469 | 1.4433 | 4.6745 | 7.8872 | 1.6873 | 4.6745 | 1.238% | 0.068691 | 0.065291 | 9136.3433 | 511.7297 | 6274.1673 | 2350.4463 | 9493.1022 | 0 | 0 | 9493.1022 | 0.001631%
2028 | 921 | 921-800F | Tier-2 | Tier-2---7 | 4--5 | 126 | 100% | 650.3067 | 29.95% | 69.36% | 0.6872% | 9.6425 | 0 | 0 | 9.6425 | 0 | 8.3703 | 2.0903 | 4.0043 | 8.3703 | 2.0903 | 4.0043 | 9.785 | 2.4436 | 4.0043 | 1.483% | 0.065336 | 0.062102 | 9953.2373 | 702.3415 | 6282.5542 | 2968.3417 | 10316.3119 | 0 | 0 | 10316.3119 | 0.002024%
2028 | 928 | 928-19 | Tier-2 | Tier-2---11 | 4--4 | 53 | 100% | 73.2406 | 96.92% | 1.567% | 1.51% | 3.5139 | 0 | 0 | 3.5139 | 0 | 3.0503 | 0.87927 | 3.4691 | 3.0503 | 0.87927 | 3.4691 | 3.5658 | 1.0279 | 3.4691 | 4.798% | 0.051756 | 0.049194 | 1415.107 | 294.5529 | 37.2101 | 1083.344 | 1417.3747 | 0 | 0 | 1417.3747 | 0.0007376%
2028 | 968 | 968-476F | Tier-2 | Tier-2---17 | 3--3 | 42 | 100% | 17.6086 | 89.28% | 2.69% | 8.028% | 0.77821 | 0 | 0 | 0.77821 | 0 | 0.67553 | 0.69678 | 0.96951 | 0.67553 | 0.69678 | 0.96951 | 0.78971 | 0.81454 | 0.96951 | 4.419% | 0.015315 | 0.014557 | 1149.748 | 271.1398 | 111.0595 | 767.5487 | 1156.1655 | 0 | 0 | 1156.1655 | 0.0001633%
2028 | 970 | 970-1341R | Tier-3 | Tier-3---4 | 5--5 | 70 | 100% | 1130.055 | 96.17% | 3.586% | 0.2481% | 53.7928 | 0 | 0 | 53.7928 | 0 | 46.6956 | 1.1613 | 40.2098 | 46.6956 | 1.1613 | 40.2098 | 54.5877 | 1.3576 | 40.2098 | 4.76% | 0.12497 | 0.11878 | 9042.8131 | 2000.05 | 446.8525 | 6595.9106 | 9060.8711 | 0 | 0 | 9060.8711 | 0.01129%
2028 | 971 | 971-1973R | Tier-3 | Tier-3---4 | 5--5 | 945 | 100% | 1698.739 | 91.74% | 7.818% | 0.44% | 77.1439 | 0 | 0 | 77.1439 | 0 | 66.9659 | 15.6776 | 4.2714 | 66.9659 | 15.6776 | 4.2714 | 78.2839 | 18.3273 | 4.2714 | 4.541% | 0.14704 | 0.13976 | 11552.8886 | 2071.9815 | 875.2489 | 8605.6581 | 11602.5712 | 0 | 0 | 11602.5712 | 0.01619%
2028 | 971 | 971-2050R | Tier-3 | Tier-3---2 | 5--5 | 1604 | 100% | 3108.8974 | 90.26% | 9.266% | 0.4743% | 138.901 | 0 | 0 | 138.901 | 0 | 120.5751 | 26.6104 | 4.5311 | 120.5751 | 26.6104 | 4.5311 | 140.9537 | 31.1078 | 4.5311 | 4.468% | 0.18464 | 0.1755 | 16837.3789 | 2911.4979 | 1523.0662 | 12402.8149 | 16922.7873 | 0 | 0 | 16922.7873 | 0.02916%
2028 | 971 | 971-29R | Tier-3 | Tier-3---6 | 5--5 | 200 | 100% | 752.2042 | 94.43% | 5.253% | 0.3211% | 35.1587 | 0 | 0 | 35.1587 | 0 | 30.52 | 3.318 | 9.1983 | 30.52 | 3.318 | 9.1983 | 35.6782 | 3.8788 | 9.1983 | 4.674% | 0.12171 | 0.11568 | 6180.3198 | 998.028 | 309.4222 | 4872.8696 | 6198.2603 | 0 | 0 | 6198.2603 | 0.00738%
2028 | 971 | 971-371R | Tier-3 | Tier-3---12 | 5--5 | 118 | 100% | 419.6492 | 95.09% | 4.537% | 0.3709% | 19.7532 | 0 | 0 | 19.7532 | 0 | 17.1471 | 1.9576 | 8.7591 | 17.1471 | 1.9576 | 8.7591 | 20.0451 | 2.2885 | 8.7591 | 4.707% | 0.11668 | 0.1109 | 3596.6988 | 576.739 | 156.4778 | 2863.4821 | 3605.8911 | 0 | 0 | 3605.8911 | 0.004146%
2028 | 971 | 971-381R | Tier-2 | Tier-2---15 | 1--5 | 11 | 100% | 16.9397 | 99.3% | 0% | 0.6952% | 0.83269 | 0 | 0 | 0.83269 | 0 | 0.72283 | 0.18249 | 3.9609 | 0.72283 | 0.18249 | 3.9609 | 0.84499 | 0.21333 | 3.9609 | 4.916% | 0.0003802 | 0.00036138 | 44554.817 | 7239.3196 | 281.352 | 37034.1454 | 44570.947 | 0 | 0 | 44570.947 | 0.0001748%
2028 | 971 | 971-383R | Tier-3 | Tier-3---4 | 5--5 | 427 | 100% | 1568.3841 | 85.57% | 14.07% | 0.3633% | 66.4295 | 0 | 0 | 66.4295 | 0 | 57.6651 | 7.0839 | 8.1403 | 57.6651 | 7.0839 | 8.1403 | 67.4112 | 8.2812 | 8.1403 | 4.236% | 0.13837 | 0.13152 | 11334.794 | 1698.1384 | 1536.4876 | 8100.1681 | 11419.9942 | 0 | 0 | 11419.9942 | 0.01394%
2028 | 971 | 971-388R | Tier-3 | Tier-3---4 | 5--5 | 1117 | 100% | 1370.1526 | 91.78% | 7.427% | 0.7941% | 62.2469 | 0 | 0 | 62.2469 | 0 | 54.0343 | 18.531 | 2.9159 | 54.0343 | 18.531 | 2.9159 | 63.1667 | 21.663 | 2.9159 | 4.543% | 0.17642 | 0.16769 | 7766.4244 | 1241.1352 | 582.4552 | 5942.8339 | 7799.675 | 0 | 0 | 7799.675 | 0.01307%
2028 | 972 | 972-1582R | Tier-3 | Tier-3---6 | 5--5 | 361 | 100% | 1102.3739 | 89.57% | 9.851% | 0.5741% | 48.8787 | 0 | 0 | 48.8787 | 0 | 42.4299 | 5.989 | 7.0846 | 42.4299 | 5.989 | 7.0846 | 49.6011 | 7.0012 | 7.0846 | 4.434% | 0.15062 | 0.14317 | 7318.7038 | 1095.1808 | 689.6681 | 5533.8548 | 7358.4386 | 0 | 0 | 7358.4386 | 0.01026%
2028 | 972 | 972-1590F | Tier-3 | Tier-3---2 | 5--5 | 1464 | 100% | 2662.477 | 86.18% | 13.31% | 0.5115% | 113.5799 | 0 | 0 | 113.5799 | 0 | 98.5948 | 24.2878 | 4.0594 | 98.5948 | 24.2878 | 4.0594 | 115.2584 | 28.3927 | 4.0594 | 4.266% | 0.17603 | 0.16732 | 15124.9944 | 2683.3405 | 1935.3853 | 10506.2686 | 15233.8451 | 0 | 0 | 15233.8451 | 0.02384%
2028 | 972 | 972-32R | Tier-2 | Tier-2---1 | 5--5 | 958 | 100% | 2627.0976 | 78.5% | 21.13% | 0.3758% | 102.0774 | 0 | 0 | 102.0774 | 0 | 88.6098 | 15.8932 | 5.5753 | 88.6098 | 15.8932 | 5.5753 | 103.5859 | 18.5794 | 5.5753 | 3.886% | 0.16607 | 0.15785 | 15819.0849 | 2182.9188 | 3069.8118 | 10566.3543 | 15996.2393 | 0 | 0 | 15996.2393 | 0.02143%
2028 | 972 | 972-942R | Tier-3 | Tier-3---6 | 5--5 | 360 | 100% | 1052.2316 | 92.49% | 7.06% | 0.4532% | 48.1724 | 0 | 0 | 48.1724 | 0 | 41.8168 | 5.9724 | 7.0017 | 41.8168 | 5.9724 | 7.0017 | 48.8843 | 6.9818 | 7.0017 | 4.578% | 0.14194 | 0.13492 | 7412.953 | 1277.1801 | 501.709 | 5634.0638 | 7441.9562 | 0 | 0 | 7441.9562 | 0.01011%
2028 | 973 | 973-1226R | Tier-3 | Tier-3---10 | 5--5 | 249 | 100% | 738.9301 | 81.66% | 17.71% | 0.6284% | 29.8702 | 0 | 0 | 29.8702 | 0 | 25.9293 | 4.1309 | 6.2769 | 25.9293 | 4.1309 | 6.2769 | 30.3116 | 4.8291 | 6.2769 | 4.042% | 0.13989 | 0.13297 | 5282.0414 | 696.4842 | 883.7073 | 3701.85 | 5332.48 | 0 | 0 | 5332.48 | 0.00627%
2028 | 973 | 973-1245R | Tier-3 | Tier-3---6 | 5--5 | 144 | 100% | 792.6367 | 95.03% | 4.73% | 0.2408% | 37.2851 | 0 | 0 | 37.2851 | 0 | 32.3659 | 2.389 | 13.5481 | 32.3659 | 2.389 | 13.5481 | 37.8361 | 2.7927 | 13.5481 | 4.704% | 0.12039 | 0.11443 | 6584.1053 | 1077.527 | 369.5828 | 5136.9955 | 6601.1501 | 0 | 0 | 6601.1501 | 0.007826%
2028 | 973 | 973-626R | Tier-3 | Tier-3---7 | 5--5 | 198 | 100% | 933.998 | 86.55% | 12.73% | 0.7172% | 40.0157 | 0 | 0 | 40.0157 | 0 | 34.7362 | 3.2848 | 10.5748 | 34.7362 | 3.2848 | 10.5748 | 40.607 | 3.84 | 10.5748 | 4.284% | 0.1523 | 0.14476 | 6132.6277 | 944.3399 | 738.3045 | 4449.9833 | 6175.576 | 0 | 0 | 6175.576 | 0.008399%
2028 | 974 | 974-23R | Tier-3 | Tier-3---11 | 5--5 | 611 | 100% | 770.0113 | 72.03% | 26.78% | 1.193% | 27.4528 | 0 | 0 | 27.4528 | 0 | 23.8308 | 10.1365 | 2.351 | 23.8308 | 10.1365 | 2.351 | 27.8585 | 11.8497 | 2.351 | 3.565% | 0.16472 | 0.15657 | 4674.6625 | 542.8961 | 1175.2982 | 2956.4682 | 4742.7663 | 0 | 0 | 4742.7663 | 0.005762%
2028 | 974 | 974-715R | Tier-3 | Tier-3---6 | 5--5 | 73 | 100% | 765.8632 | 95.89% | 3.616% | 0.4898% | 36.3537 | 0 | 0 | 36.3537 | 0 | 31.5574 | 1.2111 | 26.0574 | 31.5574 | 1.2111 | 26.0574 | 36.891 | 1.4158 | 26.0574 | 4.747% | 0.14069 | 0.13372 | 5443.6999 | 833.249 | 274.7582 | 4335.6927 | 5455.3397 | 0 | 0 | 5455.3397 | 0.007631%
2028 | 975 | 975-22R | Tier-3 | Tier-3---7 | 5--5 | 25 | 100% | 1670.0817 | 26.02% | 73.92% | 0.06338% | 21.5086 | 0 | 0 | 21.5086 | 0 | 18.6709 | 0.41475 | 45.0171 | 18.6709 | 0.41475 | 45.0171 | 21.8265 | 0.48485 | 45.0171 | 1.288% | 0.19669 | 0.18696 | 8490.7264 | 507.2869 | 5821.7498 | 2161.6897 | 8817.8604 | 0 | 0 | 8817.8604 | 0.004515%
2028 | 991 | 991-1 | Tier-2 | Tier-2---12 | 4--5 | 189 | 100% | 269.0349 | 22.26% | 77.39% | 0.3477% | 2.965 | 0 | 0 | 2.965 | 0 | 2.5739 | 3.1355 | 0.82087 | 2.5739 | 3.1355 | 0.82087 | 3.0089 | 3.6655 | 0.82087 | 1.102% | 0.034773 | 0.033051 | 7736.9795 | 537.9923 | 5445.2245 | 1753.7627 | 8050.1946 | 0 | 0 | 8050.1946 | 0.0006224%
2028 | 991 | 991-1206R | Tier-2 | Tier-2---4 | 4--5 | 392 | 100% | 580.6091 | 98.3% | 0.7633% | 0.9388% | 28.251 | 0 | 0 | 28.251 | 0 | 24.5237 | 6.5033 | 3.771 | 24.5237 | 6.5033 | 3.771 | 28.6685 | 7.6024 | 3.771 | 4.866% | 0.063785 | 0.060628 | 9102.5384 | 2181.358 | 136.565 | 6784.6154 | 9110.6067 | 0 | 0 | 9110.6067 | 0.00593%
2028 | 1023 | CB 1023 | Tier-2 | Tier-2---4 | 4--5 | 184 | 100% | 374.8399 | 98.36% | 0.9442% | 0.6917% | 18.251 | 0 | 0 | 18.251 | 0 | 15.8431 | 3.0526 | 5.1901 | 15.8431 | 3.0526 | 5.1901 | 18.5207 | 3.5685 | 5.1901 | 4.869% | 0.082267 | 0.078195 | 4556.3931 | 688.3386 | 326.2097 | 3541.8448 | 4560.275 | 0 | 0 | 4560.275 | 0.003831%
2028 | 1090 | CB 1090 | Tier-2 | Tier-2---7 | 3--5 | 149 | 100% | 193.2665 | 97.29% | 1.202% | 1.508% | 9.3074 | 0 | 0 | 9.3074 | 0 | 8.0795 | 2.4719 | 3.2685 | 8.0795 | 2.4719 | 3.2685 | 9.445 | 2.8897 | 3.2685 | 4.816% | 0.025114 | 0.023871 | 7695.6285 | 1211.5196 | 206.2478 | 6277.8611 | 7706.4898 | 0 | 0 | 7706.4898 | 0.001954%
2028 | 1101 | CB 1101 | Tier-2 | Tier-2---9 | 4--4 | 41 | 100% | 199.93 | 98.45% | 0.8502% | 0.703% | 9.7428 | 0 | 0 | 9.7428 | 0 | 8.4574 | 0.68019 | 12.4339 | 8.4574 | 0.68019 | 12.4339 | 9.8868 | 0.79515 | 12.4339 | 4.873% | 0.091579 | 0.087045 | 2183.1518 | 318.4441 | 233.987 | 1630.7207 | 2184.9176 | 0 | 0 | 2184.9176 | 0.002045%
2028 | 1106 | CB 1106 | Tier-2 | Tier-2---7 | 4--5 | 242 | 100% | 1067.6226 | 5.884% | 94.04% | 0.07265% | 3.1093 | 0 | 0 | 3.1093 | 0 | 2.6991 | 4.0148 | 0.67228 | 2.6991 | 4.0148 | 0.67228 | 3.1553 | 4.6933 | 0.67228 | 0.2912% | 0.070774 | 0.067271 | 15084.9121 | 163.1311 | 12883.8022 | 2037.9789 | 15824.2814 | 0 | 0 | 15824.2814 | 0.0006526%
2028 | 1138 | CB 1138 | Tier-2 | Tier-2---10 | 5--4 | 241 | 100% | 305.5776 | 38.78% | 59.44% | 1.777% | 5.8657 | 0 | 0 | 5.8657 | 0 | 5.0918 | 3.9982 | 1.2735 | 5.0918 | 3.9982 | 1.2735 | 5.9524 | 4.6739 | 1.2735 | 1.92% | 0.11418 | 0.10853 | 2676.3311 | 209.1802 | 1537.4835 | 929.6674 | 2761.6594 | 0 | 0 | 2761.6594 | 0.001231%
2028 | 1162 | CB 1162 | Tier-2 | Tier-2---18 | 4--2 | 13 | 100% | 17.3545 | 85.79% | 8.389% | 5.825% | 0.73695 | 0 | 0 | 0.73695 | 0 | 0.63972 | 0.21567 | 2.9662 | 0.63972 | 0.21567 | 2.9662 | 0.74784 | 0.25212 | 2.9662 | 4.246% | 0.064214 | 0.061035 | 270.2621 | 35.4982 | 38.2909 | 196.4729 | 272.2626 | 0 | 0 | 272.2626 | 0.0001547%
2028 | 1234 | CB 1234 | Tier-3 | Tier-3---10 | 5--5 | 1271 | 100% | 1703.5911 | 47.26% | 52.1% | 0.6391% | 39.8535 | 0 | 0 | 39.8535 | 0 | 34.5954 | 21.0859 | 1.6407 | 34.5954 | 21.0859 | 1.6407 | 40.4425 | 24.6497 | 1.6407 | 2.339% | 0.11961 | 0.11369 | 14242.4054 | 1075.4767 | 7121.7223 | 6045.2064 | 14633.5836 | 0 | 0 | 14633.5836 | 0.008365%
2028 | 1235 | CB 1235 | Tier-2 | Tier-2---6 | 4--5 | 2262 | 100% | 1038.4291 | 94.32% | 4.296% | 1.381% | 48.4843 | 0 | 0 | 48.4843 | 0 | 42.0875 | 37.5266 | 1.1215 | 42.0875 | 37.5266 | 1.1215 | 49.2008 | 43.869 | 1.1215 | 4.669% | 0.082825 | 0.078725 | 12537.6589 | 2179.7945 | 762.6013 | 9595.263 | 12574.7238 | 0 | 0 | 12574.7238 | 0.01018%
2028 | 1243 | CB 1243 | Tier-2 | Tier-2---7 | 3--5 | 367 | 100% | 199.4877 | 98.24% | 0% | 1.764% | 9.7004 | 0 | 0 | 9.7004 | 0 | 8.4206 | 6.0885 | 1.383 | 8.4206 | 6.0885 | 1.383 | 9.8438 | 7.1176 | 1.383 | 4.863% | 0.019586 | 0.018616 | 10185.2188 | 1675.1434 | 207.9289 | 8302.1466 | 10194.5771 | 0 | 0 | 10194.5771 | 0.002036%
2028 | 1245 | CB 1245 | Tier-2 | Tier-2---15 | 1--5 | 15 | 100% | 16.7924 | 98.43% | 0% | 1.568% | 0.81819 | 0 | 0 | 0.81819 | 0 | 0.71024 | 0.24885 | 2.8541 | 0.71024 | 0.24885 | 2.8541 | 0.83028 | 0.29091 | 2.8541 | 4.872% | 0.001637 | 0.001556 | 10258.0329 | 2664.8486 | 151.8636 | 7441.3207 | 10266.4078 | 0 | 0 | 10266.4078 | 0.0001717%
2028 | 1250 | CB 1250 | Tier-2 | Tier-2---4 | 4--5 | 74 | 100% | 388.8417 | 99.33% | 0.414% | 0.257% | 19.1185 | 0 | 0 | 19.1185 | 0 | 16.5961 | 1.2277 | 13.5185 | 16.5961 | 1.2277 | 13.5185 | 19.401 | 1.4351 | 13.5185 | 4.917% | 0.088703 | 0.084312 | 4383.6458 | 676.5543 | 273.8326 | 3433.2589 | 4385.1777 | 0 | 0 | 4385.1777 | 0.004013%
2028 | 1299 | CB 1299 | Tier-2 | Tier-2---19 | 3--3 | 14 | 100% | 20.1766 | 88.04% | 0% | 11.96% | 0.87929 | 0 | 0 | 0.87929 | 0 | 0.76328 | 0.23226 | 3.2863 | 0.76328 | 0.23226 | 3.2863 | 0.89228 | 0.27151 | 3.2863 | 4.358% | 0.014997 | 0.014255 | 1345.3401 | 209.983 | 174.7231 | 960.634 | 1353.7198 | 0 | 0 | 1353.7198 | 0.0001846%
2028 | 1446 | CB 1446 | Tier-1 | Non-HFTD---17 | 1--2 | 13 | 100% | 1.2208 | 71.06% | 0% | 28.94% | 0.042941 | 0 | 0 | 0.042941 | 0 | 0.037275 | 0.21567 | 0.17283 | 0.037275 | 0.21567 | 0.17283 | 0.043575 | 0.25212 | 0.17283 | 3.517% | 0.0015656 | 0.0014881 | 779.7766 | 81.9694 | 246.8232 | 450.9841 | 791.5297 | 0 | 0 | 791.5297 | 9.013e-06%
2028 | 1448 | CB 1448 | Tier-1 | Non-HFTD---15 | 1--3 | 26 | 100% | 2.9553 | 84.44% | 0% | 15.56% | 0.12352 | 0 | 0 | 0.12352 | 0 | 0.10723 | 0.43134 | 0.24859 | 0.10723 | 0.43134 | 0.24859 | 0.12535 | 0.50424 | 0.24859 | 4.18% | 0.002261 | 0.0021491 | 1307.0696 | 93.2099 | 706.8191 | 507.0406 | 1317.6622 | 0 | 0 | 1317.6622 | 2.593e-05%
2028 | 1525 | CB 1525 | Tier-2 | Tier-2---13 | 4--4 | 24 | 100% | 193.8892 | 15.57% | 82.62% | 1.812% | 1.4939 | 0 | 0 | 1.4939 | 0 | 1.2968 | 0.39816 | 3.257 | 1.2968 | 0.39816 | 3.257 | 1.516 | 0.46545 | 3.257 | 0.7705% | 0.050512 | 0.048011 | 3838.4933 | 115.2522 | 3031.2128 | 692.0283 | 4007.2783 | 0 | 0 | 4007.2783 | 0.0003136%
2028 | 185 | CB 185 | Tier-2 | Tier-2---12 | 3--4 | 5 | 100% | 138.4091 | 43.72% | 54.12% | 2.153% | 2.9955 | 0 | 0 | 2.9955 | 0 | 2.6003 | 0.08295 | 31.3476 | 2.6003 | 0.08295 | 31.3476 | 3.0398 | 0.09697 | 31.3476 | 2.164% | 0.027797 | 0.026421 | 4979.3165 | 370.0673 | 2508.501 | 2100.7482 | 5125.2523 | 0 | 0 | 5125.2523 | 0.0006288%
2028 | 196 | CB 196 | Tier-2 | Tier-2---15 | 3--4 | 14 | 100% | 130.1585 | 2.113% | 97.57% | 0.316% | 0.13615 | 0 | 0 | 0.13615 | 0 | 0.11819 | 0.23226 | 0.50887 | 0.11819 | 0.23226 | 0.50887 | 0.13817 | 0.27151 | 0.50887 | 0.1046% | 0.019464 | 0.018501 | 6687.0046 | 19.3582 | 5804.1249 | 863.5215 | 7027.8901 | 0 | 0 | 7027.8901 | 2.858e-05%
2028 | 200 | CB 200 | Tier-2 | Tier-2---9 | 4--5 | 168 | 100% | 748.3334 | 16.62% | 82.09% | 1.289% | 6.1567 | 0 | 0 | 6.1567 | 0 | 5.3445 | 2.7871 | 1.9176 | 5.3445 | 2.7871 | 1.9176 | 6.2477 | 3.2582 | 1.9176 | 0.8227% | 0.060261 | 0.057278 | 12418.2035 | 230.4691 | 10130.0521 | 2057.6824 | 12957.4282 | 0 | 0 | 12957.4282 | 0.001292%
2028 | 202 | CB 202 | Tier-2 | Tier-2---16 | 4--3 | 321 | 100% | 63.0384 | 89.89% | 0% | 10.11% | 2.805 | 0 | 0 | 2.805 | 0 | 2.4349 | 5.3254 | 0.45722 | 2.4349 | 5.3254 | 0.45722 | 2.8464 | 6.2254 | 0.45722 | 4.45% | 0.040966 | 0.038939 | 1538.7821 | 188.6374 | 158.7642 | 1191.3805 | 1546.8829 | 0 | 0 | 1546.8829 | 0.0005888%
2028 | 203 | CB 203 | Tier-2 | Tier-2---13 | 4--4 | 554 | 100% | 187.9021 | 7.943% | 89.84% | 2.222% | 0.73876 | 0 | 0 | 0.73876 | 0 | 0.64129 | 9.1909 | 0.069775 | 0.64129 | 9.1909 | 0.069775 | 0.74968 | 10.7442 | 0.069775 | 0.3932% | 0.03541 | 0.033657 | 5306.4388 | 19.0742 | 4782.3725 | 504.9921 | 5560.8373 | 0 | 0 | 5560.8373 | 0.0001551%
2028 | 204 | CB 204 | Tier-2 | Tier-2---9 | 4--4 | 463 | 100% | 421.5291 | 52.89% | 45.23% | 1.878% | 11.0363 | 0 | 0 | 11.0363 | 0 | 9.5802 | 7.6812 | 1.2472 | 9.5802 | 7.6812 | 1.2472 | 11.1994 | 8.9794 | 1.2472 | 2.618% | 0.068524 | 0.065132 | 6151.5544 | 481.5982 | 2922.6769 | 2747.2793 | 6302.4694 | 0 | 0 | 6302.4694 | 0.002317%
2028 | 215 | CB 215 | Tier-3 | Tier-3---20 | 1--5 | 8 | 100% | 14.3567 | 99.04% | 0% | 0.9603% | 0.70383 | 0 | 0 | 0.70383 | 0 | 0.61097 | 0.13272 | 4.6035 | 0.61097 | 0.13272 | 4.6035 | 0.71423 | 0.15515 | 4.6035 | 4.902% | 0.0005546 | 0.00052715 | 25886.5156 | 4082.8416 | 802.2051 | 21001.4689 | 25899.4616 | 0 | 0 | 25899.4616 | 0.0001477%
2028 | 230 | CB 230 | Tier-2 | Tier-2---14 | 1--5 | 77 | 100% | 37.0692 | 98.96% | 0% | 1.045% | 1.8158 | 0 | 0 | 1.8158 | 0 | 1.5762 | 1.2774 | 1.2339 | 1.5762 | 1.2774 | 1.2339 | 1.8426 | 1.4933 | 1.2339 | 4.898% | 0.0025822 | 0.0024544 | 14355.6795 | 1973.4751 | 2354.5204 | 10027.684 | 14363.4884 | 0 | 0 | 14363.4884 | 0.0003811%
2028 | 231 | CB 231 | Tier-2 | Tier-2---7 | 4--5 | 688 | 100% | 416.5176 | 95.81% | 2.821% | 1.365% | 19.7547 | 0 | 0 | 19.7547 | 0 | 17.1483 | 11.4139 | 1.5024 | 17.1483 | 11.4139 | 1.5024 | 20.0466 | 13.343 | 1.5024 | 4.743% | 0.037573 | 0.035713 | 11085.6737 | 1859.8233 | 754.4202 | 8471.4303 | 11109.8371 | 0 | 0 | 11109.8371 | 0.004147%
2028 | 232 | CB 232 | Tier-2 | Tier-2---7 | 4--5 | 605 | 100% | 300.2122 | 85.96% | 12.43% | 1.615% | 12.7738 | 0 | 0 | 12.7738 | 0 | 11.0885 | 10.037 | 1.1048 | 11.0885 | 10.037 | 1.1048 | 12.9626 | 11.7333 | 1.1048 | 4.255% | 0.029023 | 0.027587 | 10343.7991 | 1418.351 | 1554.0747 | 7371.3734 | 10419.4395 | 0 | 0 | 10419.4395 | 0.002681%
2028 | 233 | CB 233 | Tier-2 | Tier-2---4 | 4--5 | 1834 | 100% | 763.9567 | 93.34% | 4.903% | 1.762% | 35.2955 | 0 | 0 | 35.2955 | 0 | 30.6388 | 30.4261 | 1.007 | 30.6388 | 30.4261 | 1.007 | 35.8171 | 35.5684 | 1.007 | 4.62% | 0.075451 | 0.071716 | 10125.1756 | 1595.7447 | 1194.5405 | 7334.8905 | 10160.3196 | 0 | 0 | 10160.3196 | 0.007409%
2028 | 234 | CB 234 | Tier-2 | Tier-2---4 | 4--5 | 1006 | 100% | 535.5214 | 93.25% | 5.438% | 1.313% | 24.7187 | 0 | 0 | 24.7187 | 0 | 21.4574 | 16.6896 | 1.2857 | 21.4574 | 16.6896 | 1.2857 | 25.084 | 19.5103 | 1.2857 | 4.616% | 0.044658 | 0.042447 | 11991.611 | 2064.9333 | 958.1122 | 8968.5654 | 12033.7724 | 0 | 0 | 12033.7724 | 0.005188%
2028 | 236 | CB 236 | Tier-2 | Tier-2---1 | 5--5 | 678 | 100% | 1431.5889 | 79.32% | 20.27% | 0.409% | 56.2122 | 0 | 0 | 56.2122 | 0 | 48.7958 | 11.248 | 4.3382 | 48.7958 | 11.248 | 4.3382 | 57.0429 | 13.1491 | 4.3382 | 3.927% | 0.1419 | 0.13487 | 10088.9585 | 1415.4843 | 1966.6729 | 6706.8012 | 10197.5904 | 0 | 0 | 10197.5904 | 0.0118%
2028 | 237 | CB 237 | Tier-2 | Tier-2---8 | 5--5 | 34 | 100% | 185.7066 | 94.91% | 4.738% | 0.3556% | 8.7243 | 0 | 0 | 8.7243 | 0 | 7.5732 | 0.56406 | 13.4263 | 7.5732 | 0.56406 | 13.4263 | 8.8532 | 0.65939 | 13.4263 | 4.698% | 0.10923 | 0.10382 | 1700.183 | 298.8503 | 101.9614 | 1299.3713 | 1704.6928 | 0 | 0 | 1704.6928 | 0.001831%
2028 | 240 | CB 240 | Tier-2 | Tier-2---9 | 4--5 | 241 | 100% | 222.9994 | 87.14% | 10.79% | 2.065% | 9.6189 | 0 | 0 | 9.6189 | 0 | 8.3499 | 3.9982 | 2.0884 | 8.3499 | 3.9982 | 2.0884 | 9.7611 | 4.6739 | 2.0884 | 4.313% | 0.048511 | 0.046109 | 4596.922 | 825.8016 | 739.2506 | 3031.8699 | 4627.7085 | 0 | 0 | 4627.7085 | 0.002019%
2028 | 242 | CB 242 | Tier-2 | Tier-2---11 | 5--3 | 55 | 100% | 207.8863 | 31.82% | 66.99% | 1.182% | 3.2748 | 0 | 0 | 3.2748 | 0 | 2.8427 | 0.91245 | 3.1155 | 2.8427 | 0.91245 | 3.1155 | 3.3232 | 1.0667 | 3.1155 | 1.575% | 0.1014 | 0.096385 | 2050.064 | 80.1099 | 1437.2921 | 532.662 | 2122.8512 | 0 | 0 | 2122.8512 | 0.0006874%
2028 | 244 | CB 244 | Tier-2 | Tier-2---14 | 4--4 | 20 | 100% | 218.1664 | 17.26% | 81.28% | 1.461% | 1.8642 | 0 | 0 | 1.8642 | 0 | 1.6182 | 0.3318 | 4.8771 | 1.6182 | 0.3318 | 4.8771 | 1.8917 | 0.38788 | 4.8771 | 0.8545% | 0.040668 | 0.038655 | 5364.5179 | 74.3952 | 4565.48 | 724.6427 | 5595.6651 | 0 | 0 | 5595.6651 | 0.0003913%
2028 | 246 | CB 246 | Tier-2 | Tier-2---7 | 4--5 | 577 | 100% | 397.8494 | 64.68% | 33.47% | 1.858% | 12.7368 | 0 | 0 | 12.7368 | 0 | 11.0564 | 9.5724 | 1.155 | 11.0564 | 9.5724 | 1.155 | 12.9251 | 11.1903 | 1.155 | 3.201% | 0.066431 | 0.063143 | 5988.8765 | 880.2356 | 2229.0372 | 2879.6037 | 6099.0502 | 0 | 0 | 6099.0502 | 0.002673%
2028 | 247 | CB 247 | Tier-2 | Tier-2---12 | 4--4 | 119 | 100% | 172.2064 | 35.95% | 62.53% | 1.527% | 3.0642 | 0 | 0 | 3.0642 | 0 | 2.6599 | 1.9742 | 1.3473 | 2.6599 | 1.9742 | 1.3473 | 3.1095 | 2.3079 | 1.3473 | 1.779% | 0.038566 | 0.036657 | 4465.2144 | 298.159 | 2868.7773 | 1298.2781 | 4614.1618 | 0 | 0 | 4614.1618 | 0.0006432%
2028 | 248 | CB 248 | Tier-2 | Tier-2---9 | 3--5 | 276 | 100% | 152.3893 | 96.93% | 0% | 3.073% | 7.3115 | 0 | 0 | 7.3115 | 0 | 6.3468 | 4.5788 | 1.3861 | 6.3468 | 4.5788 | 1.3861 | 7.4195 | 5.3527 | 1.3861 | 4.798% | 0.01881 | 0.017879 | 8101.4189 | 1342.8535 | 227.2912 | 6531.2742 | 8114.384 | 0 | 0 | 8114.384 | 0.001535%
2028 | 249 | CB 249 | Tier-3 | Tier-3---16 | 4--4 | 167 | 100% | 160.495 | 85.08% | 13.47% | 1.449% | 6.7591 | 0 | 0 | 6.7591 | 0 | 5.8673 | 2.7705 | 2.1178 | 5.8673 | 2.7705 | 2.1178 | 6.859 | 3.2388 | 2.1178 | 4.211% | 0.05906 | 0.056137 | 2717.4811 | 349.6551 | 457.423 | 1910.4031 | 2738.598 | 0 | 0 | 2738.598 | 0.001419%
2028 | 280 | CB 280 | Tier-2 | Tier-2---14 | 4--4 | 8 | 100% | 274.2011 | 7.05% | 92.04% | 0.912% | 0.95683 | 0 | 0 | 0.95683 | 0 | 0.83059 | 0.13272 | 6.2582 | 0.83059 | 0.13272 | 6.2582 | 0.97097 | 0.15515 | 6.2582 | 0.349% | 0.042409 | 0.04031 | 6465.5727 | 45.4317 | 5724.1115 | 696.0295 | 6778.5492 | 0 | 0 | 6778.5492 | 0.0002008%
2028 | 292 | CB 292 | Tier-2 | Tier-2---18 | 4--3 | 385 | 100% | 47.5044 | 34.5% | 64.33% | 1.17% | 0.81136 | 0 | 0 | 0.81136 | 0 | 0.70431 | 6.3872 | 0.11027 | 0.70431 | 6.3872 | 0.11027 | 0.82335 | 7.4667 | 0.11027 | 1.708% | 0.048129 | 0.045747 | 987.0231 | 50.0827 | 552.1658 | 384.7746 | 1020.6893 | 0 | 0 | 1020.6893 | 0.0001703%
2028 | 315 | CB 315 | Tier-2 | Tier-2---19 | 1--4 | 151 | 100% | 5.1424 | 94.4% | 0% | 5.599% | 0.2403 | 0 | 0 | 0.2403 | 0 | 0.20859 | 2.5051 | 0.083268 | 0.20859 | 2.5051 | 0.083268 | 0.24385 | 2.9285 | 0.083268 | 4.673% | 0.0017586 | 0.0016715 | 2924.1607 | 267.0973 | 1290.9222 | 1366.1411 | 2932.6876 | 0 | 0 | 2932.6876 | 5.044e-05%
2028 | 327 | CB 327 | Tier-3 | Tier-3---16 | 4--5 | 22 | 100% | 193.645 | 98.47% | 1.165% | 0.3624% | 9.439 | 0 | 0 | 9.439 | 0 | 8.1937 | 0.36498 | 22.4497 | 8.1937 | 0.36498 | 22.4497 | 9.5785 | 0.42667 | 22.4497 | 4.874% | 0.076966 | 0.073157 | 2515.9681 | 429.9476 | 31.582 | 2054.4384 | 2517.9694 | 0 | 0 | 2517.9694 | 0.001981%
2028 | 329 | CB 329 | Tier-2 | Tier-2---14 | 3--4 | 37 | 100% | 65.8898 | 89.85% | 8.372% | 1.777% | 2.9305 | 0 | 0 | 2.9305 | 0 | 2.5439 | 0.61383 | 4.1443 | 2.5439 | 0.61383 | 4.1443 | 2.9738 | 0.71757 | 4.1443 | 4.448% | 0.026212 | 0.024915 | 2513.6892 | 282.0394 | 739.5173 | 1492.1325 | 2526.9755 | 0 | 0 | 2526.9755 | 0.0006151%
2028 | 330 | CB 330 | Tier-2 | Tier-2---16 | 4--3 | 228 | 100% | 120.677 | 32.91% | 64.46% | 2.626% | 1.966 | 0 | 0 | 1.966 | 0 | 1.7066 | 3.7825 | 0.45118 | 1.7066 | 3.7825 | 0.45118 | 1.995 | 4.4218 | 0.45118 | 1.629% | 0.029702 | 0.028232 | 4062.9261 | 7.6233 | 3748.7743 | 306.5286 | 4204.8777 | 0 | 0 | 4204.8777 | 0.0004127%
2028 | 331 | CB 331 | Tier-2 | Tier-2---14 | 2--5 | 3 | 100% | 85.8116 | 98.16% | 0% | 1.839% | 4.1696 | 0 | 0 | 4.1696 | 0 | 3.6194 | 0.04977 | 72.7233 | 3.6194 | 0.04977 | 72.7233 | 4.2312 | 0.058182 | 72.7233 | 4.859% | 0.010352 | 0.0098396 | 8289.3738 | 853.0321 | 3055.5825 | 4380.7593 | 8297.3133 | 0 | 0 | 8297.3133 | 0.0008752%
2028 | 350 | CB 350 | Tier-2 | Tier-2---15 | 1--5 | 1 | 100% | 13.015 | 99.22% | 0% | 0.7827% | 0.6392 | 0 | 0 | 0.6392 | 0 | 0.55487 | 0.01659 | 33.4459 | 0.55487 | 0.01659 | 33.4459 | 0.64865 | 0.019394 | 33.4459 | 4.911% | 0.0004644 | 0.00044141 | 28025.4905 | 4248.3953 | 2001.1403 | 21775.9549 | 28036.9146 | 0 | 0 | 28036.9146 | 0.0001342%
2028 | 351 | CB 351 | Tier-2 | Tier-2---3 | 5--5 | 542 | 100% | 1226.0332 | 96.06% | 3.555% | 0.3808% | 58.2998 | 0 | 0 | 58.2998 | 0 | 50.608 | 8.9918 | 5.6282 | 50.608 | 8.9918 | 5.6282 | 59.1613 | 10.5115 | 5.6282 | 4.755% | 0.12463 | 0.11847 | 9837.0052 | 2175.7089 | 389.2547 | 7272.0416 | 9857.1702 | 0 | 0 | 9857.1702 | 0.01224%
2028 | 352 | CB 352 | Tier-2 | Tier-2---18 | 4--2 | 27 | 100% | 9.3178 | 92.82% | 5.766% | 1.417% | 0.4281 | 0 | 0 | 0.4281 | 0 | 0.37162 | 0.44793 | 0.82963 | 0.37162 | 0.44793 | 0.82963 | 0.43442 | 0.52364 | 0.82963 | 4.594% | 0.066856 | 0.063546 | 139.3709 | 20.9143 | 9.4564 | 109.0003 | 139.8923 | 0 | 0 | 139.8923 | 8.986e-05%
2028 | 353 | CB 353 | Tier-2 | Tier-2---19 | 1--5 | 2 | 100% | 1.2114 | 91.46% | 0% | 8.541% | 0.054842 | 0 | 0 | 0.054842 | 0 | 0.047607 | 0.03318 | 1.4348 | 0.047607 | 0.03318 | 1.4348 | 0.055653 | 0.038788 | 1.4348 | 4.527% | 0.0001926 | 0.00018307 | 6289.6304 | 841.6188 | 1074.3724 | 4373.6392 | 6317.6054 | 0 | 0 | 6317.6054 | 1.151e-05%
2028 | 355 | CB 355 | Tier-2 | Tier-2---3 | 5--5 | 836 | 100% | 1277.9843 | 89.96% | 9.576% | 0.4654% | 56.9079 | 0 | 0 | 56.9079 | 0 | 49.3997 | 13.8693 | 3.5618 | 49.3997 | 13.8693 | 3.5618 | 57.7489 | 16.2133 | 3.5618 | 4.453% | 0.1048 | 0.099616 | 12194.1112 | 2321.0506 | 1198.9562 | 8674.1044 | 12257.8799 | 0 | 0 | 12257.8799 | 0.01195%
2028 | 356 | CB 356 | Tier-2 | Tier-2---19 | 1--5 | 5 | 100% | 1.0316 | 94.21% | 0% | 5.788% | 0.048109 | 0 | 0 | 0.048109 | 0 | 0.041762 | 0.08295 | 0.50346 | 0.041762 | 0.08295 | 0.50346 | 0.04882 | 0.09697 | 0.50346 | 4.663% | 0.0001262 | 0.00011995 | 8174.5031 | 1142.3903 | 1177.2898 | 5854.823 | 8199.1451 | 0 | 0 | 8199.1451 | 1.01e-05%
2028 | 357 | CB 357 | Tier-3 | Tier-3---10 | 5--5 | 372 | 100% | 902.4975 | 73.58% | 26.03% | 0.3952% | 32.8696 | 0 | 0 | 32.8696 | 0 | 28.5329 | 6.1715 | 4.6233 | 28.5329 | 6.1715 | 4.6233 | 33.3553 | 7.2145 | 4.6233 | 3.642% | 0.12773 | 0.12141 | 7065.5334 | 866.3454 | 1820.4674 | 4378.7206 | 7162.7585 | 0 | 0 | 7162.7585 | 0.006899%
2028 | 358 | CB 358 | Tier-3 | Tier-3---15 | 5--4 | 35 | 100% | 699.283 | 2.295% | 97.69% | 0.01935% | 0.79454 | 0 | 0 | 0.79454 | 0 | 0.68971 | 0.58065 | 1.1878 | 0.68971 | 0.58065 | 1.1878 | 0.80628 | 0.67879 | 1.1878 | 0.1136% | 0.1387 | 0.13184 | 5041.5636 | 26.6978 | 4414.3494 | 600.5164 | 5298.0908 | 0 | 0 | 5298.0908 | 0.0001668%
2028 | 381 | CB 381 | Tier-1 | Non-HFTD---5 | 1--4 | 10 | 100% | 28.7077 | 97.4% | 0% | 2.599% | 1.3841 | 0 | 0 | 1.3841 | 0 | 1.2015 | 0.1659 | 7.2422 | 1.2015 | 0.1659 | 7.2422 | 1.4046 | 0.19394 | 7.2422 | 4.821% | 0.0039148 | 0.003721 | 7333.1227 | 392.04 | 5437.6577 | 1503.425 | 7343.0489 | 0 | 0 | 7343.0489 | 0.0002905%
2028 | 396 | CB 396 | Tier-2 | Tier-2---11 | 5--4 | 3 | 100% | 591.9026 | 5.239% | 94.32% | 0.4451% | 1.5351 | 0 | 0 | 1.5351 | 0 | 1.3325 | 0.04977 | 26.7737 | 1.3325 | 0.04977 | 26.7737 | 1.5577 | 0.058182 | 26.7737 | 0.2593% | 0.10036 | 0.095392 | 5897.7936 | 58.5391 | 5103.2719 | 735.9827 | 6188.846 | 0 | 0 | 6188.846 | 0.0003222%
2028 | 441 | CB 441 | Tier-3 | Tier-3---15 | 5--3 | 152 | 100% | 331.3843 | 80.16% | 18.98% | 0.8593% | 13.1488 | 0 | 0 | 13.1488 | 0 | 11.414 | 2.5217 | 4.5263 | 11.414 | 2.5217 | 4.5263 | 13.3431 | 2.9479 | 4.5263 | 3.968% | 0.54555 | 0.51854 | 607.4359 | 49.8353 | 106.5497 | 451.0509 | 613.7126 | 0 | 0 | 613.7126 | 0.00276%
2028 | 443 | CB 443 | Tier-2 | Tier-2---17 | 2--4 | 9 | 100% | 20.1638 | 94.45% | 0% | 5.554% | 0.94267 | 0 | 0 | 0.94267 | 0 | 0.8183 | 0.14931 | 5.4805 | 0.8183 | 0.14931 | 5.4805 | 0.9566 | 0.17455 | 5.4805 | 4.675% | 0.007405 | 0.0070385 | 2722.9916 | 539.7491 | 142.9952 | 2040.2473 | 2730.8683 | 0 | 0 | 2730.8683 | 0.0001979%
2028 | 444 | CB 444 | Tier-2 | Tier-2---16 | 4--2 | 4 | 100% | 29.6249 | 91.02% | 7.551% | 1.432% | 1.3347 | 0 | 0 | 1.3347 | 0 | 1.1586 | 0.06636 | 17.4594 | 1.1586 | 0.06636 | 17.4594 | 1.3544 | 0.077576 | 17.4594 | 4.505% | 0.081621 | 0.07758 | 362.9586 | 45.1173 | 37.8839 | 279.9573 | 364.6566 | 0 | 0 | 364.6566 | 0.0002802%
2028 | 470 | CB 470 | Tier-2 | Tier-2---6 | 5--5 | 183 | 100% | 1121.5891 | 72.77% | 26.47% | 0.763% | 40.4013 | 0 | 0 | 40.4013 | 0 | 35.0709 | 3.036 | 11.5518 | 35.0709 | 3.036 | 11.5518 | 40.9983 | 3.5491 | 11.5518 | 3.602% | 0.114 | 0.10835 | 9838.8116 | 1666.77 | 2557.3386 | 5614.703 | 9978.3305 | 0 | 0 | 9978.3305 | 0.00848%
2028 | 499 | CB 499 | Tier-2 | Tier-2---19 | 2--3 | 3 | 100% | 12.7092 | 92.01% | 0% | 7.988% | 0.57885 | 0 | 0 | 0.57885 | 0 | 0.50248 | 0.04977 | 10.0961 | 0.50248 | 0.04977 | 10.0961 | 0.58741 | 0.058182 | 10.0961 | 4.555% | 0.00687 | 0.0065299 | 1849.953 | 152.4302 | 848.7409 | 848.782 | 1857.6484 | 0 | 0 | 1857.6484 | 0.0001215%
2028 | 520 | CB 520 | Tier-2 | Tier-2---21 | 1--5 | 6 | 100% | 0.50118 | 92.64% | 0% | 7.355% | 0.022984 | 0 | 0 | 0.022984 | 0 | 0.019951 | 0.09954 | 0.20043 | 0.019951 | 0.09954 | 0.20043 | 0.023323 | 0.11636 | 0.20043 | 4.586% | 7.36e-05 | 6.9957e-05 | 6809.4677 | 1224.7725 | 1893.3117 | 3691.3835 | 6835.5511 | 0 | 0 | 6835.5511 | 4.824e-06%
2028 | 521 | CB 521 | Tier-2 | Tier-2---20 | 3--1 | 19 | 100% | 11.4145 | 12.51% | 85.49% | 2% | 0.070669 | 0 | 0 | 0.070669 | 0 | 0.061345 | 0.31521 | 0.19462 | 0.061345 | 0.31521 | 0.19462 | 0.071713 | 0.36848 | 0.19462 | 0.6191% | 0.025917 | 0.024634 | 440.4321 | 3.6709 | 389.1723 | 47.5888 | 460.5001 | 0 | 0 | 460.5001 | 1.483e-05%
2028 | 522 | CB 522 | Tier-2 | Tier-2---9 | 4--5 | 553 | 100% | 287.6477 | 61.65% | 36.8% | 1.551% | 8.7785 | 0 | 0 | 8.7785 | 0 | 7.6203 | 9.1743 | 0.83062 | 7.6203 | 9.1743 | 0.83062 | 8.9083 | 10.7248 | 0.83062 | 3.052% | 0.049006 | 0.04658 | 5869.6662 | 552.6079 | 2337.7067 | 2979.3516 | 5986.8842 | 0 | 0 | 5986.8842 | 0.001843%
2028 | 523 | CB 523 | Tier-2 | Tier-2---13 | 4--4 | 301 | 100% | 222.6972 | 15.76% | 82.25% | 1.985% | 1.7375 | 0 | 0 | 1.7375 | 0 | 1.5083 | 4.9936 | 0.30204 | 1.5083 | 4.9936 | 0.30204 | 1.7632 | 5.8376 | 0.30204 | 0.7802% | 0.044603 | 0.042395 | 4992.8754 | 164.6768 | 3992.464 | 835.7347 | 5211.9099 | 0 | 0 | 5211.9099 | 0.0003647%
2028 | 524 | CB 524 | Tier-3 | Tier-3---17 | 3--5 | 34 | 100% | 116.6365 | 76.81% | 21.38% | 1.816% | 4.4344 | 0 | 0 | 4.4344 | 0 | 3.8494 | 0.56406 | 6.8244 | 3.8494 | 0.56406 | 6.8244 | 4.5 | 0.65939 | 6.8244 | 3.802% | 0.018139 | 0.017241 | 6430.2901 | 828.1118 | 2267.5068 | 3334.6715 | 6507.9597 | 0 | 0 | 6507.9597 | 0.0009308%
2028 | 533 | CB 533 | Tier-2 | Tier-2---20 | 4--1 | 1 | 100% | 10.3489 | 2.922% | 94.16% | 2.918% | 0.01497 | 0 | 0 | 0.01497 | 0 | 0.012995 | 0.01659 | 0.78329 | 0.012995 | 0.01659 | 0.78329 | 0.015191 | 0.019394 | 0.78329 | 0.1447% | 0.06013 | 0.057154 | 172.1074 | 1.1447 | 134.3385 | 36.6243 | 180.8085 | 0 | 0 | 180.8085 | 3.142e-06%
2028 | 534 | CB 534 | Tier-2 | Tier-2---21 | 4--1 | 3 | 100% | 4.9029 | 19.37% | 69.23% | 11.4% | 0.047003 | 0 | 0 | 0.047003 | 0 | 0.040802 | 0.04977 | 0.81981 | 0.040802 | 0.04977 | 0.81981 | 0.047698 | 0.058182 | 0.81981 | 0.9587% | 0.060541 | 0.057544 | 80.9852 | 1.7721 | 56.9489 | 22.2642 | 84.386 | 0 | 0 | 84.386 | 9.866e-06%
2028 | 535 | CB 535 | Tier-2 | Tier-2---16 | 4--3 | 3 | 100% | 106.4965 | 2.067% | 97.63% | 0.3001% | 0.10897 | 0 | 0 | 0.10897 | 0 | 0.094595 | 0.04977 | 1.9006 | 0.094595 | 0.04977 | 1.9006 | 0.11058 | 0.058182 | 1.9006 | 0.1023% | 0.059698 | 0.056743 | 1783.9201 | 7.5184 | 1394.7698 | 381.6318 | 1874.9024 | 0 | 0 | 1874.9024 | 2.287e-05%
2028 | 536 | CB 536 | Tier-2 | Tier-2---18 | 4--2 | 51 | 100% | 21.8677 | 42.26% | 53.34% | 4.392% | 0.4575 | 0 | 0 | 0.4575 | 0 | 0.39714 | 0.84609 | 0.46938 | 0.39714 | 0.84609 | 0.46938 | 0.46426 | 0.98909 | 0.46938 | 2.092% | 0.063476 | 0.060334 | 344.504 | 23.2544 | 160.0251 | 161.2245 | 354.8623 | 0 | 0 | 354.8623 | 9.603e-05%
2028 | 540 | CB 540 | Tier-2 | Tier-2---17 | 1--5 | 189 | 100% | 18.5654 | 97.32% | 0% | 2.676% | 0.8944 | 0 | 0 | 0.8944 | 0 | 0.77639 | 3.1355 | 0.24761 | 0.77639 | 3.1355 | 0.24761 | 0.90761 | 3.6655 | 0.24761 | 4.818% | 0.0036022 | 0.0034239 | 5153.9037 | 633.0265 | 1280.5124 | 3240.3647 | 5161.0857 | 0 | 0 | 5161.0857 | 0.0001877%
2028 | 542 | CB 542 | Tier-2 | Tier-2---9 | 4--5 | 54 | 100% | 175.7332 | 76% | 23.31% | 0.6907% | 6.6111 | 0 | 0 | 6.6111 | 0 | 5.7389 | 0.89586 | 6.406 | 5.7389 | 0.89586 | 6.406 | 6.7088 | 1.0473 | 6.406 | 3.762% | 0.053515 | 0.050866 | 3283.8373 | 324.6387 | 1232.8957 | 1726.3029 | 3324.8806 | 0 | 0 | 3324.8806 | 0.001388%
2028 | 576 | CB 576 | Tier-2 | Tier-2---12 | 4--4 | 26 | 100% | 131.3157 | 32.74% | 66.81% | 0.4539% | 2.1281 | 0 | 0 | 2.1281 | 0 | 1.8474 | 0.43134 | 4.2828 | 1.8474 | 0.43134 | 4.2828 | 2.1596 | 0.50424 | 4.2828 | 1.621% | 0.047237 | 0.044899 | 2779.9099 | 133.7981 | 1808.4788 | 837.633 | 2877.2837 | 0 | 0 | 2877.2837 | 0.0004467%
2028 | 590 | CB 590 | Tier-1 | Non-HFTD---1 | 4--5 | 19 | 100% | 550.9315 | 21.38% | 78.4% | 0.2171% | 5.8317 | 0 | 0 | 5.8317 | 0 | 5.0623 | 0.31521 | 16.0601 | 5.0623 | 0.31521 | 16.0601 | 5.9179 | 0.36848 | 16.0601 | 1.059% | 0.042337 | 0.040241 | 13013.0644 | 498.763 | 9741.4513 | 2772.8501 | 13545.838 | 0 | 0 | 13545.838 | 0.001224%
2028 | 599 | CB 599 | Tier-2 | Tier-2---4 | 4--5 | 752 | 100% | 599.9379 | 98.66% | 0% | 1.337% | 29.2998 | 0 | 0 | 29.2998 | 0 | 25.4341 | 12.4757 | 2.0387 | 25.4341 | 12.4757 | 2.0387 | 29.7328 | 14.5842 | 2.0387 | 4.884% | 0.043095 | 0.040961 | 13921.4169 | 2931.9396 | 582.1864 | 10407.2909 | 13931.1128 | 0 | 0 | 13931.1128 | 0.00615%
2028 | 750 | CB 750 | Tier-1 | Non-HFTD---4 | 1--5 | 7 | 100% | 31.2272 | 98.52% | 0% | 1.481% | 1.5229 | 0 | 0 | 1.5229 | 0 | 1.3219 | 0.11613 | 11.3832 | 1.3219 | 0.11613 | 11.3832 | 1.5454 | 0.13576 | 11.3832 | 4.877% | 0.0040188 | 0.0038199 | 7770.2898 | 1549.8583 | 1557.125 | 4663.3065 | 7776.2841 | 0 | 0 | 7776.2841 | 0.0003196%
2028 | 776 | CB 776 | Tier-2 | Tier-2---18 | 3--3 | 50 | 100% | 19.7396 | 79.97% | 11.02% | 9.01% | 0.78143 | 0 | 0 | 0.78143 | 0 | 0.67833 | 0.8295 | 0.81776 | 0.67833 | 0.8295 | 0.81776 | 0.79298 | 0.9697 | 0.81776 | 3.959% | 0.014982 | 0.01424 | 1317.5724 | 201.6613 | 223.1115 | 892.7996 | 1331.3137 | 0 | 0 | 1331.3137 | 0.000164%
2028 | 788 | CB 788 | Tier-2 | Tier-2---2 | 5--5 | 107 | 100% | 1509.6378 | 72.67% | 26.38% | 0.9544% | 54.3006 | 0 | 0 | 54.3006 | 0 | 47.1365 | 1.7751 | 26.5538 | 47.1365 | 1.7751 | 26.5538 | 55.1031 | 2.0751 | 26.5538 | 3.597% | 0.14181 | 0.13479 | 10645.451 | 1766.7834 | 2805.5671 | 6073.1005 | 10796.9927 | 0 | 0 | 10796.9927 | 0.0114%
2028 | 835 | CB 835 | Tier-2 | Tier-2---17 | 1--5 | 189 | 100% | 10.4449 | 97.71% | 0% | 2.289% | 0.50519 | 0 | 0 | 0.50519 | 0 | 0.43854 | 3.1355 | 0.13986 | 0.43854 | 3.1355 | 0.13986 | 0.51265 | 3.6655 | 0.13986 | 4.837% | 0.0017112 | 0.0016265 | 6103.8249 | 1270.1971 | 131.1199 | 4702.5079 | 6111.0995 | 0 | 0 | 6111.0995 | 0.000106%
2028 | 907 | CB 907 | Tier-3 | Tier-3---13 | 3--5 | 62 | 100% | 230.3059 | 98.07% | 1.485% | 0.4463% | 11.18 | 0 | 0 | 11.18 | 0 | 9.705 | 1.0286 | 9.4353 | 9.705 | 1.0286 | 9.4353 | 11.3452 | 1.2024 | 9.4353 | 4.854% | 0.023668 | 0.022497 | 9730.5209 | 1957.65 | 164.6441 | 7608.2269 | 9740.3056 | 0 | 0 | 9740.3056 | 0.002347%
2028 | 91 | CB 91 | Tier-2 | Tier-2---12 | 3--5 | 173 | 100% | 89.8564 | 75.83% | 22.36% | 1.818% | 3.3727 | 0 | 0 | 3.3727 | 0 | 2.9277 | 2.8701 | 1.0201 | 2.9277 | 2.8701 | 1.0201 | 3.4225 | 3.3551 | 1.0201 | 3.753% | 0.015476 | 0.01471 | 5806.255 | 775.6182 | 1813.9846 | 3216.6522 | 5879.3513 | 0 | 0 | 5879.3513 | 0.0007079%
2028 | 911 | CB 911 | Tier-2 | Tier-2---14 | 1--5 | 14 | 100% | 42.7114 | 98.88% | 0% | 1.118% | 2.0906 | 0 | 0 | 2.0906 | 0 | 1.8148 | 0.23226 | 7.8134 | 1.8148 | 0.23226 | 7.8134 | 2.1215 | 0.27151 | 7.8134 | 4.895% | 0.0040632 | 0.0038621 | 10511.772 | 1461.1549 | 1625.5487 | 7425.0683 | 10517.8947 | 0 | 0 | 10517.8947 | 0.0004388%
2028 | 928 | CB 928 | Tier-2 | Tier-2---7 | 4--5 | 42 | 100% | 505.3794 | 35.21% | 64.4% | 0.3975% | 8.8072 | 0 | 0 | 8.8072 | 0 | 7.6452 | 0.69678 | 10.9722 | 7.6452 | 0.69678 | 10.9722 | 8.9373 | 0.81454 | 10.9722 | 1.743% | 0.057199 | 0.054367 | 8835.5199 | 595.4493 | 5398.0775 | 2841.9931 | 9133.6609 | 0 | 0 | 9133.6609 | 0.001849%
2028 | 955 | CB 955 | Tier-1 | Non-HFTD---9 | 1--3 | 60 | 100% | 10.8937 | 94.11% | 0% | 5.895% | 0.50745 | 0 | 0 | 0.50745 | 0 | 0.4405 | 0.9954 | 0.44254 | 0.4405 | 0.9954 | 0.44254 | 0.51495 | 1.1636 | 0.44254 | 4.658% | 0.0047456 | 0.0045107 | 2295.5366 | 130.1842 | 1480.914 | 684.4384 | 2302.5834 | 0 | 0 | 2302.5834 | 0.0001065%
2028 | 970 | CB 970 | Tier-2 | Tier-2---14 | 1--5 | 6 | 100% | 22.122 | 99.63% | 0% | 0.3731% | 1.091 | 0 | 0 | 1.091 | 0 | 0.94702 | 0.09954 | 9.5139 | 0.94702 | 0.09954 | 9.5139 | 1.1071 | 0.11636 | 9.5139 | 4.932% | 0.00034 | 0.00032317 | 65064.7285 | 10349.1227 | 1856.0637 | 52859.5421 | 65077.3719 | 0 | 0 | 65077.3719 | 0.000229%
2028 | 971 | CB 971 | Tier-2 | Tier-2---3 | 5--5 | 162 | 100% | 1052.4948 | 94.77% | 4.863% | 0.3691% | 49.3729 | 0 | 0 | 49.3729 | 0 | 42.8589 | 2.6876 | 15.947 | 42.8589 | 2.6876 | 15.947 | 50.1025 | 3.1418 | 15.947 | 4.691% | 0.12528 | 0.11908 | 8401.3813 | 1359.4082 | 538.7088 | 6503.2643 | 8424.2712 | 0 | 0 | 8424.2712 | 0.01036%
2028 | 975 | CB 975 | Tier-3 | Tier-3---16 | 5--4 | 50 | 100% | 120.9969 | 94.86% | 4.853% | 0.2849% | 5.6816 | 0 | 0 | 5.6816 | 0 | 4.932 | 0.8295 | 5.9458 | 4.932 | 0.8295 | 5.9458 | 5.7656 | 0.9697 | 5.9458 | 4.696% | 0.10726 | 0.10195 | 1128.0883 | 171.5054 | 73.8837 | 882.6993 | 1131.1066 | 0 | 0 | 1131.1066 | 0.001193%
2028 | 980 | CB 980 | Tier-2 | Tier-2---12 | 2--5 | 450 | 100% | 71.0483 | 98.38% | 0% | 1.619% | 3.46 | 0 | 0 | 3.46 | 0 | 3.0035 | 7.4655 | 0.40231 | 3.0035 | 7.4655 | 0.40231 | 3.5111 | 8.7273 | 0.40231 | 4.87% | 0.0069124 | 0.0065702 | 10278.3875 | 4306.656 | 761.4547 | 5210.2768 | 10287.0528 | 0 | 0 | 10287.0528 | 0.0007262%
2028 | 981 | CB 981 | Tier-2 | Tier-2---15 | 1--5 | 104 | 100% | 31.4522 | 98.54% | 0% | 1.457% | 1.5342 | 0 | 0 | 1.5342 | 0 | 1.3318 | 1.7254 | 0.77189 | 1.3318 | 1.7254 | 0.77189 | 1.5569 | 2.017 | 0.77189 | 4.878% | 0.0030076 | 0.0028587 | 10457.5682 | 1238.1114 | 2911.2172 | 6308.2397 | 10465.5035 | 0 | 0 | 10465.5035 | 0.000322%
2028 | CTL1 | CB CTL1 | Tier-3 | Tier-3---19 | 5--1 | 4 | 100% | 6.7195 | 60.86% | 38.02% | 1.116% | 0.20243 | 0 | 0 | 0.20243 | 0 | 0.17573 | 0.06636 | 2.6481 | 0.17573 | 0.06636 | 2.6481 | 0.20543 | 0.077576 | 2.6481 | 3.013% | 0.42111 | 0.40027 | 15.9564 | 1.4967 | 5.9559 | 8.5038 | 16.2817 | 0 | 0 | 16.2817 | 4.249e-05%
2028 | FB1 | CB FB1 | Tier-2 | Tier-2---11 | 4--4 | 414 | 100% | 245.022 | 12.75% | 85.01% | 2.236% | 1.5467 | 0 | 0 | 1.5467 | 0 | 1.3426 | 6.8683 | 0.19548 | 1.3426 | 6.8683 | 0.19548 | 1.5695 | 8.0291 | 0.19548 | 0.6312% | 0.04664 | 0.044331 | 5253.4738 | 206.1005 | 4090.6925 | 956.6808 | 5492.1747 | 0 | 0 | 5492.1747 | 0.0003246%
2028 | FB2 | CB FB2 | Tier-2 | Tier-2---9 | 4--5 | 320 | 100% | 225.8323 | 74.73% | 23.69% | 1.581% | 8.3536 | 0 | 0 | 8.3536 | 0 | 7.2515 | 5.3088 | 1.3659 | 7.2515 | 5.3088 | 1.3659 | 8.477 | 6.2061 | 1.3659 | 3.699% | 0.045688 | 0.043427 | 4942.9022 | 871.2523 | 1151.504 | 2920.1458 | 5007.9571 | 0 | 0 | 5007.9571 | 0.001753%
2028 | JU1 | CB JU1 | Tier-3 | Tier-3---15 | 5--4 | 436 | 100% | 282.3719 | 88.57% | 10.71% | 0.7177% | 12.3804 | 0 | 0 | 12.3804 | 0 | 10.747 | 7.2332 | 1.4858 | 10.747 | 7.2332 | 1.4858 | 12.5634 | 8.4557 | 1.4858 | 4.384% | 0.1808 | 0.17185 | 1561.7518 | 212.6103 | 161.3522 | 1187.7892 | 1571.0444 | 0 | 0 | 1571.0444 | 0.002599%
2028 | MOR1 | CB MOR1 | Tier-2 | Tier-2---4 | 5--5 | 288 | 100% | 584.1991 | 87.63% | 11.93% | 0.4377% | 25.3416 | 0 | 0 | 25.3416 | 0 | 21.9981 | 4.7779 | 4.6041 | 21.9981 | 4.7779 | 4.6041 | 25.7161 | 5.5854 | 4.6041 | 4.338% | 0.12647 | 0.12021 | 4619.2848 | 721.3686 | 522.5493 | 3375.3669 | 4649.0352 | 0 | 0 | 4649.0352 | 0.005319%
2028 | NVS1 | CB NVS1 | Tier-2 | Tier-2---12 | 4--5 | 19 | 100% | 109.1989 | 94.39% | 0% | 5.606% | 5.1023 | 0 | 0 | 5.1023 | 0 | 4.4292 | 0.31521 | 14.0514 | 4.4292 | 0.31521 | 14.0514 | 5.1777 | 0.36848 | 14.0514 | 4.673% | 0.029239 | 0.027792 | 3734.676 | 571.7006 | 249.4939 | 2913.4815 | 3745.5791 | 0 | 0 | 3745.5791 | 0.001071%
2028 | OK1 | CB OK1 | Tier-3 | Tier-3---7 | 5--5 | 1446 | 100% | 1048.1259 | 93.55% | 5.94% | 0.509% | 48.5366 | 0 | 0 | 48.5366 | 0 | 42.1329 | 23.9892 | 1.7563 | 42.1329 | 23.9892 | 1.7563 | 49.2539 | 28.0436 | 1.7563 | 4.631% | 0.20255 | 0.19252 | 5174.6627 | 847.3251 | 299.3088 | 4028.0288 | 5192.0406 | 0 | 0 | 5192.0406 | 0.01019%
2028 | PE1 | CB PE1 | Tier-3 | Tier-3---13 | 5--4 | 1505 | 100% | 620.7512 | 74.86% | 24.36% | 0.7799% | 23.002 | 0 | 0 | 23.002 | 0 | 19.9673 | 24.968 | 0.79972 | 19.9673 | 24.968 | 0.79972 | 23.342 | 29.1878 | 0.79972 | 3.706% | 0.24168 | 0.22972 | 2568.4774 | 292.3041 | 583.6879 | 1692.4855 | 2602.1063 | 0 | 0 | 2602.1063 | 0.004828%
2028 | RA1 | CB RA1 | Tier-2 | Tier-2---2 | 5--5 | 474 | 100% | 1222.3715 | 85.76% | 13.62% | 0.6194% | 51.8894 | 0 | 0 | 51.8894 | 0 | 45.0434 | 7.8637 | 5.728 | 45.0434 | 7.8637 | 5.728 | 52.6563 | 9.1927 | 5.728 | 4.245% | 0.14726 | 0.13997 | 8300.6807 | 1160.1787 | 1072.7493 | 6067.7527 | 8362.2497 | 0 | 0 | 8362.2497 | 0.01089%
2028 | RA2 | CB RA2 | Tier-2 | Tier-2---4 | 5--5 | 306 | 100% | 579.2495 | 83.34% | 16.16% | 0.4909% | 23.8972 | 0 | 0 | 23.8972 | 0 | 20.7443 | 5.0765 | 4.0863 | 20.7443 | 5.0765 | 4.0863 | 24.2503 | 5.9345 | 4.0863 | 4.126% | 0.12706 | 0.12077 | 4558.9302 | 908.2518 | 686.0992 | 2964.5792 | 4598.474 | 0 | 0 | 4598.474 | 0.005016%
2028 | RA3 | CB RA3 | Tier-2 | Tier-2---10 | 5--4 | 312 | 100% | 353.8636 | 22.75% | 76.17% | 1.082% | 3.9851 | 0 | 0 | 3.9851 | 0 | 3.4593 | 5.1761 | 0.66832 | 3.4593 | 5.1761 | 0.66832 | 4.0439 | 6.0509 | 0.66832 | 1.126% | 0.12911 | 0.12272 | 2740.8339 | 103.3538 | 1864.7752 | 772.7049 | 2851.0971 | 0 | 0 | 2851.0971 | 0.0008365%
2028 | RB1 | CB RB1 | Tier-3 | Tier-3---20 | 1--5 | 4 | 100% | 3.2964 | 98.93% | 0% | 1.066% | 0.16143 | 0 | 0 | 0.16143 | 0 | 0.14013 | 0.06636 | 2.1117 | 0.14013 | 0.06636 | 2.1117 | 0.16382 | 0.077576 | 2.1117 | 4.897% | 0.0001458 | 0.00013858 | 22608.9431 | 3603.4994 | 517.2364 | 18488.2073 | 22621.4997 | 0 | 0 | 22621.4997 | 3.388e-05%
2028 | RC1 | CB RC1 | Tier-2 | Tier-2---4 | 4--5 | 309 | 100% | 397.5199 | 92.07% | 7.427% | 0.5025% | 18.117 | 0 | 0 | 18.117 | 0 | 15.7267 | 5.1263 | 3.0678 | 15.7267 | 5.1263 | 3.0678 | 18.3847 | 5.9927 | 3.0678 | 4.558% | 0.084253 | 0.080083 | 4718.147 | 893.9653 | 343.0371 | 3481.1447 | 4737.6299 | 0 | 0 | 4737.6299 | 0.003803%
2028 | SL1 | CB SL1 | Tier-3 | Tier-3---11 | 5--5 | 1052 | 100% | 677.9763 | 69.55% | 29.7% | 0.758% | 23.3394 | 0 | 0 | 23.3394 | 0 | 20.2601 | 17.4527 | 1.1609 | 20.2601 | 17.4527 | 1.1609 | 23.6843 | 20.4024 | 1.1609 | 3.443% | 0.19527 | 0.18561 | 3471.9301 | 456.3042 | 974.4203 | 2041.2056 | 3526.9947 | 0 | 0 | 3526.9947 | 0.004899%
2028 | SSC1 | CB SSC1 | Tier-2 | Tier-2---18 | 4--3 | 38 | 100% | 91.8404 | 1.784% | 94.85% | 3.363% | 0.081116 | 0 | 0 | 0.081116 | 0 | 0.070414 | 0.63042 | 0.11169 | 0.070414 | 0.63042 | 0.11169 | 0.082315 | 0.73697 | 0.11169 | 0.08832% | 0.031528 | 0.029967 | 2912.9967 | 6.2531 | 2639.8755 | 266.8681 | 3061.9925 | 0 | 0 | 3061.9925 | 1.703e-05%
2028 | CTL1 | CTL1-3R | Tier-3 | Tier-3---14 | 5--4 | 1615 | 100% | 691.1308 | 38.4% | 60.91% | 0.6868% | 13.1376 | 0 | 0 | 13.1376 | 0 | 11.4043 | 26.7929 | 0.42565 | 11.4043 | 26.7929 | 0.42565 | 13.3317 | 31.3212 | 0.42565 | 1.901% | 0.42513 | 0.40409 | 1625.6897 | 99.6026 | 905.5939 | 620.4932 | 1677.8405 | 0 | 0 | 1677.8405 | 0.002758%
2028 | DV1 | DV1-3R | Tier-3 | Tier-3---11 | 5--5 | 419 | 100% | 634.2705 | 72.29% | 26.89% | 0.8162% | 22.6974 | 0 | 0 | 22.6974 | 0 | 19.7028 | 6.9512 | 2.8344 | 19.7028 | 6.9512 | 2.8344 | 23.0328 | 8.1261 | 2.8344 | 3.578% | 0.19421 | 0.1846 | 3265.8667 | 390.6526 | 820.8791 | 2054.3349 | 3312.9907 | 0 | 0 | 3312.9907 | 0.004764%
2028 | RA1 | RA1-402R | Tier-3 | Tier-3---4 | 5--5 | 483 | 100% | 861.3982 | 92.86% | 6.845% | 0.2988% | 39.5931 | 0 | 0 | 39.5931 | 0 | 34.3694 | 8.013 | 4.2892 | 34.3694 | 8.013 | 4.2892 | 40.1782 | 9.3673 | 4.2892 | 4.596% | 0.12948 | 0.12307 | 6652.8745 | 1118.7394 | 431.7484 | 5102.3868 | 6677.6256 | 0 | 0 | 6677.6256 | 0.008311%
2028 | RB1 | RB1-427R | Tier-3 | Tier-3---7 | 5--5 | 1102 | 100% | 996.0696 | 83.51% | 15.68% | 0.8099% | 41.1767 | 0 | 0 | 41.1767 | 0 | 35.7441 | 18.2822 | 1.9551 | 35.7441 | 18.2822 | 1.9551 | 41.7852 | 21.3721 | 1.9551 | 4.134% | 0.15381 | 0.14619 | 6476.1764 | 929.4617 | 937.2221 | 4609.4925 | 6531.7795 | 0 | 0 | 6531.7795 | 0.008643%
2028 | RB1 | RB1-433R | Tier-3 | Tier-3---10 | 5--5 | 440 | 100% | 717.075 | 94.45% | 5% | 0.5477% | 33.526 | 0 | 0 | 33.526 | 0 | 29.1028 | 7.2996 | 3.9869 | 29.1028 | 7.2996 | 3.9869 | 34.0215 | 8.5333 | 3.9869 | 4.675% | 0.15284 | 0.14528 | 4691.5909 | 760.1035 | 231.5295 | 3699.958 | 4705.1455 | 0 | 0 | 4705.1455 | 0.007037%
2028 | TM1 | TM1-10R | Tier-3 | Tier-3---12 | 5--5 | 454 | 100% | 437.3004 | 95.61% | 3.838% | 0.5568% | 20.695 | 0 | 0 | 20.695 | 0 | 17.9646 | 7.5319 | 2.3852 | 17.9646 | 7.5319 | 2.3852 | 21.0009 | 8.8048 | 2.3852 | 4.732% | 0.093421 | 0.088796 | 4680.975 | 712.9363 | 184.5612 | 3783.4774 | 4691.6885 | 0 | 0 | 4691.6885 | 0.004344%

## OH Inspections--->
back to index

## OH_Patrol
OH Patrol - Risk & Cost Benefit | [29 empty] | Summary Table |  | Baseline 2024 | Baseline 2024 | Baseline 2024 | WACC | WACC | WACC | H.D.R | H.D.R | H.D.R | S.D.R | S.D.R | S.D.R
[30 empty] | Year | Total Units (miles) | WF + PSPS + PEDS Risk Baseline (K$) | Baseline Risk Reduction (K$) | Baseline Risk Reduction (%) | PV Risk Reduced (K$) Year 40 | PV Total Cost Capital + O&M (K$) Year 40 | BCR WACC | PV Risk Reduced (K$) Year 40 | PV Total Cost Capital + O&M (K$) Year 40 | BCR HDR | PV Risk Reduced (K$) Year 40 | PV Total Cost Capital + O&M (K$) Year 40 | BCR SDR | Service Territory Risk Reduction (%)
back to index | [29 empty] | 2026 | 75135 | 390190.7066 | 23772.5333 | 6.093% | 22677.3817 | 1047.5537 | 21.6479 | 22677.3817 | 1047.5537 | 21.6479 | 23889.0654 | 1103.5259 | 21.6479 | 4.99%
[9 empty] | Assumptions | Value | Units | Last Update | Comments |  |  |  | Notes | [12 empty] | 2027 | 75135 | 390190.7066 | 23772.5333 | 6.093% | 21632.6815 | 999.295 | 21.6479 | 21632.6815 | 999.295 | 21.6479 | 24006.1686 | 1108.9354 | 21.6479 | 4.99%
[9 empty] | Capital Cost only in Year 0 | 0.014616 | K$/inspection | 2025-05-07 |  |  |  |  | [1] SDG&E does not calculate the risk reduction for the safety and reliability attributes for this program. All risk reduction is considered to fall within the financial attribute. | [12 empty] | 2028 | 75135 | 390190.7066 | 23772.5333 | 6.093% | 20636.1085 | 953.2596 | 21.6479 | 20636.1085 | 953.2596 | 21.6479 | 24123.8459 | 1114.3713 | 21.6479 | 4.99%
[9 empty] | Service Drop factor | 0% | % | 2025-05-07 |  |  |  |  | [2] To avoid double counting of foundational cost SDG&E assumes no foundational cost for this program. | [12 empty] | Total 2026-2028 | 225405 | 1170572.1199 | 71317.6 | 6.093% | 64946.1717 | 3000.1083 | 21.6479 | 64946.1717 | 3000.1083 | 21.6479 | 72019.0799 | 3326.8326 | 21.6479 | 14.97%
[9 empty] | OH to UG conversion factor | 0% | % | 2025-05-07
[9 empty] | Long-term Ongoing costs | 0 | $/unit | 2025-05-07
[9 empty] | Lifetime | 1 | Years | 2025-05-07
[9 empty] | Inflation Assumption to adjust Baseline | 2.5% |  | 2025-05-07
[9 empty] | Mitigation Effectiveness Estimate (%) | 10% | % | 2025-05-07
[9 empty] | Additional Installation Cost (O&M) only in Year 0 | 0 | M$/mile | 2025-05-07
[13 empty] | [1] | [1] | [1] | [2]
[8 empty] | Baseline 2025 | Baseline 2025 | Baseline 2025 | Baseline 2025 | Baseline 2025 | Baseline 2025 | Baseline 2025 | Baseline 2025 | Baseline 2025 | WACC | WACC | WACC | H.D.R | H.D.R | H.D.R | S.D.R | S.D.R | S.D.R |  |  |  | Pre - Mitigation CoRE |  |  |  | Post - Mitigation CoRE
Year | Feeder | Feeder Segment | HFTD Tier | Tranche ID HTM | Tranche ID Quintile | Total Units | Units in Scope (Poles) | WF + PSPS + PEDS Risk Baseline (K$/year) | Baseline Wildfire (%) | Baseline PSPS (%) | Baseline PEDS (%) | Risk Reduction (K$/year) | Safety Risk Reduction (K$/year) | Reliability Risk Reduction (K$/year) | Financial Risk Reduction (K$/year) | Mitigation Annual Cost (K$/year) | PV Risk Reduced (K$) Year 55 | PV Total Cost Capital + O&M (K$) Year 55 | BCR WACC | PV Risk Reduced (K$) Year 55 | PV Total Cost Capital + O&M (K$) Year 55 | BCR HDR | PV Risk Reduced (K$) Year 55 | PV Total Cost Capital + O&M (K$) Year 55 | BCR SDR | Risk Reduction % | Pre-Mitigation LoRE | Post-Mitigation LoRE | Pre-Mitigated CoRE [K$] | Pre-Mitigated CoRE Safety [K$] | Pre-Mitigated CoRE Reliability [K$] | Pre-Mitigated CoRE Financial [K$] | Post-Mitigated CoRE [K$] | Post-Mitigated CoRE Safety [K$] | Post-Mitigated CoRE Reliability [K$] | Post-Mitigated CoRE Financial [K$] | Service Territory Risk Reduction (%)
2026 | 1001 | 1001-1231F | Tier-2 | Tier-2---15 | 3--3 | 4 | 1 | 14.0535 | 92.14% | 7.108% | 0.7568% | 0.32371 | 0 | 0 | 0.32371 | 0 | 0.30879 | 0.013942 | 22.1479 | 0.30879 | 0.013942 | 22.1479 | 0.32529 | 0.014687 | 22.1479 | 2.303% | 0.025088 | 0.024461 | 560.1576 | 85.0993 | 40.4936 | 434.5648 | 561.2872 | 0 | 0 | 561.2872 | 6.795e-05%
2026 | 1001 | 1001-1814AE | Tier-2 | Tier-2---11 | 5--3 | 10 | 10 | 47.9998 | 92.92% | 6.426% | 0.6525% | 4.4602 | 0 | 0 | 4.4602 | 0 | 4.2547 | 0.13942 | 30.5168 | 4.2547 | 0.13942 | 30.5168 | 4.4821 | 0.14687 | 30.5168 | 9.292% | 0.094213 | 0.084792 | 509.4829 | 78.1654 | 33.1388 | 398.1787 | 513.49 | 0 | 0 | 513.49 | 0.0009362%
2026 | 1001 | 1001-1820F | Tier-2 | Tier-2---5 | 5--5 | 146 | 117 | 829.5199 | 57.26% | 42.23% | 0.5113% | 38.0648 | 0 | 0 | 38.0648 | 0 | 36.3113 | 1.6312 | 22.2598 | 36.3113 | 1.6312 | 22.2598 | 38.2514 | 1.7184 | 22.2598 | 4.589% | 0.12846 | 0.11817 | 6457.4377 | 610.0184 | 2517.829 | 3329.5903 | 6697.8671 | 0 | 0 | 6697.8671 | 0.00799%
2026 | 1006 | 1006-829F | Tier-2 | Tier-2---15 | 1--5 | 10 | 10 | 17.7536 | 98.49% | 0% | 1.506% | 1.7486 | 0 | 0 | 1.7486 | 0 | 1.6681 | 0.13942 | 11.964 | 1.6681 | 0.13942 | 11.964 | 1.7572 | 0.14687 | 11.964 | 9.849% | 0.0022112 | 0.0019901 | 8028.9403 | 1624.4298 | 111.3505 | 6293.1601 | 8042.379 | 0 | 0 | 8042.379 | 0.000367%
2026 | 1021 | 1021-1748F | Tier-3 | Tier-3---2 | 5--5 | 516 | 421 | 3232.7645 | 89.58% | 10.03% | 0.3884% | 236.2759 | 0 | 0 | 236.2759 | 0 | 225.3912 | 5.8697 | 38.3991 | 225.3912 | 5.8697 | 38.3991 | 237.4341 | 6.1833 | 38.3991 | 7.309% | 0.16564 | 0.15212 | 19517.3055 | 3280.9667 | 1890.5731 | 14345.7657 | 19697.9673 | 0 | 0 | 19697.9673 | 0.04959%
2026 | 1021 | 1021-1760R | Tier-3 | Tier-3---6 | 5--5 | 85 | 70 | 678.7974 | 81.46% | 18.22% | 0.3148% | 45.5395 | 0 | 0 | 45.5395 | 0 | 43.4416 | 0.97596 | 44.5116 | 43.4416 | 0.97596 | 44.5116 | 45.7627 | 1.0281 | 44.5116 | 6.709% | 0.10829 | 0.099373 | 6268.2599 | 949.9835 | 1058.3856 | 4259.8908 | 6372.5283 | 0 | 0 | 6372.5283 | 0.009559%
2026 | 1021 | 1021-25R | Tier-3 | Tier-3---2 | 5--5 | 168 | 139 | 1498.4695 | 96.3% | 3.418% | 0.2826% | 119.393 | 0 | 0 | 119.393 | 0 | 113.8928 | 1.938 | 58.7689 | 113.8928 | 1.938 | 58.7689 | 119.9783 | 2.0415 | 58.7689 | 7.968% | 0.12361 | 0.11338 | 12122.637 | 2220.1266 | 404.4712 | 9498.0392 | 12163.0973 | 0 | 0 | 12163.0973 | 0.02506%
2026 | 1021 | 1021-855 | Tier-3 | Tier-3---10 | 5--5 | 69 | 61 | 466.7529 | 94.79% | 4.788% | 0.426% | 39.112 | 0 | 0 | 39.112 | 0 | 37.3102 | 0.85048 | 43.8696 | 37.3102 | 0.85048 | 43.8696 | 39.3037 | 0.89592 | 43.8696 | 8.38% | 0.10909 | 0.099445 | 4278.6432 | 663.1014 | 202.1105 | 3413.4312 | 4300.2803 | 0 | 0 | 4300.2803 | 0.00821%
2026 | 1021 | 1021-883R | Tier-3 | Tier-3---16 | 5--4 | 16 | 16 | 128.5827 | 95.57% | 4.014% | 0.4192% | 12.2882 | 0 | 0 | 12.2882 | 0 | 11.7221 | 0.22308 | 52.5475 | 11.7221 | 0.22308 | 52.5475 | 12.3484 | 0.235 | 52.5475 | 9.557% | 0.10042 | 0.090377 | 1280.464 | 200.1169 | 52.1937 | 1028.1534 | 1286.7716 | 0 | 0 | 1286.7716 | 0.002579%
2026 | 1021 | 1021-92 | Tier-3 | Tier-3---15 | 5--4 | 12 | 10 | 73.801 | 95.78% | 3.784% | 0.4383% | 5.8904 | 0 | 0 | 5.8904 | 0 | 5.619 | 0.13942 | 40.302 | 5.619 | 0.13942 | 40.302 | 5.9193 | 0.14687 | 40.302 | 7.981% | 0.099013 | 0.090762 | 745.3636 | 116.7498 | 26.9385 | 601.6753 | 748.225 | 0 | 0 | 748.225 | 0.001236%
2026 | 1022 | 1022-17F | Tier-3 | Tier-3---4 | 5--5 | 139 | 107 | 887.1334 | 95.91% | 3.733% | 0.3607% | 65.4944 | 0 | 0 | 65.4944 | 0 | 62.4772 | 1.4918 | 41.8797 | 62.4772 | 1.4918 | 41.8797 | 65.8154 | 1.5715 | 41.8797 | 7.383% | 0.10945 | 0.10102 | 8105.3609 | 1393.5381 | 301.1063 | 6410.7165 | 8133.0349 | 0 | 0 | 8133.0349 | 0.01375%
2026 | 1022 | 1022-26R | Tier-3 | Tier-3---15 | 4--4 | 9 | 9 | 67.2303 | 92.09% | 7.549% | 0.3574% | 6.1915 | 0 | 0 | 6.1915 | 0 | 5.9062 | 0.12548 | 47.069 | 5.9062 | 0.12548 | 47.069 | 6.2218 | 0.13219 | 47.069 | 9.209% | 0.092662 | 0.083396 | 725.545 | 109.1423 | 50.7298 | 565.6729 | 731.9189 | 0 | 0 | 731.9189 | 0.0013%
2026 | 1022 | 1022-322R | Tier-3 | Tier-3---10 | 5--5 | 89 | 76 | 526.8683 | 92.1% | 7.447% | 0.4577% | 41.4347 | 0 | 0 | 41.4347 | 0 | 39.5259 | 1.0596 | 37.3021 | 39.5259 | 1.0596 | 37.3021 | 41.6378 | 1.1162 | 37.3021 | 7.864% | 0.10587 | 0.096826 | 4976.7569 | 830.1937 | 356.0985 | 3790.4647 | 5013.4861 | 0 | 0 | 5013.4861 | 0.008697%
2026 | 1023 | 1023-200R | Tier-2 | Tier-2---5 | 4--5 | 82 | 73 | 340.3967 | 93.71% | 5.554% | 0.7407% | 28.3962 | 0 | 0 | 28.3962 | 0 | 27.088 | 1.0178 | 26.6146 | 27.088 | 1.0178 | 26.6146 | 28.5354 | 1.0722 | 26.6146 | 8.342% | 0.083115 | 0.075715 | 4095.5104 | 628.6418 | 234.4876 | 3232.381 | 4120.7024 | 0 | 0 | 4120.7024 | 0.00596%
2026 | 1023 | 1023-46AE | Tier-2 | Tier-2---2 | 5--5 | 469 | 376 | 1480.046 | 74.84% | 24.29% | 0.8655% | 88.8049 | 0 | 0 | 88.8049 | 0 | 84.7139 | 5.2423 | 16.1597 | 84.7139 | 5.2423 | 16.1597 | 89.2403 | 5.5224 | 16.1597 | 6% | 0.13914 | 0.12798 | 10637.4667 | 1301.0798 | 2440.2216 | 6896.1652 | 10870.7144 | 0 | 0 | 10870.7144 | 0.01864%
2026 | 1023 | 1023-48R | Tier-2 | Tier-2---5 | 5--5 | 380 | 290 | 664.4014 | 85.5% | 12.99% | 1.509% | 43.3545 | 0 | 0 | 43.3545 | 0 | 41.3573 | 4.0433 | 10.2287 | 41.3573 | 4.0433 | 10.2287 | 43.5671 | 4.2593 | 10.2287 | 6.525% | 0.12816 | 0.11838 | 5184.0424 | 718.5028 | 688.8951 | 3776.6445 | 5246.1277 | 0 | 0 | 5246.1277 | 0.0091%
2026 | 1023 | 1023-89R | Tier-2 | Tier-2---11 | 4--4 | 119 | 85 | 171.3673 | 58.84% | 39.57% | 1.585% | 7.2027 | 0 | 0 | 7.2027 | 0 | 6.8709 | 1.1851 | 5.7978 | 6.8709 | 1.1851 | 5.7978 | 7.238 | 1.2484 | 5.7978 | 4.203% | 0.083403 | 0.077446 | 2054.6806 | 198.0279 | 761.6338 | 1095.0189 | 2119.73 | 0 | 0 | 2119.73 | 0.001512%
2026 | 1030 | 1030-1728R | Tier-3 | Tier-3---9 | 5--5 | 85 | 60 | 527.0422 | 83.47% | 16.25% | 0.2733% | 31.0547 | 0 | 0 | 31.0547 | 0 | 29.624 | 0.83654 | 35.4127 | 29.624 | 0.83654 | 35.4127 | 31.2069 | 0.88123 | 35.4127 | 5.892% | 0.23544 | 0.21882 | 2238.5434 | 326.4296 | 340.3101 | 1571.8036 | 2266.6409 | 0 | 0 | 2266.6409 | 0.006518%
2026 | 1030 | 1030-1735F | Tier-3 | Not Applicable | Not Applicable | 6 | 6 | 0 | 0% | 0% | 0% | 0 | 0 | 0 | 0 | 0 | 0 | 0.083654 | 0 | 0 | 0.083654 | 0 | 0 | 0.088123 | 0 | 0% | 0 | 0 | 0 | 0 | 0 | 0 | 0 | 0 | 0 | 0 | 0%
2026 | 1030 | 1030-1777 | Tier-3 | Tier-3---5 | 5--5 | 193 | 143 | 1156.6044 | 85.87% | 13.79% | 0.3401% | 73.5852 | 0 | 0 | 73.5852 | 0 | 70.1953 | 1.9937 | 35.2077 | 70.1953 | 1.9937 | 35.2077 | 73.9459 | 2.1003 | 35.2077 | 6.362% | 0.24629 | 0.22805 | 4696.0317 | 680.3464 | 620.6467 | 3395.0386 | 4749.1413 | 0 | 0 | 4749.1413 | 0.01545%
2026 | 1030 | 1030-1823F | Tier-3 | Tier-3---13 | 5--5 | 20 | 17 | 202.5757 | 94.25% | 5.49% | 0.2586% | 16.2292 | 0 | 0 | 16.2292 | 0 | 15.4815 | 0.23702 | 65.3176 | 15.4815 | 0.23702 | 65.3176 | 16.3087 | 0.24968 | 65.3176 | 8.011% | 0.10605 | 0.097039 | 1910.1293 | 293.8795 | 98.2865 | 1517.9633 | 1920.3292 | 0 | 0 | 1920.3292 | 0.003407%
2026 | 1030 | 1030-18R | Tier-3 | Tier-3---7 | 5--5 | 98 | 72 | 693.6608 | 87.49% | 12.21% | 0.2965% | 44.5871 | 0 | 0 | 44.5871 | 0 | 42.5331 | 1.0038 | 42.3702 | 42.5331 | 1.0038 | 42.3702 | 44.8057 | 1.0575 | 42.3702 | 6.428% | 0.23843 | 0.22091 | 2909.3141 | 434.9069 | 331.8024 | 2142.6047 | 2938.175 | 0 | 0 | 2938.175 | 0.009359%
2026 | 1030 | 1030-20R | Tier-3 | Tier-3---3 | 5--5 | 367 | 323 | 2610.2797 | 91.86% | 7.744% | 0.3915% | 211.0426 | 0 | 0 | 211.0426 | 0 | 201.3203 | 4.5034 | 44.7045 | 201.3203 | 4.5034 | 44.7045 | 212.0771 | 4.744 | 44.7045 | 8.085% | 0.28668 | 0.26145 | 9105.2413 | 1516.1831 | 664.7389 | 6924.3193 | 9176.7296 | 0 | 0 | 9176.7296 | 0.0443%
2026 | 1030 | 1030-42R | Tier-3 | Tier-3---3 | 5--5 | 472 | 375 | 2942.2545 | 85.79% | 13.83% | 0.3713% | 200.5527 | 0 | 0 | 200.5527 | 0 | 191.3137 | 5.2284 | 36.5915 | 191.3137 | 5.2284 | 36.5915 | 201.5358 | 5.5077 | 36.5915 | 6.816% | 0.28228 | 0.25985 | 10423.3029 | 1628.0334 | 1345.6404 | 7449.6291 | 10551.0955 | 0 | 0 | 10551.0955 | 0.0421%
2026 | 1030 | 1030-989R | Tier-3 | Tier-3---3 | 5--5 | 422 | 372 | 3020.5785 | 92.73% | 6.883% | 0.3901% | 246.9028 | 0 | 0 | 246.9028 | 0 | 235.5285 | 5.1865 | 45.4116 | 235.5285 | 5.1865 | 45.4116 | 248.1131 | 5.4637 | 45.4116 | 8.174% | 0.30703 | 0.27996 | 9838.1975 | 1537.3198 | 631.4887 | 7669.389 | 9907.3722 | 0 | 0 | 9907.3722 | 0.05183%
2026 | 1039 | 1039-13 | Tier-2 | Tier-2---3 | 5--5 | 534 | 338 | 2056.5259 | 80.69% | 18.74% | 0.569% | 105.0351 | 0 | 0 | 105.0351 | 0 | 100.1964 | 4.7125 | 21.2619 | 100.1964 | 4.7125 | 21.2619 | 105.55 | 4.9643 | 21.2619 | 5.107% | 0.1351 | 0.12655 | 15222.1821 | 2652.795 | 2719.3692 | 9850.0179 | 15420.7963 | 0 | 0 | 15420.7963 | 0.02205%
2026 | 1073 | 1073-872F | Tier-2 | Tier-2---20 | 3--2 | 16 | 12 | 7.9014 | 70.78% | 23.83% | 5.396% | 0.41942 | 0 | 0 | 0.41942 | 0 | 0.4001 | 0.16731 | 2.3914 | 0.4001 | 0.16731 | 2.3914 | 0.42148 | 0.17625 | 2.3914 | 5.308% | 0.018584 | 0.017191 | 425.1621 | 49.479 | 114.8811 | 260.802 | 435.2363 | 0 | 0 | 435.2363 | 8.804e-05%
2026 | 1073 | 1073-874F | Tier-2 | Tier-2---20 | 3--3 | 40 | 1 | 35.832 | 14.27% | 82.6% | 3.135% | 0.012782 | 0 | 0 | 0.012782 | 0 | 0.012194 | 0.013942 | 0.87458 | 0.012194 | 0.013942 | 0.87458 | 0.012845 | 0.014687 | 0.87458 | 0.03567% | 0.021565 | 0.021511 | 1661.6132 | 28.3794 | 1209.603 | 423.6308 | 1665.1834 | 0 | 0 | 1665.1834 | 2.683e-06%
2026 | 1073 | 1073-886F | Tier-2 | Tier-2---20 | 3--2 | 4 | 4 | 24.1814 | 4.506% | 95.04% | 0.4562% | 0.10896 | 0 | 0 | 0.10896 | 0 | 0.10394 | 0.055769 | 1.8637 | 0.10394 | 0.055769 | 1.8637 | 0.10949 | 0.058749 | 1.8637 | 0.4506% | 0.016776 | 0.015099 | 1441.409 | 12.0618 | 1249.7892 | 179.558 | 1594.3493 | 0 | 0 | 1594.3493 | 2.287e-05%
2026 | 1073 | 1073-887F | Tier-2 | Tier-2---21 | 3--1 | 3 | 3 | 4.8278 | 14.92% | 83.66% | 1.424% | 0.072029 | 0 | 0 | 0.072029 | 0 | 0.068711 | 0.041827 | 1.6427 | 0.068711 | 0.041827 | 1.6427 | 0.072382 | 0.044062 | 1.6427 | 1.492% | 0.016639 | 0.014975 | 290.1481 | 7.5827 | 212.0226 | 70.5428 | 317.5769 | 0 | 0 | 317.5769 | 1.512e-05%
2026 | 1079 | 1079-9 | Tier-2 | Tier-2---15 | 3--3 | 237 | 1 | 45.7794 | 87.48% | 0% | 12.52% | 0.016899 | 0 | 0 | 0.016899 | 0 | 0.01612 | 0.013942 | 1.1562 | 0.01612 | 0.013942 | 1.1562 | 0.016981 | 0.014687 | 1.1562 | 0.03691% | 0.027256 | 0.027244 | 1679.619 | 335.1196 | 406.2528 | 938.2467 | 1679.7077 | 0 | 0 | 1679.7077 | 3.547e-06%
2026 | 1090 | 1090-1734 | Tier-3 | Tier-3---16 | 2--5 | 44 | 38 | 102.6812 | 94.73% | 4.077% | 1.193% | 8.4005 | 0 | 0 | 8.4005 | 0 | 8.0135 | 0.52981 | 15.1254 | 8.0135 | 0.52981 | 15.1254 | 8.4417 | 0.55812 | 15.1254 | 8.181% | 0.01345 | 0.012288 | 7634.5181 | 1203.6871 | 422.3196 | 6008.5114 | 7672.5543 | 0 | 0 | 7672.5543 | 0.001763%
2026 | 1090 | 1090-636R | Tier-3 | Tier-3---15 | 5--3 | 122 | 117 | 202.402 | 73% | 25.01% | 1.988% | 14.1703 | 0 | 0 | 14.1703 | 0 | 13.5175 | 1.6312 | 8.2866 | 13.5175 | 1.6312 | 8.2866 | 14.2398 | 1.7184 | 8.2866 | 7.001% | 0.38465 | 0.34776 | 526.2047 | 57.0359 | 118.3494 | 350.8194 | 541.2738 | 0 | 0 | 541.2738 | 0.002974%
2026 | 1090 | 1090-639R | Tier-3 | Tier-3---18 | 5--2 | 80 | 72 | 130.2918 | 69.21% | 28.83% | 1.952% | 8.1162 | 0 | 0 | 8.1162 | 0 | 7.7423 | 1.0038 | 7.7127 | 7.7423 | 1.0038 | 7.7127 | 8.156 | 1.0575 | 7.7127 | 6.229% | 0.37006 | 0.33675 | 352.0864 | 32.8232 | 86.7133 | 232.5499 | 362.8066 | 0 | 0 | 362.8066 | 0.001704%
2026 | 1090 | 1090-70F | Tier-2 | Tier-2---15 | 2--5 | 29 | 14 | 35.1863 | 53.14% | 45.71% | 1.154% | 0.90267 | 0 | 0 | 0.90267 | 0 | 0.86108 | 0.19519 | 4.4115 | 0.86108 | 0.19519 | 4.4115 | 0.90709 | 0.20562 | 4.4115 | 2.565% | 0.0083 | 0.0078993 | 4239.3083 | 364.6844 | 1853.0615 | 2021.5624 | 4340.074 | 0 | 0 | 4340.074 | 0.0001895%
2026 | 1090 | 1090-73F | Tier-3 | Tier-3---10 | 4--5 | 317 | 215 | 724.1417 | 96.98% | 2.008% | 1.013% | 47.63 | 0 | 0 | 47.63 | 0 | 45.4358 | 2.9976 | 15.1574 | 45.4358 | 2.9976 | 15.1574 | 47.8634 | 3.1578 | 15.1574 | 6.577% | 0.046754 | 0.043583 | 15488.4699 | 2874.558 | 442.3847 | 12171.5272 | 15522.5144 | 0 | 0 | 15522.5144 | 0.009998%
2026 | 1090 | 1090-74F | Tier-3 | Tier-3---10 | 4--5 | 321 | 225 | 595.9278 | 96.92% | 1.794% | 1.287% | 40.4838 | 0 | 0 | 40.4838 | 0 | 38.6188 | 3.137 | 12.3107 | 38.6188 | 3.137 | 12.3107 | 40.6823 | 3.3046 | 12.3107 | 6.793% | 0.045737 | 0.042531 | 13029.5603 | 2451.0895 | 420.5295 | 10157.9412 | 13059.8163 | 0 | 0 | 13059.8163 | 0.008498%
2026 | 1094 | 1094-35F | Tier-2 | Tier-2---7 | 3--5 | 167 | 128 | 314.0502 | 98.71% | 0% | 1.287% | 23.7612 | 0 | 0 | 23.7612 | 0 | 22.6666 | 1.7846 | 12.7011 | 22.6666 | 1.7846 | 12.7011 | 23.8777 | 1.88 | 12.7011 | 7.566% | 0.020398 | 0.018834 | 15396.4279 | 2493.2081 | 249.741 | 12653.4788 | 15412.8729 | 0 | 0 | 15412.8729 | 0.004987%
2026 | 1094 | 1094-7 | Tier-2 | Tier-2---17 | 2--4 | 65 | 34 | 23.6343 | 95.14% | 0% | 4.857% | 1.1762 | 0 | 0 | 1.1762 | 0 | 1.122 | 0.47404 | 2.367 | 1.122 | 0.47404 | 2.367 | 1.182 | 0.49937 | 2.367 | 4.977% | 0.0065074 | 0.006167 | 3631.9148 | 548.3695 | 294.63 | 2788.9153 | 3641.6512 | 0 | 0 | 3641.6512 | 0.0002469%
2026 | 1100 | 1100-1168F | Tier-2 | Tier-2---18 | 4--2 | 4 | 4 | 7.378 | 90.91% | 7.749% | 1.342% | 0.67073 | 0 | 0 | 0.67073 | 0 | 0.63983 | 0.055769 | 11.4729 | 0.63983 | 0.055769 | 11.4729 | 0.67402 | 0.058749 | 11.4729 | 9.091% | 0.070904 | 0.063814 | 104.0564 | 15.6381 | 7.6766 | 80.7416 | 105.1074 | 0 | 0 | 105.1074 | 0.0001408%
2026 | 1100 | 1100-1172R | Tier-2 | Tier-2---7 | 4--5 | 34 | 32 | 224.6699 | 96.97% | 2.526% | 0.5062% | 20.5041 | 0 | 0 | 20.5041 | 0 | 19.5596 | 0.44615 | 43.8405 | 19.5596 | 0.44615 | 43.8405 | 20.6047 | 0.46999 | 43.8405 | 9.126% | 0.080798 | 0.073193 | 2780.644 | 645.5698 | 68.3515 | 2066.7227 | 2789.4052 | 0 | 0 | 2789.4052 | 0.004304%
2026 | 1105 | 1105-1479 | Tier-2 | Tier-2---4 | 5--5 | 54 | 51 | 388.9465 | 99.2% | 0.3457% | 0.4512% | 36.4411 | 0 | 0 | 36.4411 | 0 | 34.7623 | 0.71106 | 48.8883 | 34.7623 | 0.71106 | 48.8883 | 36.6197 | 0.74905 | 48.8883 | 9.369% | 0.10556 | 0.095592 | 3684.559 | 828.8019 | 25.956 | 2829.8012 | 3687.6213 | 0 | 0 | 3687.6213 | 0.007649%
2026 | 1105 | 1105-1483 | Tier-2 | Tier-2---11 | 4--4 | 12 | 12 | 59.1581 | 61.98% | 37.43% | 0.5957% | 3.6665 | 0 | 0 | 3.6665 | 0 | 3.4976 | 0.16731 | 20.905 | 3.4976 | 0.16731 | 20.905 | 3.6844 | 0.17625 | 20.905 | 6.198% | 0.063819 | 0.057437 | 926.9702 | 95.1212 | 282.7416 | 549.1075 | 966.1322 | 0 | 0 | 966.1322 | 0.0007696%
2026 | 1118 | 1118-1718F | Tier-2 | Tier-2---10 | 5--4 | 19 | 17 | 86.4712 | 94.68% | 4.653% | 0.67% | 7.325 | 0 | 0 | 7.325 | 0 | 6.9876 | 0.23702 | 29.4811 | 6.9876 | 0.23702 | 29.4811 | 7.3609 | 0.24968 | 29.4811 | 8.471% | 0.10781 | 0.098163 | 802.0788 | 148.072 | 34.1971 | 619.8097 | 806.2746 | 0 | 0 | 806.2746 | 0.001538%
2026 | 1138 | 1138-6R | Tier-2 | Tier-2---5 | 5--5 | 804 | 397 | 1117.3657 | 63.79% | 34.95% | 1.264% | 35.194 | 0 | 0 | 35.194 | 0 | 33.5727 | 5.5351 | 6.0654 | 33.5727 | 5.5351 | 6.0654 | 35.3666 | 5.8308 | 6.0654 | 3.15% | 0.17153 | 0.16306 | 6514.2797 | 790.3405 | 2180.8634 | 3543.0757 | 6636.8104 | 0 | 0 | 6636.8104 | 0.007387%
2026 | 1162 | 1162-324R | Tier-2 | Tier-2---13 | 4--3 | 65 | 56 | 67.3479 | 58.69% | 38.45% | 2.854% | 3.4056 | 0 | 0 | 3.4056 | 0 | 3.2487 | 0.78077 | 4.1609 | 3.2487 | 0.78077 | 4.1609 | 3.4223 | 0.82249 | 4.1609 | 5.057% | 0.068658 | 0.062743 | 980.9191 | 90.4084 | 338.5141 | 551.9967 | 1019.118 | 0 | 0 | 1019.118 | 0.0007148%
2026 | 1162 | 1162-329R | Tier-2 | Tier-2---13 | 4--3 | 49 | 46 | 43.5602 | 84.31% | 12.05% | 3.642% | 3.4476 | 0 | 0 | 3.4476 | 0 | 3.2888 | 0.64135 | 5.1279 | 3.2888 | 0.64135 | 5.1279 | 3.4645 | 0.67561 | 5.1279 | 7.915% | 0.070019 | 0.063446 | 622.1156 | 81.8972 | 81.6762 | 458.5422 | 632.2299 | 0 | 0 | 632.2299 | 0.0007237%
2026 | 1162 | 1162-363 | Tier-2 | Tier-2---13 | 4--3 | 37 | 30 | 41.7736 | 86.9% | 10.44% | 2.668% | 2.9432 | 0 | 0 | 2.9432 | 0 | 2.8076 | 0.41827 | 6.7125 | 2.8076 | 0.41827 | 6.7125 | 2.9577 | 0.44062 | 6.7125 | 7.046% | 0.064829 | 0.059573 | 644.3653 | 89.5043 | 68.646 | 486.215 | 651.8154 | 0 | 0 | 651.8154 | 0.0006178%
2026 | 1166 | 1166-15R | Tier-3 | Tier-3---11 | 5--5 | 123 | 98 | 528.031 | 87.26% | 12.17% | 0.5736% | 36.7108 | 0 | 0 | 36.7108 | 0 | 35.0196 | 1.3663 | 25.6301 | 35.0196 | 1.3663 | 25.6301 | 36.8907 | 1.4393 | 25.6301 | 6.952% | 0.19397 | 0.17851 | 2722.2863 | 390.5327 | 317.9476 | 2013.8061 | 2752.3122 | 0 | 0 | 2752.3122 | 0.007706%
2026 | 1166 | 1166-18R | Tier-3 | Tier-3---5 | 5--5 | 100 | 94 | 1129.6851 | 97.99% | 1.718% | 0.2919% | 104.0564 | 0 | 0 | 104.0564 | 0 | 99.2627 | 1.3106 | 75.7398 | 99.2627 | 1.3106 | 75.7398 | 104.5665 | 1.3806 | 75.7398 | 9.211% | 0.21365 | 0.19357 | 5287.5602 | 933.108 | 102.1782 | 4252.2741 | 5298.585 | 0 | 0 | 5298.585 | 0.02184%
2026 | 1166 | 1166-342R | Tier-3 | Tier-3---5 | 5--5 | 216 | 186 | 1306.4494 | 92.9% | 6.658% | 0.4418% | 104.5121 | 0 | 0 | 104.5121 | 0 | 99.6974 | 2.5933 | 38.4447 | 99.6974 | 2.5933 | 38.4447 | 105.0244 | 2.7318 | 38.4447 | 8% | 0.21878 | 0.19994 | 5971.6251 | 888.1999 | 386.1133 | 4697.3119 | 6011.5764 | 0 | 0 | 6011.5764 | 0.02194%
2026 | 1201 | 1201-282F | Tier-2 | Tier-2---17 | 2--4 | 29 | 15 | 23.2513 | 96.04% | 0% | 3.961% | 1.155 | 0 | 0 | 1.155 | 0 | 1.1018 | 0.20913 | 5.2684 | 1.1018 | 0.20913 | 5.2684 | 1.1607 | 0.22031 | 5.2684 | 4.968% | 0.0070442 | 0.0066798 | 3300.7709 | 722.7915 | 505.6546 | 2072.3247 | 3307.902 | 0 | 0 | 3307.902 | 0.0002424%
2026 | 1215 | 1215-10R | Tier-3 | Tier-3---18 | 5--1 | 13 | 12 | 54.6915 | 39.12% | 60.14% | 0.7473% | 1.9748 | 0 | 0 | 1.9748 | 0 | 1.8838 | 0.16731 | 11.2594 | 1.8838 | 0.16731 | 11.2594 | 1.9844 | 0.17625 | 11.2594 | 3.611% | 0.66566 | 0.60421 | 82.162 | 5.3755 | 39.0422 | 37.7442 | 87.2491 | 0 | 0 | 87.2491 | 0.0004145%
2026 | 1215 | 1215-12R | Tier-3 | Tier-3---9 | 5--4 | 149 | 133 | 1149.8777 | 88.93% | 10.69% | 0.3802% | 91.2797 | 0 | 0 | 91.2797 | 0 | 87.0746 | 1.8543 | 46.9576 | 87.0746 | 1.8543 | 46.9576 | 91.7271 | 1.9534 | 46.9576 | 7.938% | 0.69907 | 0.63667 | 1644.8687 | 214.1134 | 166.723 | 1264.0324 | 1662.7122 | 0 | 0 | 1662.7122 | 0.01916%
2026 | 1215 | 1215-28R | Tier-3 | Tier-3---14 | 5--3 | 58 | 55 | 466.2657 | 75.31% | 24.3% | 0.3892% | 33.2986 | 0 | 0 | 33.2986 | 0 | 31.7646 | 0.76683 | 41.4235 | 31.7646 | 0.76683 | 41.4235 | 33.4618 | 0.8078 | 41.4235 | 7.142% | 0.66756 | 0.60426 | 698.4647 | 77.4157 | 150.4059 | 470.6431 | 716.5304 | 0 | 0 | 716.5304 | 0.006989%
2026 | 1215 | 1215-32R | Tier-3 | Tier-3---7 | 5--4 | 234 | 205 | 1677.0531 | 82.12% | 17.49% | 0.3917% | 120.6564 | 0 | 0 | 120.6564 | 0 | 115.098 | 2.8582 | 40.2698 | 115.098 | 2.8582 | 40.2698 | 121.2478 | 3.0109 | 40.2698 | 7.195% | 0.68132 | 0.62163 | 2461.4685 | 295.8109 | 389.7657 | 1775.8918 | 2503.72 | 0 | 0 | 2503.72 | 0.02533%
2026 | 1233 | 1233-259R | Tier-3 | Tier-3---16 | 5--4 | 105 | 95 | 252.1704 | 91.31% | 7.348% | 1.341% | 20.8329 | 0 | 0 | 20.8329 | 0 | 19.8731 | 1.3245 | 15.0041 | 19.8731 | 1.3245 | 15.0041 | 20.935 | 1.3953 | 15.0041 | 8.261% | 0.12749 | 0.11595 | 1978.0181 | 293.7888 | 180.7034 | 1503.5259 | 1995.1163 | 0 | 0 | 1995.1163 | 0.004373%
2026 | 1233 | 1233-585R | Tier-3 | Tier-3---12 | 5--5 | 166 | 136 | 496.1989 | 88.91% | 10.23% | 0.8642% | 36.1435 | 0 | 0 | 36.1435 | 0 | 34.4784 | 1.8962 | 18.1834 | 34.4784 | 1.8962 | 18.1834 | 36.3206 | 1.9975 | 18.1834 | 7.284% | 0.12988 | 0.11924 | 3820.3589 | 569.6038 | 386.1666 | 2864.5885 | 3858.1726 | 0 | 0 | 3858.1726 | 0.007587%
2026 | 1233 | 1233-587R | Tier-3 | Tier-3---13 | 5--5 | 187 | 157 | 468.3326 | 86.93% | 12.01% | 1.054% | 34.1827 | 0 | 0 | 34.1827 | 0 | 32.608 | 2.1889 | 14.8967 | 32.608 | 2.1889 | 14.8967 | 34.3502 | 2.3059 | 14.8967 | 7.299% | 0.13489 | 0.12356 | 3472.0209 | 495.7254 | 420.8281 | 2555.4674 | 3513.5967 | 0 | 0 | 3513.5967 | 0.007175%
2026 | 1233 | 1233-589R | Tier-3 | Tier-3---16 | 5--4 | 58 | 56 | 204.2414 | 92.81% | 6.245% | 0.9483% | 18.3014 | 0 | 0 | 18.3014 | 0 | 17.4583 | 0.78077 | 22.3605 | 17.4583 | 0.78077 | 22.3605 | 18.3912 | 0.82249 | 22.3605 | 8.961% | 0.11751 | 0.10616 | 1738.0856 | 257.6679 | 107.3811 | 1373.0366 | 1751.4463 | 0 | 0 | 1751.4463 | 0.003841%
2026 | 1233 | 1233-591R | Tier-3 | Tier-3---12 | 5--5 | 167 | 146 | 575.4654 | 90.21% | 8.957% | 0.8354% | 45.3838 | 0 | 0 | 45.3838 | 0 | 43.2931 | 2.0356 | 21.2682 | 43.2931 | 2.0356 | 21.2682 | 45.6063 | 2.1443 | 21.2682 | 7.886% | 0.13142 | 0.11993 | 4378.9662 | 686.8056 | 385.5684 | 3306.5923 | 4420.0439 | 0 | 0 | 4420.0439 | 0.009526%
2026 | 1242 | 1242-1079R | Tier-2 | Tier-2---12 | 2--5 | 44 | 44 | 62.7006 | 97.78% | 0% | 2.22% | 6.1309 | 0 | 0 | 6.1309 | 0 | 5.8485 | 0.61346 | 9.5335 | 5.8485 | 0.61346 | 9.5335 | 6.1609 | 0.64624 | 9.5335 | 9.778% | 0.0067316 | 0.0060584 | 9314.3707 | 3724.1415 | 317.0899 | 5273.1393 | 9337.342 | 0 | 0 | 9337.342 | 0.001287%
2026 | 1242 | 1242-1084 | Tier-2 | Tier-2---12 | 2--5 | 34 | 31 | 67.671 | 98.5% | 0% | 1.502% | 6.0773 | 0 | 0 | 6.0773 | 0 | 5.7973 | 0.43221 | 13.4132 | 5.7973 | 0.43221 | 13.4132 | 6.1071 | 0.4553 | 13.4132 | 8.981% | 0.005996 | 0.0054493 | 11286.0292 | 3154.1305 | 158.2746 | 7973.6241 | 11303.0386 | 0 | 0 | 11303.0386 | 0.001276%
2026 | 1242 | 1242-127AE | Tier-2 | Tier-2---21 | 1--4 | 2 | 2 | 0.5888 | 94.38% | 0% | 5.622% | 0.05557 | 0 | 0 | 0.05557 | 0 | 0.05301 | 0.027885 | 1.901 | 0.05301 | 0.027885 | 1.901 | 0.055842 | 0.029374 | 1.901 | 9.438% | 0.0001786 | 0.00016074 | 3296.756 | 510.8285 | 168.3633 | 2617.5642 | 3317.3499 | 0 | 0 | 3317.3499 | 1.166e-05%
2026 | 1243 | 1243-319R | Tier-2 | Tier-2---9 | 4--4 | 64 | 52 | 157.976 | 95.24% | 3.794% | 0.9624% | 12.225 | 0 | 0 | 12.225 | 0 | 11.6619 | 0.725 | 16.0853 | 11.6619 | 0.725 | 16.0853 | 12.285 | 0.76374 | 16.0853 | 7.739% | 0.081051 | 0.074466 | 1949.0936 | 286.756 | 79.621 | 1582.7166 | 1957.2922 | 0 | 0 | 1957.2922 | 0.002566%
2026 | 1243 | 1243-38R | Tier-2 | Tier-2---16 | 4--3 | 7 | 7 | 20.6467 | 96.08% | 2.766% | 1.159% | 1.9836 | 0 | 0 | 1.9836 | 0 | 1.8922 | 0.097596 | 19.3886 | 1.8922 | 0.097596 | 19.3886 | 1.9934 | 0.10281 | 19.3886 | 9.608% | 0.072591 | 0.065332 | 284.4264 | 43.4839 | 9.2234 | 231.7191 | 285.6668 | 0 | 0 | 285.6668 | 0.0004164%
2026 | 1243 | 1243-45R | Tier-2 | Tier-2---7 | 4--5 | 72 | 68 | 254.5086 | 93.11% | 5.994% | 0.8952% | 22.381 | 0 | 0 | 22.381 | 0 | 21.35 | 0.94808 | 22.5193 | 21.35 | 0.94808 | 22.5193 | 22.4907 | 0.99873 | 22.5193 | 8.794% | 0.087615 | 0.079341 | 2904.8382 | 427.4889 | 168.1582 | 2309.191 | 2925.709 | 0 | 0 | 2925.709 | 0.004698%
2026 | 1250 | 1250-27R | Tier-2 | Tier-2---6 | 5--5 | 152 | 29 | 986.6118 | 55.72% | 43.98% | 0.301% | 10.4889 | 0 | 0 | 10.4889 | 0 | 10.0057 | 0.40433 | 24.7466 | 10.0057 | 0.40433 | 24.7466 | 10.5403 | 0.42593 | 24.7466 | 1.063% | 0.097369 | 0.095512 | 10132.6684 | 1217.1368 | 4251.8401 | 4663.6915 | 10219.9311 | 0 | 0 | 10219.9311 | 0.002202%
2026 | 1250 | 1250-671R | Tier-2 | Tier-2---6 | 4--5 | 48 | 28 | 929.0776 | 60.83% | 39% | 0.1645% | 32.9686 | 0 | 0 | 32.9686 | 0 | 31.4498 | 0.39038 | 80.5612 | 31.4498 | 0.39038 | 80.5612 | 33.1302 | 0.41124 | 80.5612 | 3.549% | 0.09205 | 0.08668 | 10093.1841 | 1136.9369 | 3676.6867 | 5279.5604 | 10338.0789 | 0 | 0 | 10338.0789 | 0.00692%
2026 | 1250 | 1250-677R | Tier-2 | Tier-2---3 | 5--5 | 267 | 209 | 1140.8126 | 92.57% | 6.885% | 0.545% | 82.665 | 0 | 0 | 82.665 | 0 | 78.8568 | 2.9139 | 27.0619 | 78.8568 | 2.9139 | 27.0619 | 83.0702 | 3.0696 | 27.0619 | 7.246% | 0.11659 | 0.10746 | 9785.2264 | 1563.6458 | 667.8739 | 7553.7067 | 9846.9665 | 0 | 0 | 9846.9665 | 0.01735%
2026 | 1250 | 1250-8R | Tier-2 | Tier-2---4 | 4--5 | 146 | 102 | 384.7428 | 82.72% | 16.59% | 0.6903% | 22.2345 | 0 | 0 | 22.2345 | 0 | 21.2102 | 1.4221 | 14.9146 | 21.2102 | 1.4221 | 14.9146 | 22.3435 | 1.4981 | 14.9146 | 5.779% | 0.092289 | 0.085841 | 4168.9089 | 570.5627 | 668.7462 | 2929.6001 | 4223.0178 | 0 | 0 | 4223.0178 | 0.004667%
2026 | 1458 | 1458-1056 | Tier-2 | Tier-2---11 | 5--3 | 22 | 18 | 79.604 | 49.93% | 49.51% | 0.5563% | 3.252 | 0 | 0 | 3.252 | 0 | 3.1022 | 0.25096 | 12.3611 | 3.1022 | 0.25096 | 12.3611 | 3.2679 | 0.26437 | 12.3611 | 4.085% | 0.13508 | 0.12402 | 589.3284 | 48.7394 | 264.1575 | 276.4315 | 615.6223 | 0 | 0 | 615.6223 | 0.0006826%
2026 | 1458 | 1458-1057F | Tier-3 | Tier-3---18 | 5--2 | 3 | 3 | 152.4609 | 0% | 100% | 0% | 0 | 0 | 0 | 0 | 0 | 0 | 0.041827 | 0 | 0 | 0.041827 | 0 | 0 | 0.044062 | 0 | 0% | 0.13292 | 0.11963 | 1147.0231 | 1.8883 | 1045.7628 | 99.3719 | 1274.4701 | 0 | 0 | 1274.4701 | 0%
2026 | 1458 | 1458-1058F | Tier-3 | Tier-3---13 | 5--5 | 36 | 29 | 533.9366 | 37.36% | 62.45% | 0.1834% | 16.0705 | 0 | 0 | 16.0705 | 0 | 15.3302 | 0.40433 | 37.9154 | 15.3302 | 0.40433 | 37.9154 | 16.1493 | 0.42593 | 37.9154 | 3.01% | 0.13833 | 0.12719 | 3859.7922 | 265.8584 | 2184.7015 | 1409.2323 | 4071.6103 | 0 | 0 | 4071.6103 | 0.003373%
2026 | 1458 | 1458-1061 | Tier-2 | Tier-2---5 | 5--5 | 80 | 52 | 412.6338 | 86.27% | 13.38% | 0.3514% | 23.1387 | 0 | 0 | 23.1387 | 0 | 22.0727 | 0.725 | 30.4452 | 22.0727 | 0.725 | 30.4452 | 23.2521 | 0.76374 | 30.4452 | 5.608% | 0.14228 | 0.13303 | 2900.2061 | 586.2064 | 364.6762 | 1949.3235 | 2927.8883 | 0 | 0 | 2927.8883 | 0.004857%
2026 | 1458 | 1458-1075F | Tier-3 | Tier-3---20 | 1--5 | 2 | 2 | 5.049 | 99.29% | 0% | 0.71% | 0.50131 | 0 | 0 | 0.50131 | 0 | 0.47822 | 0.027885 | 17.15 | 0.47822 | 0.027885 | 17.15 | 0.50377 | 0.029374 | 17.15 | 9.929% | 0.00013 | 0.000117 | 38838.3667 | 6319.0217 | 320.6643 | 32198.6807 | 38869.0038 | 0 | 0 | 38869.0038 | 0.0001052%
2026 | 1458 | 1458-1115F | Tier-2 | Tier-2---18 | 4--2 | 3 | 3 | 65.1969 | 0% | 100% | 0% | 0 | 0 | 0 | 0 | 0 | 0 | 0.041827 | 0 | 0 | 0.041827 | 0 | 0 | 0.044062 | 0 | 0% | 0.091242 | 0.082118 | 714.5495 | 1.4118 | 564.5507 | 148.587 | 793.9439 | 0 | 0 | 793.9439 | 0%
2026 | 1458 | 1458-1117F | Tier-2 | Tier-2---16 | 4--2 | 5 | 5 | 136.3317 | 0% | 100% | 0% | 0 | 0 | 0 | 0 | 0 | 0 | 0.069711 | 0 | 0 | 0.069711 | 0 | 0 | 0.073436 | 0 | 0% | 0.091116 | 0.082004 | 1496.247 | 1.9882 | 1350.0391 | 144.2196 | 1662.4966 | 0 | 0 | 1662.4966 | 0%
2026 | 1458 | 1458-1119F | Tier-2 | Not Applicable | Not Applicable | 1 | 1 | 0 | 0% | 0% | 0% | 0 | 0 | 0 | 0 | 0 | 0 | 0.013942 | 0 | 0 | 0.013942 | 0 | 0 | 0.014687 | 0 | 0% | 0 | 0 | 0 | 0 | 0 | 0 | 0 | 0 | 0 | 0 | 0%
2026 | 1458 | 1458-1131R | Tier-3 | Tier-3---4 | 5--5 | 188 | 132 | 1406.6624 | 89.91% | 9.875% | 0.2137% | 88.8017 | 0 | 0 | 88.8017 | 0 | 84.7108 | 1.8404 | 46.0289 | 84.7108 | 1.8404 | 46.0289 | 89.237 | 1.9387 | 46.0289 | 6.313% | 0.15941 | 0.14822 | 8824.2343 | 1339.2018 | 802.9411 | 6682.0914 | 8891.4599 | 0 | 0 | 8891.4599 | 0.01864%
2026 | 1458 | 1458-454F | Tier-2 | Tier-2---18 | 5--2 | 2 | 2 | 82.2149 | 0% | 100% | 0% | 0 | 0 | 0 | 0 | 0 | 0 | 0.027885 | 0 | 0 | 0.027885 | 0 | 0 | 0.029374 | 0 | 0% | 0.13508 | 0.12157 | 608.6572 | 0.80898 | 545.689 | 62.1593 | 676.2858 | 0 | 0 | 676.2858 | 0%
2026 | 1458 | 1458-456F | Tier-2 | Tier-2---16 | 4--3 | 7 | 6 | 120.5031 | 4.551% | 95.42% | 0.02562% | 0.47003 | 0 | 0 | 0.47003 | 0 | 0.44838 | 0.083654 | 5.3599 | 0.44838 | 0.083654 | 5.3599 | 0.47233 | 0.088123 | 5.3599 | 0.3901% | 0.091761 | 0.083895 | 1313.2339 | 11.3935 | 1113.5701 | 188.2703 | 1430.747 | 0 | 0 | 1430.747 | 9.866e-05%
2026 | 1458 | 1458-519 | Tier-2 | Tier-2---17 | 1--5 | 2 | 2 | 7.6147 | 99.51% | 0% | 0.4892% | 0.75774 | 0 | 0 | 0.75774 | 0 | 0.72284 | 0.027885 | 25.9225 | 0.72284 | 0.027885 | 25.9225 | 0.76146 | 0.029374 | 25.9225 | 9.951% | 0.000217 | 0.0001953 | 35090.7714 | 5636.6246 | 740.6939 | 28713.4529 | 35109.8455 | 0 | 0 | 35109.8455 | 0.0001591%
2026 | 1458 | 1458-565R | Tier-3 | Tier-3---6 | 5--5 | 127 | 108 | 865.4889 | 93.04% | 6.555% | 0.3997% | 68.4817 | 0 | 0 | 68.4817 | 0 | 65.3269 | 1.5058 | 43.3844 | 65.3269 | 1.5058 | 43.3844 | 68.8174 | 1.5862 | 43.3844 | 7.912% | 0.15819 | 0.14474 | 5471.15 | 831.2842 | 343.7471 | 4296.1187 | 5506.5169 | 0 | 0 | 5506.5169 | 0.01437%
2026 | 1458 | 1458-601R | Tier-3 | Tier-3---2 | 5--5 | 441 | 353 | 3446.9071 | 93.23% | 6.468% | 0.3015% | 257.2324 | 0 | 0 | 257.2324 | 0 | 245.3823 | 4.9216 | 49.858 | 245.3823 | 4.9216 | 49.858 | 258.4934 | 5.1846 | 49.858 | 7.463% | 0.20421 | 0.18787 | 16878.9798 | 3452.9233 | 1062.0214 | 12364.0351 | 16978.3933 | 0 | 0 | 16978.3933 | 0.05399%
2026 | 1525 | 1525-23R | Tier-2 | Tier-2---20 | 4--1 | 9 | 7 | 2.2492 | 62.24% | 25.04% | 12.72% | 0.10887 | 0 | 0 | 0.10887 | 0 | 0.10386 | 0.097596 | 1.0642 | 0.10386 | 0.097596 | 1.0642 | 0.10941 | 0.10281 | 1.0642 | 4.841% | 0.032823 | 0.03027 | 68.526 | 7.5628 | 21.4776 | 39.4855 | 70.7085 | 0 | 0 | 70.7085 | 2.285e-05%
2026 | 157 | 157-165R | Tier-3 | Tier-3---18 | 5--2 | 87 | 81 | 161.4875 | 68.83% | 29.58% | 1.593% | 10.3485 | 0 | 0 | 10.3485 | 0 | 9.8717 | 1.1293 | 8.7413 | 9.8717 | 1.1293 | 8.7413 | 10.3992 | 1.1897 | 8.7413 | 6.408% | 0.28262 | 0.2563 | 571.4006 | 45.3664 | 164.9781 | 361.0561 | 589.6858 | 0 | 0 | 589.6858 | 0.002172%
2026 | 157 | 157-189R | Tier-3 | Tier-3---9 | 5--4 | 669 | 544 | 1466.7959 | 72.32% | 26.57% | 1.114% | 86.2542 | 0 | 0 | 86.2542 | 0 | 82.2806 | 7.5846 | 10.8484 | 82.2806 | 7.5846 | 10.8484 | 86.677 | 7.9899 | 10.8484 | 5.88% | 0.3705 | 0.34037 | 3959.0061 | 404.1268 | 974.6501 | 2580.2292 | 4056.0152 | 0 | 0 | 4056.0152 | 0.0181%
2026 | 157 | 157-1928R | Tier-3 | Tier-3---11 | 5--4 | 60 | 55 | 379.4778 | 92.67% | 6.848% | 0.4867% | 32.2341 | 0 | 0 | 32.2341 | 0 | 30.7491 | 0.76683 | 40.0992 | 30.7491 | 0.76683 | 40.0992 | 32.3921 | 0.8078 | 40.0992 | 8.494% | 0.2812 | 0.25543 | 1349.4751 | 199.7127 | 87.7056 | 1062.0567 | 1359.4638 | 0 | 0 | 1359.4638 | 0.006766%
2026 | 157 | 157-204R | Tier-3 | Tier-3---11 | 5--4 | 213 | 203 | 728.9999 | 94.73% | 4.338% | 0.9356% | 65.8137 | 0 | 0 | 65.8137 | 0 | 62.7818 | 2.8303 | 22.1822 | 62.7818 | 2.8303 | 22.1822 | 66.1363 | 2.9815 | 22.1822 | 9.028% | 0.32777 | 0.29653 | 2224.1461 | 315.248 | 151.9679 | 1756.9302 | 2236.5015 | 0 | 0 | 2236.5015 | 0.01381%
2026 | 157 | 157-207R | Tier-3 | Tier-3---16 | 2--5 | 23 | 23 | 147.8265 | 99.47% | 0% | 0.5328% | 14.7039 | 0 | 0 | 14.7039 | 0 | 14.0265 | 0.32067 | 43.7409 | 14.0265 | 0.32067 | 43.7409 | 14.776 | 0.33781 | 43.7409 | 9.947% | 0.0095404 | 0.0085864 | 15494.7917 | 2131.5652 | 1274.1533 | 12089.0732 | 15503.964 | 0 | 0 | 15503.964 | 0.003086%
2026 | 157 | 157-232R | Tier-3 | Tier-3---11 | 5--4 | 250 | 219 | 737.6356 | 80.19% | 18.85% | 0.9654% | 51.8135 | 0 | 0 | 51.8135 | 0 | 49.4265 | 3.0534 | 16.1876 | 49.4265 | 3.0534 | 16.1876 | 52.0675 | 3.2165 | 16.1876 | 7.024% | 0.32167 | 0.29349 | 2293.1426 | 264.1373 | 427.4504 | 1601.5549 | 2336.7669 | 0 | 0 | 2336.7669 | 0.01088%
2026 | 157 | 157-257R | Tier-3 | Tier-3---14 | 5--4 | 554 | 449 | 854.144 | 56.45% | 41.98% | 1.572% | 39.0758 | 0 | 0 | 39.0758 | 0 | 37.2756 | 6.2601 | 5.9545 | 37.2756 | 6.2601 | 5.9545 | 39.2673 | 6.5946 | 5.9545 | 4.575% | 0.36686 | 0.33713 | 2328.2535 | 169.8306 | 913.7375 | 1244.6854 | 2417.6855 | 0 | 0 | 2417.6855 | 0.008202%
2026 | 157 | 157-273R | Tier-3 | Tier-3---14 | 5--4 | 173 | 154 | 480.7998 | 81.05% | 17.89% | 1.052% | 34.6908 | 0 | 0 | 34.6908 | 0 | 33.0926 | 2.1471 | 15.4126 | 33.0926 | 2.1471 | 15.4126 | 34.8608 | 2.2618 | 15.4126 | 7.215% | 0.32295 | 0.2942 | 1488.7712 | 174.3464 | 278.1483 | 1036.2764 | 1516.333 | 0 | 0 | 1516.333 | 0.007282%
2026 | 157 | 157-81R | Tier-3 | Tier-3---3 | 5--5 | 675 | 562 | 2882.5826 | 80.96% | 18.44% | 0.5996% | 194.2952 | 0 | 0 | 194.2952 | 0 | 185.3444 | 7.8356 | 23.6542 | 185.3444 | 7.8356 | 23.6542 | 195.2476 | 8.2542 | 23.6542 | 6.74% | 0.38414 | 0.35215 | 7504.0834 | 990.345 | 1294.8297 | 5218.9087 | 7633.8753 | 0 | 0 | 7633.8753 | 0.04078%
2026 | 175 | 175-2024R | Tier-2 | Tier-2---5 | 5--5 | 103 | 99 | 563.0882 | 93.71% | 5.71% | 0.5784% | 50.7186 | 0 | 0 | 50.7186 | 0 | 48.3821 | 1.3803 | 35.0522 | 48.3821 | 1.3803 | 35.0522 | 50.9672 | 1.454 | 35.0522 | 9.007% | 0.19114 | 0.17277 | 2945.925 | 621.2029 | 162.2415 | 2162.4806 | 2965.6244 | 0 | 0 | 2965.6244 | 0.01065%
2026 | 175 | 175-24R | Tier-2 | Tier-2---8 | 5--4 | 86 | 62 | 1055.746 | 27.96% | 71.78% | 0.2605% | 21.2788 | 0 | 0 | 21.2788 | 0 | 20.2986 | 0.86442 | 23.4822 | 20.2986 | 0.86442 | 23.4822 | 21.3831 | 0.91061 | 23.4822 | 2.016% | 0.17491 | 0.1623 | 6035.8973 | 385.7406 | 3993.7328 | 1656.4239 | 6373.7448 | 0 | 0 | 6373.7448 | 0.004466%
2026 | 175 | 175-64R | Tier-3 | Tier-3---11 | 5--5 | 239 | 216 | 731.7191 | 85.48% | 13.53% | 0.984% | 56.53 | 0 | 0 | 56.53 | 0 | 53.9258 | 3.0115 | 17.9064 | 53.9258 | 3.0115 | 17.9064 | 56.8071 | 3.1724 | 17.9064 | 7.726% | 0.20232 | 0.18404 | 3616.5854 | 555.855 | 463.329 | 2597.4013 | 3668.7501 | 0 | 0 | 3668.7501 | 0.01187%
2026 | 175 | 175-90R | Tier-3 | Tier-3---9 | 5--5 | 300 | 251 | 894.6693 | 80.29% | 18.79% | 0.921% | 60.1023 | 0 | 0 | 60.1023 | 0 | 57.3336 | 3.4995 | 16.3833 | 57.3336 | 3.4995 | 16.3833 | 60.397 | 3.6865 | 16.3833 | 6.718% | 0.20491 | 0.18777 | 4366.1148 | 584.0624 | 757.6208 | 3024.4316 | 4444.6781 | 0 | 0 | 4444.6781 | 0.01262%
2026 | 175 | 175-94R | Tier-2 | Tier-2---10 | 5--4 | 52 | 43 | 275.6722 | 39.95% | 59.59% | 0.4576% | 9.1076 | 0 | 0 | 9.1076 | 0 | 8.688 | 0.59952 | 14.4917 | 8.688 | 0.59952 | 14.4917 | 9.1523 | 0.63155 | 14.4917 | 3.304% | 0.16555 | 0.15186 | 1665.1861 | 117.2564 | 895.8047 | 652.125 | 1755.3238 | 0 | 0 | 1755.3238 | 0.001912%
2026 | 176 | 176-161R | Tier-3 | Tier-3---5 | 5--5 | 236 | 191 | 1442.7596 | 90.39% | 9.157% | 0.4576% | 105.5396 | 0 | 0 | 105.5396 | 0 | 100.6776 | 2.663 | 37.8064 | 100.6776 | 2.663 | 37.8064 | 106.0569 | 2.8053 | 37.8064 | 7.315% | 0.22417 | 0.20603 | 6436.0353 | 957.8537 | 605.899 | 4872.2826 | 6490.524 | 0 | 0 | 6490.524 | 0.02215%
2026 | 176 | 176-164R | Tier-3 | Tier-3---11 | 5--5 | 131 | 126 | 613.402 | 87.29% | 12.01% | 0.6968% | 51.5027 | 0 | 0 | 51.5027 | 0 | 49.13 | 1.7567 | 27.9668 | 49.13 | 1.7567 | 27.9668 | 51.7551 | 1.8506 | 27.9668 | 8.396% | 0.20727 | 0.18733 | 2959.4233 | 422.7131 | 329.6607 | 2207.0495 | 2999.4389 | 0 | 0 | 2999.4389 | 0.01081%
2026 | 176 | 176-1834R | Tier-3 | Tier-3---5 | 5--5 | 312 | 250 | 1527.634 | 81.51% | 17.94% | 0.5573% | 99.7705 | 0 | 0 | 99.7705 | 0 | 95.1742 | 3.4856 | 27.3052 | 95.1742 | 3.4856 | 27.3052 | 100.2595 | 3.6718 | 27.3052 | 6.531% | 0.23205 | 0.21345 | 6583.3295 | 1087.0711 | 1168.7765 | 4327.4819 | 6689.3771 | 0 | 0 | 6689.3771 | 0.02094%
2026 | 176 | 176-1836R | Tier-2 | Tier-2---11 | 5--3 | 50 | 9 | 176.1999 | 27.39% | 72.07% | 0.5367% | 0.86873 | 0 | 0 | 0.86873 | 0 | 0.82871 | 0.12548 | 6.6043 | 0.82871 | 0.12548 | 6.6043 | 0.87298 | 0.13219 | 6.6043 | 0.493% | 0.10638 | 0.10446 | 1656.3379 | 87.619 | 1121.6433 | 447.0755 | 1678.3825 | 0 | 0 | 1678.3825 | 0.0001823%
2026 | 176 | 176-1845R | Tier-3 | Tier-3---11 | 5--5 | 172 | 143 | 550.3123 | 86.34% | 12.77% | 0.8885% | 39.5044 | 0 | 0 | 39.5044 | 0 | 37.6845 | 1.9937 | 18.9013 | 37.6845 | 1.9937 | 18.9013 | 39.698 | 2.1003 | 18.9013 | 7.179% | 0.20978 | 0.19234 | 2623.3078 | 370.7068 | 320.9781 | 1931.6229 | 2655.7942 | 0 | 0 | 2655.7942 | 0.008292%
2026 | 176 | 176-194R | Tier-3 | Tier-3---9 | 5--5 | 214 | 166 | 677.779 | 83.64% | 15.51% | 0.8494% | 43.9737 | 0 | 0 | 43.9737 | 0 | 41.9479 | 2.3144 | 18.1246 | 41.9479 | 2.3144 | 18.1246 | 44.1892 | 2.4381 | 18.1246 | 6.488% | 0.21542 | 0.19871 | 3146.314 | 445.8846 | 458.0112 | 2242.4182 | 3189.6016 | 0 | 0 | 3189.6016 | 0.00923%
2026 | 176 | 176-197F | Tier-3 | Tier-3---5 | 5--5 | 345 | 270 | 1901.6652 | 78.35% | 21.16% | 0.4918% | 116.6099 | 0 | 0 | 116.6099 | 0 | 111.2379 | 3.7644 | 29.5498 | 111.2379 | 3.7644 | 29.5498 | 117.1815 | 3.9656 | 29.5498 | 6.132% | 0.23242 | 0.21423 | 8182.1472 | 1427.4932 | 1620.6818 | 5133.9723 | 8332.5301 | 0 | 0 | 8332.5301 | 0.02448%
2026 | 176 | 176-200F | Tier-3 | Tier-3---15 | 5--4 | 30 | 27 | 342.7574 | 49.83% | 49.91% | 0.2576% | 15.3715 | 0 | 0 | 15.3715 | 0 | 14.6633 | 0.37644 | 38.9525 | 14.6633 | 0.37644 | 38.9525 | 15.4468 | 0.39656 | 38.9525 | 4.485% | 0.18529 | 0.16862 | 1849.8169 | 153.4619 | 845.5193 | 850.8357 | 1941.6033 | 0 | 0 | 1941.6033 | 0.003226%
2026 | 177 | 177-955 | Tier-2 | Tier-2---5 | 5--5 | 176 | 7 | 950.0511 | 33.62% | 66.04% | 0.3363% | 1.2704 | 0 | 0 | 1.2704 | 0 | 1.2119 | 0.097596 | 12.4171 | 1.2119 | 0.097596 | 12.4171 | 1.2766 | 0.10281 | 12.4171 | 0.1337% | 0.11726 | 0.11679 | 8102.2285 | 665.4806 | 4864.4056 | 2572.3423 | 8123.7046 | 0 | 0 | 8123.7046 | 0.0002667%
2026 | 178 | 178-968AE | Tier-2 | Tier-2---18 | 3--3 | 200 | 7 | 15.4322 | 73.56% | 0% | 26.44% | 0.039731 | 0 | 0 | 0.039731 | 0 | 0.037901 | 0.097596 | 0.38834 | 0.037901 | 0.097596 | 0.38834 | 0.039926 | 0.10281 | 0.38834 | 0.2575% | 0.018466 | 0.018402 | 835.6994 | 94.2014 | 379.7988 | 361.6992 | 836.4755 | 0 | 0 | 836.4755 | 8.34e-06%
2026 | 178 | 178-982 | Tier-2 | Tier-2---21 | 1--1 | 45 | 7 | 0.93128 | 13.4% | 0% | 86.6% | 0.0019413 | 0 | 0 | 0.0019413 | 0 | 0.0018518 | 0.097596 | 0.018975 | 0.0018518 | 0.097596 | 0.018975 | 0.0019508 | 0.10281 | 0.018975 | 0.2085% | 0.0033454 | 0.0032934 | 278.3757 | 0.63264 | 254.3025 | 23.4406 | 282.185 | 0 | 0 | 282.185 | 4.075e-07%
2026 | 182 | 182-2240F | Tier-2 | Tier-2---2 | 5--5 | 291 | 166 | 1849.4802 | 64.04% | 35.59% | 0.3658% | 67.5639 | 0 | 0 | 67.5639 | 0 | 64.4513 | 2.3144 | 27.8477 | 64.4513 | 2.3144 | 27.8477 | 67.8951 | 2.4381 | 27.8477 | 3.653% | 0.1455 | 0.1372 | 12710.8197 | 2473.4049 | 4337.8066 | 5899.6082 | 12987.3356 | 0 | 0 | 12987.3356 | 0.01418%
2026 | 182 | 182-2250 | Tier-2 | Tier-2---8 | 5--5 | 26 | 26 | 188.3209 | 97.39% | 2.141% | 0.4657% | 18.3412 | 0 | 0 | 18.3412 | 0 | 17.4963 | 0.3625 | 48.2657 | 17.4963 | 0.3625 | 48.2657 | 18.4311 | 0.38187 | 48.2657 | 9.739% | 0.10496 | 0.094461 | 1794.2707 | 286.1267 | 42.0773 | 1466.0666 | 1799.4673 | 0 | 0 | 1799.4673 | 0.00385%
2026 | 182 | 182-2252R | Tier-2 | Tier-2---5 | 5--5 | 104 | 81 | 437.4034 | 92.58% | 6.861% | 0.5557% | 31.5405 | 0 | 0 | 31.5405 | 0 | 30.0875 | 1.1293 | 26.642 | 30.0875 | 1.1293 | 26.642 | 31.6951 | 1.1897 | 26.642 | 7.211% | 0.11307 | 0.10426 | 3868.3889 | 593.9237 | 259.5961 | 3014.8691 | 3892.6205 | 0 | 0 | 3892.6205 | 0.00662%
2026 | 182 | 182-2254R | Tier-2 | Tier-2---11 | 5--4 | 19 | 19 | 74.8792 | 92.6% | 6.527% | 0.8705% | 6.934 | 0 | 0 | 6.934 | 0 | 6.6146 | 0.2649 | 24.9698 | 6.6146 | 0.2649 | 24.9698 | 6.968 | 0.27906 | 24.9698 | 9.26% | 0.10223 | 0.092004 | 732.4796 | 113.3566 | 46.859 | 572.264 | 738.5 | 0 | 0 | 738.5 | 0.001455%
2026 | 183 | 183-439 | Tier-2 | Tier-2---14 | 3--5 | 42 | 25 | 138.4322 | 24.55% | 74.86% | 0.5956% | 2.0227 | 0 | 0 | 2.0227 | 0 | 1.9296 | 0.34856 | 5.5358 | 1.9296 | 0.34856 | 5.5358 | 2.0327 | 0.36718 | 5.5358 | 1.461% | 0.018422 | 0.017326 | 7514.4213 | 312.7649 | 5165.0291 | 2036.6274 | 7873.2694 | 0 | 0 | 7873.2694 | 0.0004246%
2026 | 183 | 183-440 | Tier-2 | Tier-2---12 | 3--5 | 114 | 50 | 173.9797 | 32.16% | 66.62% | 1.222% | 2.4542 | 0 | 0 | 2.4542 | 0 | 2.3411 | 0.69711 | 3.3583 | 2.3411 | 0.69711 | 3.3583 | 2.4662 | 0.73436 | 3.3583 | 1.411% | 0.025335 | 0.024224 | 6867.059 | 365.5871 | 4285.7066 | 2215.7653 | 7080.7495 | 0 | 0 | 7080.7495 | 0.0005151%
2026 | 185 | 185-51F | Tier-2 | Tier-2---7 | 4--5 | 260 | 161 | 390.6047 | 65.18% | 33.32% | 1.503% | 15.7647 | 0 | 0 | 15.7647 | 0 | 15.0384 | 2.2447 | 6.6995 | 15.0384 | 2.2447 | 6.6995 | 15.842 | 2.3646 | 6.6995 | 4.036% | 0.048222 | 0.045236 | 8100.2023 | 1032.7815 | 2609.1587 | 4458.2621 | 8286.4001 | 0 | 0 | 8286.4001 | 0.003309%
2026 | 197 | 197-1150F | Tier-2 | Tier-2---15 | 3--4 | 29 | 29 | 37.9092 | 96.86% | 0.4538% | 2.686% | 3.6719 | 0 | 0 | 3.6719 | 0 | 3.5027 | 0.40433 | 8.6632 | 3.5027 | 0.40433 | 8.6632 | 3.6899 | 0.42593 | 8.6632 | 9.686% | 0.021777 | 0.019599 | 1740.8051 | 277.2878 | 48.7789 | 1414.7385 | 1746.8778 | 0 | 0 | 1746.8778 | 0.0007707%
2026 | 197 | 197-1155F | Tier-2 | Tier-2---21 | 1--4 | 9 | 9 | 2.6346 | 91.13% | 0% | 8.87% | 0.24009 | 0 | 0 | 0.24009 | 0 | 0.22903 | 0.12548 | 1.8252 | 0.22903 | 0.12548 | 1.8252 | 0.24126 | 0.13219 | 1.8252 | 9.113% | 0.0010316 | 0.00092844 | 2553.8632 | 379.4847 | 234.4628 | 1939.9157 | 2579.0339 | 0 | 0 | 2579.0339 | 5.039e-05%
2026 | 198 | 198-37R | Tier-2 | Tier-2---9 | 4--5 | 188 | 84 | 225.7204 | 81.18% | 16.94% | 1.877% | 8.1878 | 0 | 0 | 8.1878 | 0 | 7.8106 | 1.1712 | 6.6691 | 7.8106 | 1.1712 | 6.6691 | 8.2279 | 1.2337 | 6.6691 | 3.627% | 0.030671 | 0.029301 | 7359.4074 | 2410.2174 | 1700.5946 | 3248.5954 | 7424.1713 | 0 | 0 | 7424.1713 | 0.001719%
2026 | 204 | 204-32R | Tier-2 | Tier-2---11 | 4--4 | 336 | 315 | 174.7993 | 90.03% | 3.465% | 6.507% | 14.7533 | 0 | 0 | 14.7533 | 0 | 14.0736 | 4.3918 | 3.2045 | 14.0736 | 4.3918 | 3.2045 | 14.8256 | 4.6265 | 3.2045 | 8.44% | 0.087106 | 0.07894 | 2006.7428 | 246.9421 | 179.8959 | 1579.9048 | 2027.4443 | 0 | 0 | 2027.4443 | 0.003097%
2026 | 205 | 205-1550 | Tier-2 | Tier-2---15 | 2--4 | 102 | 1 | 27.6639 | 93.54% | 0% | 6.46% | 0.025369 | 0 | 0 | 0.025369 | 0 | 0.024201 | 0.013942 | 1.7358 | 0.024201 | 0.013942 | 1.7358 | 0.025494 | 0.014687 | 1.7358 | 0.09171% | 0.008789 | 0.0087804 | 3147.5552 | 439.5356 | 466.2565 | 2241.7631 | 3147.7548 | 0 | 0 | 3147.7548 | 5.325e-06%
2026 | 206 | 206-1105 | Tier-2 | Tier-2---9 | 3--5 | 132 | 16 | 189.805 | 98.58% | 0% | 1.419% | 2.268 | 0 | 0 | 2.268 | 0 | 2.1635 | 0.22308 | 9.6987 | 2.1635 | 0.22308 | 9.6987 | 2.2791 | 0.235 | 9.6987 | 1.195% | 0.014019 | 0.013849 | 13539.1253 | 2187.5417 | 263.1851 | 11088.3985 | 13541.4818 | 0 | 0 | 13541.4818 | 0.0004761%
2026 | 206 | 206-1817 | Tier-2 | Tier-2---4 | 4--5 | 413 | 106 | 414.414 | 98.25% | 0% | 1.752% | 10.4499 | 0 | 0 | 10.4499 | 0 | 9.9685 | 1.4779 | 6.7451 | 9.9685 | 1.4779 | 6.7451 | 10.5011 | 1.5568 | 6.7451 | 2.522% | 0.038208 | 0.037227 | 10846.319 | 1742.1104 | 241.9911 | 8862.2175 | 10851.3257 | 0 | 0 | 10851.3257 | 0.002193%
2026 | 209 | 209-1769F | Tier-2 | Tier-2---6 | 5--5 | 1069 | 345 | 1246.6839 | 98.28% | 0% | 1.716% | 39.5439 | 0 | 0 | 39.5439 | 0 | 37.7222 | 4.8101 | 7.8423 | 37.7222 | 4.8101 | 7.8423 | 39.7377 | 5.0671 | 7.8423 | 3.172% | 0.11169 | 0.10809 | 11161.7212 | 1795.9566 | 261.2581 | 9104.5065 | 11168.1097 | 0 | 0 | 11168.1097 | 0.0083%
2026 | 210 | 210-172R | Tier-2 | Tier-2---11 | 5--2 | 111 | 105 | 187.8449 | 74.26% | 23.89% | 1.85% | 13.1958 | 0 | 0 | 13.1958 | 0 | 12.5879 | 1.4639 | 8.5986 | 12.5879 | 1.4639 | 8.5986 | 13.2605 | 1.5422 | 8.5986 | 7.025% | 0.32588 | 0.29505 | 576.4292 | 39.7856 | 130.795 | 405.8486 | 591.9294 | 0 | 0 | 591.9294 | 0.00277%
2026 | 210 | 210-392R | Tier-2 | Tier-2---10 | 5--3 | 221 | 193 | 420.3387 | 65.56% | 32.94% | 1.504% | 24.0662 | 0 | 0 | 24.0662 | 0 | 22.9575 | 2.6909 | 8.5317 | 22.9575 | 2.6909 | 8.5317 | 24.1841 | 2.8346 | 8.5317 | 5.725% | 0.34771 | 0.31734 | 1208.8925 | 89.1732 | 378.0363 | 741.683 | 1248.7303 | 0 | 0 | 1248.7303 | 0.005052%
2026 | 210 | 210-394R | Tier-2 | Tier-2---16 | 5--2 | 77 | 72 | 90.8214 | 45.65% | 51.72% | 2.624% | 3.877 | 0 | 0 | 3.877 | 0 | 3.6984 | 1.0038 | 3.6843 | 3.6984 | 1.0038 | 3.6843 | 3.896 | 1.0575 | 3.6843 | 4.269% | 0.31841 | 0.28864 | 285.2308 | 14.2948 | 124.8192 | 146.1168 | 301.2208 | 0 | 0 | 301.2208 | 0.0008138%
2026 | 210 | 210-9R | Tier-2 | Tier-2---13 | 5--2 | 95 | 71 | 204.3186 | 25.26% | 73.76% | 0.9801% | 3.8574 | 0 | 0 | 3.8574 | 0 | 3.6797 | 0.9899 | 3.7172 | 3.6797 | 0.9899 | 3.7172 | 3.8763 | 1.0428 | 3.7172 | 1.888% | 0.31397 | 0.2905 | 650.7604 | 21.6073 | 447.6112 | 181.5419 | 690.0465 | 0 | 0 | 690.0465 | 0.0008097%
2026 | 211 | 211-279R | Tier-2 | Tier-2---10 | 5--3 | 293 | 259 | 472.6727 | 73.92% | 24.32% | 1.766% | 30.8851 | 0 | 0 | 30.8851 | 0 | 29.4623 | 3.6111 | 8.1589 | 29.4623 | 3.6111 | 8.1589 | 31.0365 | 3.804 | 8.1589 | 6.534% | 0.37314 | 0.34015 | 1266.7597 | 81.8701 | 334.8802 | 850.0094 | 1298.7962 | 0 | 0 | 1298.7962 | 0.006483%
2026 | 211 | 211-312R | Tier-2 | Tier-2---8 | 5--3 | 420 | 361 | 754.0624 | 63.09% | 35.39% | 1.526% | 40.8886 | 0 | 0 | 40.8886 | 0 | 39.0049 | 5.0332 | 7.7496 | 39.0049 | 5.0332 | 7.7496 | 41.089 | 5.3021 | 7.7496 | 5.422% | 0.39031 | 0.35676 | 1931.9795 | 162.2508 | 643.7527 | 1125.9761 | 1999.0415 | 0 | 0 | 1999.0415 | 0.008583%
2026 | 211 | 211-771R | Tier-3 | Tier-3---14 | 5--4 | 279 | 252 | 617.3051 | 73.22% | 25.44% | 1.334% | 40.8273 | 0 | 0 | 40.8273 | 0 | 38.9465 | 3.5135 | 11.0849 | 38.9465 | 3.5135 | 11.0849 | 41.0274 | 3.7012 | 11.0849 | 6.614% | 0.3743 | 0.3405 | 1649.207 | 127.1804 | 388.1922 | 1133.8343 | 1693.0528 | 0 | 0 | 1693.0528 | 0.00857%
2026 | 212 | 212-1177R | Tier-2 | Tier-2---8 | 5--4 | 287 | 250 | 484.9484 | 83.96% | 14.37% | 1.67% | 35.4678 | 0 | 0 | 35.4678 | 0 | 33.8339 | 3.4856 | 9.7068 | 33.8339 | 3.4856 | 9.7068 | 35.6417 | 3.6718 | 9.7068 | 7.314% | 0.15054 | 0.13742 | 3221.4606 | 348.4219 | 528.8758 | 2344.1629 | 3270.761 | 0 | 0 | 3270.761 | 0.007445%
2026 | 212 | 212-1204R | Tier-2 | Tier-2---8 | 5--4 | 219 | 185 | 431.7599 | 82.12% | 16.51% | 1.365% | 29.9516 | 0 | 0 | 29.9516 | 0 | 28.5718 | 2.5793 | 11.0772 | 28.5718 | 2.5793 | 11.0772 | 30.0984 | 2.7171 | 11.0772 | 6.937% | 0.19221 | 0.17597 | 2246.3396 | 244.3912 | 383.4547 | 1618.4937 | 2283.3986 | 0 | 0 | 2283.3986 | 0.006287%
2026 | 212 | 212-638R | Tier-2 | Tier-2---11 | 5--4 | 79 | 77 | 157.455 | 96.47% | 1.863% | 1.664% | 14.8056 | 0 | 0 | 14.8056 | 0 | 14.1235 | 1.0736 | 13.1558 | 14.1235 | 1.0736 | 13.1558 | 14.8781 | 1.1309 | 13.1558 | 9.403% | 0.10708 | 0.096639 | 1470.5114 | 155.1186 | 63.8116 | 1251.5811 | 1476.1129 | 0 | 0 | 1476.1129 | 0.003108%
2026 | 212 | 212-725R | Tier-3 | Tier-3---10 | 5--5 | 218 | 186 | 749.6423 | 94.58% | 4.636% | 0.779% | 60.4966 | 0 | 0 | 60.4966 | 0 | 57.7096 | 2.5933 | 22.2536 | 57.7096 | 2.5933 | 22.2536 | 60.7931 | 2.7318 | 22.2536 | 8.07% | 0.13941 | 0.12751 | 5377.288 | 738.7725 | 258.1994 | 4380.3161 | 5404.4516 | 0 | 0 | 5404.4516 | 0.0127%
2026 | 212 | 212-734R | Tier-2 | Tier-2---10 | 5--4 | 273 | 259 | 405.6391 | 93.64% | 4.241% | 2.118% | 36.0365 | 0 | 0 | 36.0365 | 0 | 34.3764 | 3.6111 | 9.5198 | 34.3764 | 3.6111 | 9.5198 | 36.2131 | 3.804 | 9.5198 | 8.884% | 0.17753 | 0.16069 | 2284.84 | 188.9421 | 239.3419 | 1856.5561 | 2300.0693 | 0 | 0 | 2300.0693 | 0.007564%
2026 | 212 | 212-739R | Tier-3 | Tier-3---15 | 5--4 | 201 | 179 | 301.7157 | 89.07% | 9.028% | 1.906% | 23.9314 | 0 | 0 | 23.9314 | 0 | 22.829 | 2.4957 | 9.1474 | 22.829 | 2.4957 | 9.1474 | 24.0487 | 2.629 | 9.1474 | 7.932% | 0.13097 | 0.11931 | 2303.7005 | 251.0522 | 237.9772 | 1814.6711 | 2328.3243 | 0 | 0 | 2328.3243 | 0.005023%
2026 | 212 | 212-743R | Tier-2 | Tier-2---13 | 5--3 | 71 | 66 | 81.923 | 90.82% | 6.613% | 2.567% | 6.9163 | 0 | 0 | 6.9163 | 0 | 6.5976 | 0.92019 | 7.1699 | 6.5976 | 0.92019 | 7.1699 | 6.9502 | 0.96936 | 7.1699 | 8.442% | 0.11654 | 0.10571 | 702.9342 | 71.3752 | 58.8304 | 572.7286 | 709.5477 | 0 | 0 | 709.5477 | 0.001452%
2026 | 212 | 212-758R | Tier-2 | Tier-2---8 | 5--4 | 201 | 183 | 381.3507 | 89.63% | 8.808% | 1.561% | 31.1202 | 0 | 0 | 31.1202 | 0 | 29.6865 | 2.5514 | 11.6352 | 29.6865 | 2.5514 | 11.6352 | 31.2727 | 2.6878 | 11.6352 | 8.161% | 0.1427 | 0.12971 | 2672.3387 | 313.5648 | 256.9237 | 2101.8502 | 2700.0915 | 0 | 0 | 2700.0915 | 0.006532%
2026 | 212 | 212-773R | Tier-2 | Tier-2---5 | 5--4 | 297 | 234 | 677.1103 | 83.18% | 15.77% | 1.046% | 44.376 | 0 | 0 | 44.376 | 0 | 42.3317 | 3.2625 | 12.9753 | 42.3317 | 3.2625 | 12.9753 | 44.5936 | 3.4368 | 12.9753 | 6.554% | 0.19881 | 0.18315 | 3405.7885 | 402.585 | 522.8709 | 2480.3327 | 3454.7766 | 0 | 0 | 3454.7766 | 0.009315%
2026 | 212 | 212-799R | Tier-2 | Tier-2---10 | 5--4 | 115 | 105 | 254.923 | 88.52% | 10.12% | 1.358% | 20.6039 | 0 | 0 | 20.6039 | 0 | 19.6547 | 1.4639 | 13.4259 | 19.6547 | 1.4639 | 13.4259 | 20.7049 | 1.5422 | 13.4259 | 8.082% | 0.12493 | 0.11352 | 2040.5268 | 236.751 | 211.9535 | 1591.8223 | 2064.0612 | 0 | 0 | 2064.0612 | 0.004325%
2026 | 212 | 212-880R | Tier-2 | Tier-2---16 | 5--2 | 31 | 29 | 30.3116 | 92.5% | 4.382% | 3.114% | 2.623 | 0 | 0 | 2.623 | 0 | 2.5022 | 0.40433 | 6.1886 | 2.5022 | 0.40433 | 6.1886 | 2.6359 | 0.42593 | 6.1886 | 8.654% | 0.10736 | 0.097316 | 282.3367 | 28.4993 | 19.5005 | 234.337 | 284.521 | 0 | 0 | 284.521 | 0.0005506%
2026 | 212 | 212-886R | Tier-2 | Tier-2---8 | 5--4 | 155 | 151 | 472.8052 | 94.27% | 4.633% | 1.099% | 43.4204 | 0 | 0 | 43.4204 | 0 | 41.4201 | 2.1053 | 19.6743 | 41.4201 | 2.1053 | 19.6743 | 43.6332 | 2.2178 | 19.6743 | 9.184% | 0.18767 | 0.16939 | 2519.3545 | 323.5371 | 126.2126 | 2069.6048 | 2534.9401 | 0 | 0 | 2534.9401 | 0.009114%
2026 | 212 | 212-888R | Tier-2 | Tier-2---8 | 5--4 | 147 | 133 | 346.5382 | 90.95% | 7.817% | 1.237% | 28.5147 | 0 | 0 | 28.5147 | 0 | 27.201 | 1.8543 | 14.669 | 27.201 | 1.8543 | 14.669 | 28.6544 | 1.9534 | 14.669 | 8.228% | 0.13116 | 0.11929 | 2642.179 | 334.1686 | 213.131 | 2094.8795 | 2665.9765 | 0 | 0 | 2665.9765 | 0.005985%
2026 | 214 | 214-1122R | Tier-3 | Tier-3---3 | 5--5 | 446 | 377 | 2893.3725 | 90.28% | 9.311% | 0.4067% | 220.8081 | 0 | 0 | 220.8081 | 0 | 210.6359 | 5.2562 | 40.0735 | 210.6359 | 5.2562 | 40.0735 | 221.8905 | 5.5371 | 40.0735 | 7.632% | 0.26918 | 0.24642 | 10749.0069 | 1574.7708 | 951.5348 | 8222.7013 | 10845.452 | 0 | 0 | 10845.452 | 0.04635%
2026 | 214 | 214-1135R | Tier-3 | Tier-3---6 | 4--5 | 285 | 248 | 805.3146 | 95.2% | 3.81% | 0.9931% | 66.7106 | 0 | 0 | 66.7106 | 0 | 63.6373 | 3.4577 | 18.4046 | 63.6373 | 3.4577 | 18.4046 | 67.0376 | 3.6424 | 18.4046 | 8.284% | 0.090777 | 0.082878 | 8871.3507 | 1468.4713 | 438.4999 | 6964.3795 | 8911.964 | 0 | 0 | 8911.964 | 0.014%
2026 | 214 | 214-17AE | Tier-3 | Tier-3---17 | 4--4 | 157 | 155 | 127.491 | 90.35% | 5.503% | 4.145% | 11.3723 | 0 | 0 | 11.3723 | 0 | 10.8484 | 2.1611 | 5.02 | 10.8484 | 2.1611 | 5.02 | 11.428 | 2.2765 | 5.02 | 8.92% | 0.071957 | 0.064853 | 1771.7769 | 216.0551 | 150.3479 | 1405.374 | 1790.5025 | 0 | 0 | 1790.5025 | 0.002387%
2026 | 214 | 214-4R | Tier-3 | Tier-3---17 | 4--4 | 94 | 89 | 89.6399 | 90.66% | 5.945% | 3.4% | 7.6941 | 0 | 0 | 7.6941 | 0 | 7.3397 | 1.2409 | 5.915 | 7.3397 | 1.2409 | 5.915 | 7.7318 | 1.3072 | 5.915 | 8.583% | 0.059676 | 0.054025 | 1502.1196 | 200.0517 | 124.6473 | 1177.4206 | 1516.7992 | 0 | 0 | 1516.7992 | 0.001615%
2026 | 214 | 214-536R | Tier-3 | Tier-3---17 | 4--4 | 70 | 60 | 96.9267 | 93.35% | 4.585% | 2.069% | 7.7552 | 0 | 0 | 7.7552 | 0 | 7.398 | 0.83654 | 8.8435 | 7.398 | 0.83654 | 8.8435 | 7.7932 | 0.88123 | 8.8435 | 8.001% | 0.053744 | 0.049137 | 1803.5024 | 246.1785 | 178.6516 | 1378.6723 | 1814.7523 | 0 | 0 | 1814.7523 | 0.001628%
2026 | 214 | 214-583R | Tier-3 | Tier-3---13 | 4--5 | 174 | 150 | 328.9866 | 94.06% | 4.474% | 1.469% | 26.6755 | 0 | 0 | 26.6755 | 0 | 25.4467 | 2.0913 | 12.1676 | 25.4467 | 2.0913 | 12.1676 | 26.8063 | 2.2031 | 12.1676 | 8.108% | 0.070413 | 0.064343 | 4672.2426 | 712.2083 | 352.9213 | 3607.1129 | 4698.4362 | 0 | 0 | 4698.4362 | 0.005599%
2026 | 214 | 214-613R | Tier-3 | Tier-3---14 | 5--3 | 196 | 160 | 480.8617 | 49.89% | 49.25% | 0.8586% | 19.583 | 0 | 0 | 19.583 | 0 | 18.6808 | 2.2308 | 8.3742 | 18.6808 | 2.2308 | 8.3742 | 19.679 | 2.35 | 8.3742 | 4.072% | 0.43289 | 0.39755 | 1110.8228 | 86.441 | 501.4412 | 522.9406 | 1160.3035 | 0 | 0 | 1160.3035 | 0.00411%
2026 | 214 | 214-647R | Tier-3 | Tier-3---8 | 5--5 | 264 | 206 | 2287.3818 | 92.77% | 6.976% | 0.2574% | 165.5744 | 0 | 0 | 165.5744 | 0 | 157.9468 | 2.8721 | 54.9933 | 157.9468 | 2.8721 | 54.9933 | 166.3861 | 3.0256 | 54.9933 | 7.239% | 0.23844 | 0.21983 | 9593.2735 | 1427.6996 | 628.6999 | 7536.874 | 9652.0034 | 0 | 0 | 9652.0034 | 0.03475%
2026 | 215 | 215-1531R | Tier-2 | Tier-2---2 | 5--5 | 256 | 205 | 1398.9852 | 84.15% | 15.42% | 0.4283% | 94.2729 | 0 | 0 | 94.2729 | 0 | 89.93 | 2.8582 | 31.4642 | 89.93 | 2.8582 | 31.4642 | 94.7351 | 3.0109 | 31.4642 | 6.739% | 0.20291 | 0.18666 | 6894.5825 | 1039.1679 | 1002.2008 | 4853.2138 | 6989.7018 | 0 | 0 | 6989.7018 | 0.01979%
2026 | 215 | 215-1534R | Tier-2 | Tier-2---1 | 5--5 | 243 | 193 | 1734.1452 | 88.98% | 10.7% | 0.3246% | 122.5541 | 0 | 0 | 122.5541 | 0 | 116.9083 | 2.6909 | 43.4464 | 116.9083 | 2.6909 | 43.4464 | 123.1549 | 2.8346 | 43.4464 | 7.067% | 0.1982 | 0.18246 | 8749.2684 | 1441.1188 | 882.1072 | 6426.0424 | 8832.4549 | 0 | 0 | 8832.4549 | 0.02572%
2026 | 215 | 215-1544R | Tier-2 | Tier-2---8 | 5--4 | 53 | 50 | 205.9069 | 87.21% | 11.98% | 0.8132% | 16.9408 | 0 | 0 | 16.9408 | 0 | 16.1604 | 0.69711 | 23.1818 | 16.1604 | 0.69711 | 23.1818 | 17.0238 | 0.73436 | 23.1818 | 8.227% | 0.10891 | 0.098634 | 1890.6466 | 333.0962 | 217.1495 | 1340.4009 | 1915.8346 | 0 | 0 | 1915.8346 | 0.003556%
2026 | 215 | 215-38R | Tier-3 | Tier-3---10 | 5--5 | 126 | 117 | 650.1784 | 91.15% | 8.25% | 0.6037% | 55.0287 | 0 | 0 | 55.0287 | 0 | 52.4936 | 1.6312 | 32.18 | 52.4936 | 1.6312 | 32.18 | 55.2984 | 1.7184 | 32.18 | 8.464% | 0.12528 | 0.11365 | 5189.8024 | 828.3476 | 472.2938 | 3889.161 | 5236.8346 | 0 | 0 | 5236.8346 | 0.01155%
2026 | 216 | 216-1859F | Tier-3 | Tier-3---4 | 5--5 | 268 | 195 | 1336.0946 | 91.63% | 7.965% | 0.4046% | 89.0793 | 0 | 0 | 89.0793 | 0 | 84.9756 | 2.7187 | 31.2554 | 84.9756 | 2.7187 | 31.2554 | 89.5159 | 2.864 | 31.2554 | 6.667% | 0.15704 | 0.14562 | 8507.7615 | 1421.0211 | 648.1937 | 6438.5467 | 8563.6379 | 0 | 0 | 8563.6379 | 0.0187%
2026 | 216 | 216-220R | Tier-3 | Tier-3---20 | 1--5 | 2 | 2 | 7.0463 | 99.01% | 0% | 0.9852% | 0.69768 | 0 | 0 | 0.69768 | 0 | 0.66554 | 0.027885 | 23.8678 | 0.66554 | 0.027885 | 23.8678 | 0.7011 | 0.029374 | 23.8678 | 9.901% | 0.000285 | 0.0002565 | 24723.7218 | 3992.0434 | 221.2684 | 20510.41 | 24750.7869 | 0 | 0 | 24750.7869 | 0.0001464%
2026 | 217 | 217-41AE | Tier-2 | Tier-2---8 | 5--4 | 456 | 333 | 548.1248 | 61.28% | 37.04% | 1.683% | 24.5286 | 0 | 0 | 24.5286 | 0 | 23.3986 | 4.6428 | 5.0398 | 23.3986 | 4.6428 | 5.0398 | 24.6488 | 4.8909 | 5.0398 | 4.475% | 0.19664 | 0.18228 | 2787.4845 | 272.106 | 973.6181 | 1541.7603 | 2872.5137 | 0 | 0 | 2872.5137 | 0.005149%
2026 | 217 | 217-48AE | Tier-2 | Tier-2---8 | 5--4 | 344 | 306 | 701.5771 | 53.79% | 44.81% | 1.4% | 33.5684 | 0 | 0 | 33.5684 | 0 | 32.022 | 4.2663 | 7.5057 | 32.022 | 4.2663 | 7.5057 | 33.733 | 4.4943 | 7.5057 | 4.785% | 0.20236 | 0.18436 | 3466.9889 | 313.4539 | 1406.954 | 1746.581 | 3623.4195 | 0 | 0 | 3623.4195 | 0.007046%
2026 | 217 | 217-835R | Tier-3 | Tier-3---5 | 5--5 | 319 | 297 | 1459.42 | 90.56% | 8.764% | 0.6769% | 123.0492 | 0 | 0 | 123.0492 | 0 | 117.3806 | 4.1409 | 28.3469 | 117.3806 | 4.1409 | 28.3469 | 123.6524 | 4.3621 | 28.3469 | 8.431% | 0.28412 | 0.25767 | 5136.5819 | 779.5394 | 417.5644 | 3939.4781 | 5186.3659 | 0 | 0 | 5186.3659 | 0.02583%
2026 | 217 | 217-837R | Tier-3 | Tier-3---12 | 5--5 | 293 | 247 | 680.508 | 71.93% | 26.93% | 1.134% | 41.2663 | 0 | 0 | 41.2663 | 0 | 39.3652 | 3.4437 | 11.4309 | 39.3652 | 3.4437 | 11.4309 | 41.4686 | 3.6277 | 11.4309 | 6.064% | 0.14269 | 0.13066 | 4769.0891 | 589.9072 | 1292.048 | 2887.1339 | 4892.3134 | 0 | 0 | 4892.3134 | 0.008662%
2026 | 217 | 217-972R | Tier-2 | Tier-2---8 | 5--4 | 256 | 217 | 360.9866 | 64.42% | 33.78% | 1.803% | 19.7121 | 0 | 0 | 19.7121 | 0 | 18.804 | 3.0255 | 6.2152 | 18.804 | 3.0255 | 6.2152 | 19.8087 | 3.1871 | 6.2152 | 5.461% | 0.18227 | 0.16682 | 1980.496 | 214.776 | 614.2082 | 1151.5119 | 2045.7586 | 0 | 0 | 2045.7586 | 0.004138%
2026 | 217 | 217-983R | Tier-3 | Tier-3---5 | 5--5 | 116 | 114 | 1187.4841 | 92.09% | 7.578% | 0.3365% | 107.4643 | 0 | 0 | 107.4643 | 0 | 102.5137 | 1.5894 | 64.4975 | 102.5137 | 1.5894 | 64.4975 | 107.9911 | 1.6743 | 64.4975 | 9.05% | 0.2438 | 0.21984 | 4870.8263 | 716.2537 | 353.1181 | 3801.4544 | 4912.8426 | 0 | 0 | 4912.8426 | 0.02256%
2026 | 220 | 220-288R | Tier-3 | Tier-3---14 | 5--4 | 132 | 111 | 437.6752 | 81.99% | 17.08% | 0.9315% | 30.1769 | 0 | 0 | 30.1769 | 0 | 28.7867 | 1.5476 | 18.6009 | 28.7867 | 1.5476 | 18.6009 | 30.3248 | 1.6303 | 18.6009 | 6.895% | 0.37523 | 0.34368 | 1166.4109 | 131.8052 | 200.8528 | 833.7529 | 1185.6953 | 0 | 0 | 1185.6953 | 0.006334%
2026 | 220 | 220-294R | Tier-3 | Tier-3---14 | 5--3 | 328 | 272 | 720.9399 | 58.97% | 39.92% | 1.12% | 35.2525 | 0 | 0 | 35.2525 | 0 | 33.6285 | 3.7923 | 8.8676 | 33.6285 | 3.7923 | 8.8676 | 35.4253 | 3.9949 | 8.8676 | 4.89% | 0.44397 | 0.40716 | 1623.8364 | 124.0259 | 599.3861 | 900.4244 | 1684.0905 | 0 | 0 | 1684.0905 | 0.0074%
2026 | 220 | 220-298R | Tier-3 | Tier-3---11 | 5--4 | 616 | 616 | 1053.2838 | 64.6% | 33.51% | 1.887% | 68.0469 | 0 | 0 | 68.0469 | 0 | 64.9121 | 8.5884 | 7.5581 | 64.9121 | 8.5884 | 7.5581 | 68.3804 | 9.0473 | 7.5581 | 6.46% | 0.50177 | 0.45159 | 2099.1459 | 164.9638 | 658.2461 | 1275.9359 | 2181.7018 | 0 | 0 | 2181.7018 | 0.01428%
2026 | 221 | 221-1230F | Tier-3 | Tier-3---12 | 4--5 | 97 | 54 | 637.2245 | 99.48% | 0% | 0.5187% | 35.2903 | 0 | 0 | 35.2903 | 0 | 33.6646 | 0.75288 | 44.7142 | 33.6646 | 0.75288 | 44.7142 | 35.4633 | 0.79311 | 44.7142 | 5.538% | 0.035843 | 0.033848 | 17778.1145 | 2647.4462 | 83.7682 | 15046.9001 | 17783.5509 | 0 | 0 | 17783.5509 | 0.007407%
2026 | 221 | 221-1236F | Tier-3 | Not Applicable | Not Applicable | 1 | 1 | 0 | 0% | 0% | 0% | 0 | 0 | 0 | 0 | 0 | 0 | 0.013942 | 0 | 0 | 0.013942 | 0 | 0 | 0.014687 | 0 | 0% | 0 | 0 | 0 | 0 | 0 | 0 | 0 | 0 | 0 | 0 | 0%
2026 | 221 | 221-23R | Tier-3 | Tier-3---11 | 5--5 | 307 | 168 | 764.9858 | 67.26% | 31.99% | 0.7569% | 28.1551 | 0 | 0 | 28.1551 | 0 | 26.8581 | 2.3423 | 11.4665 | 26.8581 | 2.3423 | 11.4665 | 28.2931 | 2.4675 | 11.4665 | 3.68% | 0.19945 | 0.18853 | 3835.5267 | 452.4998 | 1178.7605 | 2204.2664 | 3908.2318 | 0 | 0 | 3908.2318 | 0.00591%
2026 | 221 | 221-344R | Tier-3 | Tier-3---13 | 5--4 | 293 | 223 | 642.3372 | 83.79% | 15.02% | 1.193% | 40.9642 | 0 | 0 | 40.9642 | 0 | 39.0771 | 3.1091 | 12.5685 | 39.0771 | 3.1091 | 12.5685 | 41.165 | 3.2753 | 12.5685 | 6.377% | 0.2115 | 0.1954 | 3037.0437 | 366.2743 | 441.4951 | 2229.2742 | 3077.5935 | 0 | 0 | 3077.5935 | 0.008598%
2026 | 221 | 221-35 | Tier-2 | Tier-2---10 | 5--3 | 13 | 13 | 111.3988 | 96.62% | 2.989% | 0.3886% | 10.7636 | 0 | 0 | 10.7636 | 0 | 10.2678 | 0.18125 | 56.6498 | 10.2678 | 0.18125 | 56.6498 | 10.8164 | 0.19093 | 56.6498 | 9.662% | 0.17281 | 0.15553 | 644.6479 | 94.7644 | 26.1294 | 523.7541 | 647.0671 | 0 | 0 | 647.0671 | 0.002259%
2026 | 221 | 221-37AE | Tier-3 | Tier-3---11 | 5--5 | 244 | 151 | 769.7343 | 85.13% | 14.19% | 0.6769% | 40.554 | 0 | 0 | 40.554 | 0 | 38.6858 | 2.1053 | 18.3756 | 38.6858 | 2.1053 | 18.3756 | 40.7528 | 2.2178 | 18.3756 | 5.269% | 0.19925 | 0.18692 | 3863.0999 | 511.5521 | 574.4994 | 2777.0485 | 3900.9828 | 0 | 0 | 3900.9828 | 0.008512%
2026 | 221 | 221-38AE | Tier-3 | Tier-3---17 | 5--3 | 26 | 26 | 225.9712 | 8.218% | 91.4% | 0.3782% | 1.8569 | 0 | 0 | 1.8569 | 0 | 1.7714 | 0.3625 | 4.8866 | 1.7714 | 0.3625 | 4.8866 | 1.866 | 0.38187 | 4.8866 | 0.8218% | 0.16917 | 0.15225 | 1335.7574 | 19.3633 | 1034.9942 | 281.3999 | 1471.9786 | 0 | 0 | 1471.9786 | 0.0003898%
2026 | 221 | 221-675R | Tier-2 | Tier-2---8 | 5--4 | 99 | 76 | 383.5958 | 97.43% | 1.747% | 0.8215% | 28.6915 | 0 | 0 | 28.6915 | 0 | 27.3698 | 1.0596 | 25.8299 | 27.3698 | 1.0596 | 25.8299 | 28.8322 | 1.1162 | 25.8299 | 7.48% | 0.22072 | 0.20378 | 1737.9263 | 228.1325 | 87.6764 | 1422.1174 | 1741.6374 | 0 | 0 | 1741.6374 | 0.006022%
2026 | 221 | 221-6R | Tier-2 | Tier-2---5 | 5--5 | 100 | 91 | 616.9841 | 99.25% | 0.1999% | 0.5529% | 55.7229 | 0 | 0 | 55.7229 | 0 | 53.1559 | 1.2687 | 41.8963 | 53.1559 | 1.2687 | 41.8963 | 55.9961 | 1.3365 | 41.8963 | 9.031% | 0.21604 | 0.19638 | 2855.887 | 420.5436 | 58.2104 | 2377.133 | 2858.0392 | 0 | 0 | 2858.0392 | 0.0117%
2026 | 221 | 221-782R | Tier-3 | Tier-3---17 | 5--3 | 93 | 93 | 156.081 | 94.9% | 3.083% | 2.022% | 14.8113 | 0 | 0 | 14.8113 | 0 | 14.129 | 1.2966 | 10.8967 | 14.129 | 1.2966 | 10.8967 | 14.8839 | 1.3659 | 10.8967 | 9.49% | 0.2472 | 0.22248 | 631.3929 | 85.1107 | 27.1817 | 519.1005 | 634.9742 | 0 | 0 | 634.9742 | 0.003109%
2026 | 221 | 221-788 | Tier-3 | Tier-3---12 | 5--5 | 67 | 55 | 677.5152 | 96.42% | 3.298% | 0.2798% | 53.6271 | 0 | 0 | 53.6271 | 0 | 51.1566 | 0.76683 | 66.7122 | 51.1566 | 0.76683 | 66.7122 | 53.89 | 0.8078 | 66.7122 | 7.915% | 0.18975 | 0.17417 | 3570.5978 | 586.4326 | 168.8515 | 2815.3137 | 3582.0221 | 0 | 0 | 3582.0221 | 0.01126%
2026 | 221 | 221-824 | Tier-3 | Tier-3---13 | 5--4 | 106 | 68 | 431.5232 | 83.48% | 15.96% | 0.5616% | 23.1086 | 0 | 0 | 23.1086 | 0 | 22.044 | 0.94808 | 23.2513 | 22.044 | 0.94808 | 23.2513 | 23.2218 | 0.99873 | 23.2513 | 5.355% | 0.18396 | 0.17216 | 2345.6862 | 321.7207 | 355.7349 | 1668.2306 | 2372.2543 | 0 | 0 | 2372.2543 | 0.004851%
2026 | 222 | 222-1433R | Tier-3 | Tier-3---5 | 5--5 | 123 | 107 | 1073.7524 | 96.43% | 3.224% | 0.3472% | 90.0718 | 0 | 0 | 90.0718 | 0 | 85.9224 | 1.4918 | 57.5955 | 85.9224 | 1.4918 | 57.5955 | 90.5133 | 1.5715 | 57.5955 | 8.389% | 0.37266 | 0.34024 | 2881.3332 | 440.8984 | 92.1003 | 2348.3345 | 2891.1378 | 0 | 0 | 2891.1378 | 0.01891%
2026 | 222 | 222-1503R | Tier-3 | Tier-3---15 | 5--4 | 76 | 57 | 289.1141 | 77.72% | 21.59% | 0.6888% | 16.8531 | 0 | 0 | 16.8531 | 0 | 16.0768 | 0.79471 | 20.2297 | 16.0768 | 0.79471 | 20.2297 | 16.9358 | 0.83717 | 20.2297 | 5.829% | 0.23465 | 0.21705 | 1232.1205 | 140.7183 | 258.7997 | 832.6024 | 1254.3754 | 0 | 0 | 1254.3754 | 0.003537%
2026 | 222 | 222-1523R | Tier-3 | Tier-3---7 | 5--5 | 367 | 257 | 1341.7279 | 81.78% | 17.54% | 0.6801% | 76.8361 | 0 | 0 | 76.8361 | 0 | 73.2964 | 3.5832 | 20.4558 | 73.2964 | 3.5832 | 20.4558 | 77.2127 | 3.7746 | 20.4558 | 5.727% | 0.26901 | 0.25017 | 4987.6805 | 618.9983 | 835.0785 | 3533.6036 | 5056.1196 | 0 | 0 | 5056.1196 | 0.01613%
2026 | 222 | 222-1986R | Tier-3 | Tier-3---1 | 5--5 | 451 | 389 | 6887.3845 | 91.59% | 8.216% | 0.1933% | 544.0999 | 0 | 0 | 544.0999 | 0 | 519.0343 | 5.4235 | 95.7001 | 519.0343 | 5.4235 | 95.7001 | 546.767 | 5.7133 | 95.7001 | 7.9% | 0.41507 | 0.37927 | 16593.3004 | 2725.7619 | 1237.4149 | 12630.1236 | 16725.0172 | 0 | 0 | 16725.0172 | 0.1142%
2026 | 222 | 222-1988R | Tier-3 | Tier-3---11 | 5--4 | 18 | 17 | 316.0275 | 91.8% | 8.01% | 0.1868% | 27.4006 | 0 | 0 | 27.4006 | 0 | 26.1383 | 0.23702 | 110.2794 | 26.1383 | 0.23702 | 110.2794 | 27.5349 | 0.24968 | 110.2794 | 8.67% | 0.34461 | 0.31206 | 917.0546 | 137.1058 | 68.1895 | 711.7593 | 924.8942 | 0 | 0 | 924.8942 | 0.005751%
2026 | 222 | 222-1990R | Tier-3 | Tier-3---1 | 5--5 | 287 | 246 | 4318.7821 | 96.21% | 3.588% | 0.2018% | 356.1537 | 0 | 0 | 356.1537 | 0 | 339.7464 | 3.4298 | 99.0571 | 339.7464 | 3.4298 | 99.0571 | 357.8995 | 3.6131 | 99.0571 | 8.247% | 0.41211 | 0.37679 | 10479.6421 | 1615.523 | 393.9401 | 8470.179 | 10516.8716 | 0 | 0 | 10516.8716 | 0.07476%
2026 | 222 | 222-1992R | Tier-3 | Tier-3---18 | 5--2 | 43 | 18 | 77.8798 | 51.19% | 47.85% | 0.9609% | 1.6689 | 0 | 0 | 1.6689 | 0 | 1.592 | 0.25096 | 6.3437 | 1.592 | 0.25096 | 6.3437 | 1.6771 | 0.26437 | 6.3437 | 2.143% | 0.22115 | 0.21189 | 352.1575 | 26.3738 | 147.8812 | 177.9024 | 359.6668 | 0 | 0 | 359.6668 | 0.0003503%
2026 | 222 | 222-2013R | Tier-3 | Tier-3---7 | 5--5 | 407 | 288 | 1434.8215 | 80% | 19.3% | 0.6983% | 81.2286 | 0 | 0 | 81.2286 | 0 | 77.4865 | 4.0154 | 19.2974 | 77.4865 | 4.0154 | 19.2974 | 81.6267 | 4.2299 | 19.2974 | 5.661% | 0.27927 | 0.25951 | 5137.7317 | 647.5611 | 923.7481 | 3566.4225 | 5215.9631 | 0 | 0 | 5215.9631 | 0.01705%
2026 | 222 | 222-2063 | Tier-3 | Tier-3---9 | 5--5 | 79 | 75 | 621.1772 | 98.86% | 0.7243% | 0.4185% | 58.2986 | 0 | 0 | 58.2986 | 0 | 55.6129 | 1.0457 | 53.1839 | 55.6129 | 1.0457 | 53.1839 | 58.5844 | 1.1015 | 53.1839 | 9.385% | 0.23776 | 0.21519 | 2612.6138 | 401.8596 | 25.7342 | 2185.02 | 2615.7455 | 0 | 0 | 2615.7455 | 0.01224%
2026 | 222 | 222-2085 | Tier-3 | Tier-3---3 | 5--5 | 910 | 544 | 3261.4227 | 83.38% | 16% | 0.6198% | 162.5687 | 0 | 0 | 162.5687 | 0 | 155.0795 | 7.5846 | 20.4466 | 155.0795 | 7.5846 | 20.4466 | 163.3656 | 7.9899 | 20.4466 | 4.985% | 0.35117 | 0.33018 | 9287.3202 | 1207.9834 | 1459.1451 | 6620.1916 | 9385.4492 | 0 | 0 | 9385.4492 | 0.03412%
2026 | 223 | 223-536R | Tier-2 | Tier-2---19 | 1--4 | 8 | 5 | 4.8357 | 94.16% | 0% | 5.835% | 0.28459 | 0 | 0 | 0.28459 | 0 | 0.27148 | 0.069711 | 3.8944 | 0.27148 | 0.069711 | 3.8944 | 0.28599 | 0.073436 | 3.8944 | 5.885% | 0.0018852 | 0.0017674 | 2565.0639 | 388.8234 | 137.2862 | 2038.9544 | 2575.0428 | 0 | 0 | 2575.0428 | 5.974e-05%
2026 | 230 | 230-1008R | Tier-2 | Tier-2---16 | 4--3 | 9 | 9 | 29.9584 | 96.46% | 2.54% | 0.9994% | 2.8898 | 0 | 0 | 2.8898 | 0 | 2.7567 | 0.12548 | 21.9689 | 2.7567 | 0.12548 | 21.9689 | 2.904 | 0.13219 | 21.9689 | 9.646% | 0.055697 | 0.050127 | 537.8829 | 82.2553 | 33.2931 | 422.3344 | 539.9982 | 0 | 0 | 539.9982 | 0.0006066%
2026 | 230 | 230-127AE | Tier-2 | Tier-2---7 | 5--5 | 269 | 213 | 422.4651 | 76.79% | 21.48% | 1.73% | 25.6865 | 0 | 0 | 25.6865 | 0 | 24.5032 | 2.9697 | 8.2511 | 24.5032 | 2.9697 | 8.2511 | 25.8124 | 3.1284 | 8.2511 | 6.08% | 0.093988 | 0.086546 | 4494.8739 | 563.2432 | 960.6446 | 2970.9861 | 4584.5968 | 0 | 0 | 4584.5968 | 0.005392%
2026 | 230 | 230-133AE | Tier-2 | Tier-2---6 | 5--5 | 328 | 221 | 947.6516 | 88.55% | 10.64% | 0.8078% | 56.5412 | 0 | 0 | 56.5412 | 0 | 53.9364 | 3.0812 | 17.5048 | 53.9364 | 3.0812 | 17.5048 | 56.8183 | 3.2459 | 17.5048 | 5.966% | 0.095565 | 0.089126 | 9916.3461 | 1445.4329 | 1050.4793 | 7420.4339 | 9998.3622 | 0 | 0 | 9998.3622 | 0.01187%
2026 | 230 | 230-1586R | Tier-2 | Tier-2---7 | 4--5 | 245 | 177 | 476.4865 | 62.01% | 36.72% | 1.273% | 21.3459 | 0 | 0 | 21.3459 | 0 | 20.3625 | 2.4678 | 8.2513 | 20.3625 | 2.4678 | 8.2513 | 21.4505 | 2.5996 | 8.2513 | 4.48% | 0.084625 | 0.078511 | 5630.5637 | 561.1393 | 2038.0856 | 3031.3388 | 5797.1367 | 0 | 0 | 5797.1367 | 0.004481%
2026 | 230 | 230-1606R | Tier-2 | Tier-2---11 | 4--4 | 71 | 51 | 185.0767 | 40.42% | 58.67% | 0.9045% | 5.3739 | 0 | 0 | 5.3739 | 0 | 5.1264 | 0.71106 | 7.2095 | 5.1264 | 0.71106 | 7.2095 | 5.4003 | 0.74905 | 7.2095 | 2.904% | 0.062818 | 0.058306 | 2946.2367 | 194.5466 | 1610.7155 | 1140.9746 | 3082.0777 | 0 | 0 | 3082.0777 | 0.001128%
2026 | 230 | 230-181 | Tier-2 | Tier-2---9 | 4--4 | 52 | 38 | 148.8171 | 90.62% | 8.321% | 1.055% | 9.8555 | 0 | 0 | 9.8555 | 0 | 9.4014 | 0.52981 | 17.745 | 9.4014 | 0.52981 | 17.745 | 9.9038 | 0.55812 | 17.745 | 6.623% | 0.063241 | 0.05862 | 2353.1666 | 304.6061 | 482.4063 | 1566.1542 | 2370.5606 | 0 | 0 | 2370.5606 | 0.002069%
2026 | 230 | 230-2060R | Tier-2 | Tier-2---4 | 4--5 | 236 | 183 | 578.2503 | 86.36% | 12.53% | 1.105% | 38.7235 | 0 | 0 | 38.7235 | 0 | 36.9396 | 2.5514 | 14.4779 | 36.9396 | 2.5514 | 14.4779 | 38.9133 | 2.6878 | 14.4779 | 6.697% | 0.088414 | 0.081559 | 6540.2273 | 927.2098 | 823.7907 | 4789.2268 | 6615.2094 | 0 | 0 | 6615.2094 | 0.008128%
2026 | 230 | 230-2067 | Tier-2 | Tier-2---16 | 4--3 | 6 | 6 | 24.6544 | 66.14% | 33% | 0.8592% | 1.6307 | 0 | 0 | 1.6307 | 0 | 1.5556 | 0.083654 | 18.5955 | 1.5556 | 0.083654 | 18.5955 | 1.6387 | 0.088123 | 18.5955 | 6.614% | 0.054619 | 0.049157 | 451.389 | 49.4904 | 139.1284 | 262.7702 | 468.37 | 0 | 0 | 468.37 | 0.0003423%
2026 | 230 | 230-371AE | Tier-2 | Tier-2---13 | 4--3 | 41 | 29 | 66.0989 | 47.04% | 51.57% | 1.387% | 2.1994 | 0 | 0 | 2.1994 | 0 | 2.0981 | 0.40433 | 5.1891 | 2.0981 | 0.40433 | 5.1891 | 2.2102 | 0.42593 | 5.1891 | 3.327% | 0.059006 | 0.054832 | 1120.2069 | 86.6285 | 524.1056 | 509.4728 | 1165.3602 | 0 | 0 | 1165.3602 | 0.0004617%
2026 | 231 | 231-1136R | Tier-2 | Tier-2---7 | 4--5 | 357 | 245 | 532.5953 | 91.49% | 6.883% | 1.625% | 33.4411 | 0 | 0 | 33.4411 | 0 | 31.9005 | 3.4159 | 9.3389 | 31.9005 | 3.4159 | 9.3389 | 33.605 | 3.5984 | 9.3389 | 6.279% | 0.054655 | 0.050904 | 9744.7482 | 1528.1869 | 1244.2736 | 6972.2877 | 9805.8354 | 0 | 0 | 9805.8354 | 0.007019%
2026 | 231 | 231-1635R | Tier-2 | Tier-2---4 | 5--5 | 862 | 613 | 1024.1696 | 93.53% | 4.422% | 2.048% | 68.1205 | 0 | 0 | 68.1205 | 0 | 64.9823 | 8.5466 | 7.6033 | 64.9823 | 8.5466 | 7.6033 | 68.4544 | 9.0033 | 7.6033 | 6.651% | 0.11648 | 0.10819 | 8792.8912 | 1469.9696 | 598.2137 | 6724.7079 | 8836.4425 | 0 | 0 | 8836.4425 | 0.0143%
2026 | 232 | 232-40AE | Tier-2 | Tier-2---19 | 2--3 | 5 | 4 | 11.1503 | 0.2712% | 98.76% | 0.9657% | 0.0024193 | 0 | 0 | 0.0024193 | 0 | 0.0023079 | 0.055769 | 0.041383 | 0.0023079 | 0.055769 | 0.041383 | 0.0024312 | 0.058749 | 0.041383 | 0.0217% | 0.0059544 | 0.005478 | 1872.6196 | 2.8979 | 1701.602 | 168.1196 | 2035.0144 | 0 | 0 | 2035.0144 | 5.078e-07%
2026 | 233 | 233-123R | Tier-2 | Tier-2---4 | 4--5 | 412 | 292 | 528.7545 | 93.49% | 4.613% | 1.898% | 35.0347 | 0 | 0 | 35.0347 | 0 | 33.4208 | 4.0711 | 8.2092 | 33.4208 | 4.0711 | 8.2092 | 35.2065 | 4.2887 | 8.2092 | 6.626% | 0.06125 | 0.056909 | 8632.6707 | 1309.838 | 600.1971 | 6722.6355 | 8675.5474 | 0 | 0 | 8675.5474 | 0.007354%
2026 | 233 | 233-41R | Tier-2 | Tier-2---9 | 4--5 | 273 | 222 | 183.353 | 90.69% | 5.205% | 4.101% | 13.5225 | 0 | 0 | 13.5225 | 0 | 12.8995 | 3.0952 | 4.1676 | 12.8995 | 3.0952 | 4.1676 | 13.5888 | 3.2606 | 4.1676 | 7.375% | 0.044487 | 0.040869 | 4121.4954 | 626.0879 | 496.8097 | 2998.5978 | 4155.4456 | 0 | 0 | 4155.4456 | 0.002838%
2026 | 233 | 233-81F | Tier-2 | Tier-2---12 | 3--5 | 99 | 89 | 110.7293 | 80.07% | 17.19% | 2.737% | 7.9706 | 0 | 0 | 7.9706 | 0 | 7.6034 | 1.2409 | 6.1275 | 7.6034 | 1.2409 | 6.1275 | 8.0096 | 1.3072 | 6.1275 | 7.198% | 0.02204 | 0.020058 | 5024.0598 | 647.7753 | 960.0108 | 3416.2738 | 5122.9646 | 0 | 0 | 5122.9646 | 0.001673%
2026 | 233 | 233-86F | Tier-2 | Tier-2---8 | 5--5 | 412 | 327 | 706.2331 | 54.32% | 44.07% | 1.616% | 30.4453 | 0 | 0 | 30.4453 | 0 | 29.0428 | 4.5591 | 6.3703 | 29.0428 | 4.5591 | 6.3703 | 30.5946 | 4.8027 | 6.3703 | 4.311% | 0.1204 | 0.11084 | 5865.9084 | 518.326 | 2449.0121 | 2898.5703 | 6096.9397 | 0 | 0 | 6096.9397 | 0.006391%
2026 | 234 | 234-48R | Tier-2 | Tier-2---4 | 4--5 | 334 | 216 | 716.3442 | 96.34% | 2.639% | 1.021% | 44.6309 | 0 | 0 | 44.6309 | 0 | 42.5749 | 3.0115 | 14.1373 | 42.5749 | 3.0115 | 14.1373 | 44.8497 | 3.1724 | 14.1373 | 6.23% | 0.047931 | 0.044832 | 14945.1963 | 2921.5226 | 549.3325 | 11474.3413 | 14983.0164 | 0 | 0 | 14983.0164 | 0.009368%
2026 | 235 | 235-897R | Tier-2 | Tier-2---5 | 5--5 | 241 | 130 | 866.8246 | 43.88% | 55.6% | 0.5206% | 20.5189 | 0 | 0 | 20.5189 | 0 | 19.5737 | 1.8125 | 10.7993 | 19.5737 | 1.8125 | 10.7993 | 20.6195 | 1.9093 | 10.7993 | 2.367% | 0.1179 | 0.11154 | 7352.2019 | 570.5761 | 3790.2833 | 2991.3426 | 7587.4467 | 0 | 0 | 7587.4467 | 0.004307%
2026 | 235 | 235-899R | Tier-2 | Tier-2---1 | 5--5 | 531 | 270 | 2436.3247 | 84.48% | 15.14% | 0.3828% | 104.6568 | 0 | 0 | 104.6568 | 0 | 99.8355 | 3.7644 | 26.5208 | 99.8355 | 3.7644 | 26.5208 | 105.1698 | 3.9656 | 26.5208 | 4.296% | 0.15496 | 0.14709 | 15721.7941 | 2441.7508 | 2344.0438 | 10935.9995 | 15852.4945 | 0 | 0 | 15852.4945 | 0.02197%
2026 | 236 | 236-1535R | Tier-3 | Tier-3---4 | 5--5 | 252 | 162 | 1123.8498 | 89.29% | 10.22% | 0.4922% | 64.5085 | 0 | 0 | 64.5085 | 0 | 61.5367 | 2.2587 | 27.2449 | 61.5367 | 2.2587 | 27.2449 | 64.8247 | 2.3793 | 27.2449 | 5.74% | 0.12847 | 0.12021 | 8747.8328 | 1479.3496 | 871.8453 | 6396.6378 | 8812.2105 | 0 | 0 | 8812.2105 | 0.01354%
2026 | 236 | 236-1561R | Tier-3 | Tier-3---13 | 5--4 | 137 | 97 | 444.4117 | 83% | 16.25% | 0.7514% | 26.1151 | 0 | 0 | 26.1151 | 0 | 24.912 | 1.3524 | 18.4206 | 24.912 | 1.3524 | 18.4206 | 26.2431 | 1.4247 | 18.4206 | 5.876% | 0.17766 | 0.16508 | 2501.5323 | 344.8298 | 385.247 | 1771.4555 | 2533.9448 | 0 | 0 | 2533.9448 | 0.005482%
2026 | 236 | 236-1563R | Tier-3 | Tier-3---13 | 5--4 | 81 | 69 | 322.2295 | 90.43% | 8.853% | 0.72% | 24.8215 | 0 | 0 | 24.8215 | 0 | 23.678 | 0.96202 | 24.6129 | 23.678 | 0.96202 | 24.6129 | 24.9432 | 1.0134 | 24.6129 | 7.703% | 0.17215 | 0.15749 | 1871.7647 | 281.6479 | 145.5683 | 1444.5485 | 1888.4496 | 0 | 0 | 1888.4496 | 0.00521%
2026 | 236 | 236-1567R | Tier-3 | Tier-3---10 | 5--5 | 171 | 127 | 728.3381 | 86.22% | 13.17% | 0.6054% | 46.6398 | 0 | 0 | 46.6398 | 0 | 44.4912 | 1.7707 | 25.1268 | 44.4912 | 1.7707 | 25.1268 | 46.8685 | 1.8653 | 25.1268 | 6.404% | 0.18129 | 0.16783 | 4017.5481 | 642.8423 | 507.3315 | 2867.3744 | 4061.9582 | 0 | 0 | 4061.9582 | 0.00979%
2026 | 236 | 236-1569R | Tier-3 | Tier-3---8 | 5--5 | 498 | 306 | 2598.3213 | 86.94% | 12.66% | 0.4079% | 138.7975 | 0 | 0 | 138.7975 | 0 | 132.4034 | 4.2663 | 31.0344 | 132.4034 | 4.2663 | 31.0344 | 139.4779 | 4.4943 | 31.0344 | 5.342% | 0.21435 | 0.20117 | 12122.1344 | 1764.7125 | 1443.2517 | 8914.1702 | 12225.8174 | 0 | 0 | 12225.8174 | 0.02913%
2026 | 236 | 236-1573R | Tier-3 | Tier-3---7 | 5--5 | 192 | 130 | 969.4749 | 84.94% | 14.59% | 0.4654% | 55.7567 | 0 | 0 | 55.7567 | 0 | 53.1881 | 1.8125 | 29.3452 | 53.1881 | 1.8125 | 29.3452 | 56.03 | 1.9093 | 29.3452 | 5.751% | 0.18488 | 0.17236 | 5243.9365 | 792.3542 | 712.8146 | 3738.7677 | 5301.2873 | 0 | 0 | 5301.2873 | 0.0117%
2026 | 237 | 237-1761R | Tier-3 | Tier-3---12 | 5--5 | 126 | 113 | 522.7762 | 95.9% | 3.361% | 0.7442% | 44.9594 | 0 | 0 | 44.9594 | 0 | 42.8882 | 1.5755 | 27.2224 | 42.8882 | 1.5755 | 27.2224 | 45.1798 | 1.6597 | 27.2224 | 8.6% | 0.14935 | 0.13596 | 3500.2866 | 538.7804 | 128.5026 | 2833.0037 | 3514.4416 | 0 | 0 | 3514.4416 | 0.009437%
2026 | 237 | 237-1765R | Tier-3 | Tier-3---1 | 5--5 | 223 | 158 | 2444.4351 | 92.59% | 7.183% | 0.2234% | 160.3656 | 0 | 0 | 160.3656 | 0 | 152.9778 | 2.2029 | 69.4444 | 152.9778 | 2.2029 | 69.4444 | 161.1517 | 2.3206 | 69.4444 | 6.56% | 0.25909 | 0.24073 | 9434.877 | 1790.0282 | 634.4518 | 7010.397 | 9488.1637 | 0 | 0 | 9488.1637 | 0.03366%
2026 | 237 | 237-17R | Tier-2 | Tier-2---1 | 5--5 | 536 | 275 | 2654.2774 | 88.95% | 10.68% | 0.3671% | 121.1357 | 0 | 0 | 121.1357 | 0 | 115.5552 | 3.8341 | 30.1386 | 115.5552 | 3.8341 | 30.1386 | 121.7295 | 4.039 | 30.1386 | 4.564% | 0.15539 | 0.14742 | 17081.2815 | 2840.7254 | 1819.0583 | 12421.4979 | 17183.3353 | 0 | 0 | 17183.3353 | 0.02543%
2026 | 237 | 237-26F | Tier-2 | Tier-2---10 | 5--4 | 113 | 46 | 243.3269 | 22.41% | 76.53% | 1.061% | 2.2199 | 0 | 0 | 2.2199 | 0 | 2.1177 | 0.64135 | 3.3019 | 2.1177 | 0.64135 | 3.3019 | 2.2308 | 0.67561 | 3.3019 | 0.9123% | 0.10897 | 0.10454 | 2232.9014 | 83.0982 | 1551.1406 | 598.6626 | 2306.4197 | 0 | 0 | 2306.4197 | 0.000466%
2026 | 237 | 237-28F | Tier-2 | Tier-2---7 | 5--5 | 59 | 29 | 276.8464 | 89.51% | 9.983% | 0.5111% | 12.1797 | 0 | 0 | 12.1797 | 0 | 11.6186 | 0.40433 | 28.7357 | 11.6186 | 0.40433 | 28.7357 | 12.2394 | 0.42593 | 28.7357 | 4.399% | 0.10804 | 0.10273 | 2562.3441 | 370.7553 | 259.1168 | 1932.4719 | 2576.2443 | 0 | 0 | 2576.2443 | 0.002557%
2026 | 237 | 237-2R | Tier-3 | Tier-3---2 | 5--5 | 499 | 344 | 3287.5739 | 91.84% | 7.803% | 0.3572% | 208.1434 | 0 | 0 | 208.1434 | 0 | 198.5547 | 4.7961 | 41.3988 | 198.5547 | 4.7961 | 41.3988 | 209.1637 | 5.0524 | 41.3988 | 6.331% | 0.18156 | 0.16904 | 18107.5885 | 3632.5791 | 1358.7984 | 13116.211 | 18216.9993 | 0 | 0 | 18216.9993 | 0.04369%
2026 | 237 | 237-30R | Tier-3 | Tier-3---1 | 5--5 | 651 | 565 | 6959.5787 | 90.17% | 9.556% | 0.2771% | 544.6269 | 0 | 0 | 544.6269 | 0 | 519.537 | 7.8774 | 65.9529 | 519.537 | 7.8774 | 65.9529 | 547.2966 | 8.2983 | 65.9529 | 7.826% | 0.49249 | 0.44974 | 14131.5489 | 2201.6928 | 1248.2128 | 10681.6433 | 14263.6064 | 0 | 0 | 14263.6064 | 0.1143%
2026 | 239 | 239-2207R | Tier-3 | Tier-3---16 | 4--4 | 127 | 110 | 165.8683 | 90.26% | 7.593% | 2.142% | 12.968 | 0 | 0 | 12.968 | 0 | 12.3705 | 1.5337 | 8.0661 | 12.3705 | 1.5337 | 8.0661 | 13.0315 | 1.6156 | 8.0661 | 7.818% | 0.078224 | 0.071448 | 2120.4383 | 333.2176 | 179.7389 | 1607.4818 | 2140.0132 | 0 | 0 | 2140.0132 | 0.002722%
2026 | 239 | 239-2211R | Tier-3 | Tier-3---16 | 5--4 | 55 | 50 | 226.1764 | 90.88% | 8.368% | 0.7485% | 18.687 | 0 | 0 | 18.687 | 0 | 17.8261 | 0.69711 | 25.5713 | 17.8261 | 0.69711 | 25.5713 | 18.7786 | 0.73436 | 25.5713 | 8.262% | 0.11902 | 0.1082 | 1900.3448 | 281.2109 | 151.0924 | 1468.0415 | 1917.6693 | 0 | 0 | 1917.6693 | 0.003922%
2026 | 239 | 239-2213R | Tier-3 | Tier-3---15 | 5--4 | 134 | 111 | 215.3295 | 82.04% | 16.39% | 1.578% | 14.6327 | 0 | 0 | 14.6327 | 0 | 13.9586 | 1.5476 | 9.0195 | 13.9586 | 1.5476 | 9.0195 | 14.7044 | 1.6303 | 9.0195 | 6.795% | 0.1294 | 0.11869 | 1664.0021 | 212.2821 | 299.3019 | 1152.4181 | 1691.0006 | 0 | 0 | 1691.0006 | 0.003071%
2026 | 239 | 239-2215R | Tier-3 | Tier-3---10 | 5--5 | 305 | 250 | 915.8385 | 88.22% | 10.91% | 0.8692% | 66.2252 | 0 | 0 | 66.2252 | 0 | 63.1744 | 3.4856 | 18.1245 | 63.1744 | 3.4856 | 18.1245 | 66.5499 | 3.6718 | 18.1245 | 7.231% | 0.15408 | 0.14145 | 5944.0776 | 898.9932 | 660.8714 | 4384.2129 | 6006.5995 | 0 | 0 | 6006.5995 | 0.0139%
2026 | 239 | 239-2217R | Tier-3 | Tier-3---16 | 4--4 | 108 | 101 | 444.3449 | 30.41% | 68.9% | 0.6851% | 12.6378 | 0 | 0 | 12.6378 | 0 | 12.0556 | 1.4082 | 8.5612 | 12.0556 | 1.4082 | 8.5612 | 12.6998 | 1.4834 | 8.5612 | 2.844% | 0.073205 | 0.066359 | 6069.8378 | 288.4259 | 3924.7521 | 1856.6598 | 6505.5963 | 0 | 0 | 6505.5963 | 0.002653%
2026 | 239 | 239-89R | Tier-3 | Tier-3---17 | 4--4 | 52 | 38 | 82.0466 | 94.42% | 3.771% | 1.81% | 5.6611 | 0 | 0 | 5.6611 | 0 | 5.4003 | 0.52981 | 10.1929 | 5.4003 | 0.52981 | 10.1929 | 5.6888 | 0.55812 | 10.1929 | 6.9% | 0.064786 | 0.060051 | 1266.4282 | 154.9054 | 278.3508 | 833.172 | 1272.0005 | 0 | 0 | 1272.0005 | 0.001188%
2026 | 240 | 240-1028R | Tier-2 | Tier-2---9 | 4--5 | 165 | 99 | 195.1953 | 90.44% | 7.788% | 1.769% | 10.5923 | 0 | 0 | 10.5923 | 0 | 10.1043 | 1.3803 | 7.3205 | 10.1043 | 1.3803 | 7.3205 | 10.6442 | 1.454 | 7.3205 | 5.427% | 0.045174 | 0.042464 | 4320.9466 | 718.78 | 412.5342 | 3189.6324 | 4347.308 | 0 | 0 | 4347.308 | 0.002223%
2026 | 240 | 240-1044 | Tier-3 | Tier-3---16 | 4--4 | 71 | 40 | 119.2796 | 91.6% | 7.213% | 1.188% | 6.1554 | 0 | 0 | 6.1554 | 0 | 5.8719 | 0.55769 | 10.5289 | 5.8719 | 0.55769 | 10.5289 | 6.1856 | 0.58749 | 10.5289 | 5.161% | 0.076308 | 0.072009 | 1563.1261 | 243.3751 | 155.5211 | 1164.2298 | 1570.966 | 0 | 0 | 1570.966 | 0.001292%
2026 | 240 | 240-1148 | Tier-3 | Tier-3---17 | 4--4 | 75 | 64 | 81.4187 | 85.86% | 11.44% | 2.706% | 5.965 | 0 | 0 | 5.965 | 0 | 5.6902 | 0.89231 | 6.377 | 5.6902 | 0.89231 | 6.377 | 5.9943 | 0.93998 | 6.377 | 7.326% | 0.037482 | 0.034284 | 2172.1964 | 294.7676 | 257.633 | 1619.7958 | 2200.8601 | 0 | 0 | 2200.8601 | 0.001252%
2026 | 240 | 240-2004R | Tier-3 | Tier-3---12 | 5--5 | 623 | 363 | 772.9985 | 88.27% | 9.933% | 1.797% | 39.7566 | 0 | 0 | 39.7566 | 0 | 37.9251 | 5.061 | 7.4935 | 37.9251 | 5.061 | 7.4935 | 39.9515 | 5.3315 | 7.4935 | 5.143% | 0.095775 | 0.090195 | 8070.9504 | 1314.8813 | 873.0539 | 5883.0151 | 8129.5263 | 0 | 0 | 8129.5263 | 0.008345%
2026 | 240 | 240-2006R | Tier-3 | Tier-3---12 | 4--5 | 269 | 189 | 539.6343 | 93.67% | 5.127% | 1.207% | 35.5134 | 0 | 0 | 35.5134 | 0 | 33.8774 | 2.6351 | 12.8562 | 33.8774 | 2.6351 | 12.8562 | 35.6875 | 2.7759 | 12.8562 | 6.581% | 0.06999 | 0.065073 | 7710.1411 | 1171.5655 | 451.3222 | 6087.2534 | 7747.0452 | 0 | 0 | 7747.0452 | 0.007454%
2026 | 240 | 240-2032R | Tier-3 | Tier-3---12 | 5--5 | 344 | 265 | 650.049 | 82.45% | 16.15% | 1.395% | 41.2898 | 0 | 0 | 41.2898 | 0 | 39.3877 | 3.6947 | 10.6606 | 39.3877 | 3.6947 | 10.6606 | 41.4922 | 3.8921 | 10.6606 | 6.352% | 0.12278 | 0.11332 | 5294.5591 | 720.5691 | 843.0129 | 3730.977 | 5372.0983 | 0 | 0 | 5372.0983 | 0.008667%
2026 | 242 | 242-1426F | Tier-2 | Tier-2---10 | 5--4 | 117 | 56 | 427.3794 | 25.24% | 74.25% | 0.5092% | 5.1639 | 0 | 0 | 5.1639 | 0 | 4.926 | 0.78077 | 6.3091 | 4.926 | 0.78077 | 6.3091 | 5.1892 | 0.82249 | 6.3091 | 1.208% | 0.10724 | 0.10211 | 3985.1049 | 204.0417 | 2738.8493 | 1042.2139 | 4134.8623 | 0 | 0 | 4134.8623 | 0.001084%
2026 | 242 | 242-1427F | Tier-2 | Tier-2---20 | 5--1 | 5 | 3 | 9.9641 | 28.96% | 70.38% | 0.6624% | 0.17312 | 0 | 0 | 0.17312 | 0 | 0.16514 | 0.041827 | 3.9483 | 0.16514 | 0.041827 | 3.9483 | 0.17397 | 0.044062 | 3.9483 | 1.737% | 0.096908 | 0.091093 | 102.8209 | 5.0667 | 61.0208 | 36.7333 | 107.4834 | 0 | 0 | 107.4834 | 3.634e-05%
2026 | 243 | 243-14R | Tier-2 | Tier-2---11 | 4--4 | 470 | 1 | 321.4724 | 13.36% | 84.05% | 2.591% | 0.0091376 | 0 | 0 | 0.0091376 | 0 | 0.0087167 | 0.013942 | 0.6252 | 0.0087167 | 0.013942 | 0.6252 | 0.0091824 | 0.014687 | 0.6252 | 0.002842% | 0.066445 | 0.066431 | 4838.1873 | 94.8929 | 3936.5433 | 806.7511 | 4839.0794 | 0 | 0 | 4839.0794 | 1.918e-06%
2026 | 246 | 246-34R | Tier-3 | Tier-3---12 | 4--5 | 436 | 310 | 673.2377 | 73.17% | 25.57% | 1.264% | 35.0241 | 0 | 0 | 35.0241 | 0 | 33.4106 | 4.3221 | 7.7302 | 33.4106 | 4.3221 | 7.7302 | 35.1957 | 4.553 | 7.7302 | 5.202% | 0.070488 | 0.065476 | 9551.097 | 1283.5559 | 2416.0529 | 5851.4883 | 9747.2561 | 0 | 0 | 9747.2561 | 0.007352%
2026 | 247 | 247-46 | Tier-3 | Tier-3---16 | 4--5 | 227 | 161 | 297.9922 | 66.6% | 32.06% | 1.34% | 14.0755 | 0 | 0 | 14.0755 | 0 | 13.4271 | 2.2447 | 5.9817 | 13.4271 | 2.2447 | 5.9817 | 14.1445 | 2.3646 | 5.9817 | 4.723% | 0.045228 | 0.042021 | 6588.6081 | 720.5327 | 2027.5414 | 3840.534 | 6756.6115 | 0 | 0 | 6756.6115 | 0.002954%
2026 | 247 | 247-48 | Tier-2 | Tier-2---16 | 3--3 | 9 | 9 | 19.6012 | 90.45% | 8.053% | 1.494% | 1.773 | 0 | 0 | 1.773 | 0 | 1.6913 | 0.12548 | 13.4787 | 1.6913 | 0.12548 | 13.4787 | 1.7817 | 0.13219 | 13.4787 | 9.045% | 0.026216 | 0.023594 | 747.6923 | 111.2463 | 59.7602 | 576.6859 | 755.6235 | 0 | 0 | 755.6235 | 0.0003722%
2026 | 249 | 249-24R | Tier-3 | Tier-3---12 | 5--5 | 464 | 292 | 678.7483 | 77.57% | 20.95% | 1.472% | 33.1348 | 0 | 0 | 33.1348 | 0 | 31.6083 | 4.0711 | 7.764 | 31.6083 | 4.0711 | 7.764 | 33.2972 | 4.2887 | 7.764 | 4.882% | 0.10094 | 0.094585 | 6724.4875 | 983.1026 | 1380.1319 | 4361.253 | 6825.7674 | 0 | 0 | 6825.7674 | 0.006955%
2026 | 252 | 252-129 | Tier-2 | Tier-2---18 | 3--3 | 98 | 86 | 18.3528 | 64.84% | 17.74% | 17.42% | 1.0443 | 0 | 0 | 1.0443 | 0 | 0.99617 | 1.199 | 0.83081 | 0.99617 | 1.199 | 0.83081 | 1.0494 | 1.2631 | 0.83081 | 5.69% | 0.02391 | 0.021811 | 767.5898 | 85.4984 | 240.0519 | 442.0395 | 793.552 | 0 | 0 | 793.552 | 0.0002192%
2026 | 283 | 283-55R | Tier-3 | Tier-3---9 | 5--5 | 109 | 96 | 691.0798 | 89.15% | 10.28% | 0.5685% | 54.2648 | 0 | 0 | 54.2648 | 0 | 51.7649 | 1.3385 | 38.675 | 51.7649 | 1.3385 | 38.675 | 54.5308 | 1.41 | 38.675 | 7.852% | 0.20157 | 0.18382 | 3428.458 | 524.1491 | 347.4063 | 2556.9026 | 3464.3683 | 0 | 0 | 3464.3683 | 0.01139%
2026 | 283 | 283-71F | Tier-3 | Tier-3---13 | 5--4 | 127 | 112 | 488.2766 | 50.8% | 48.52% | 0.6792% | 21.8769 | 0 | 0 | 21.8769 | 0 | 20.8691 | 1.5615 | 13.3645 | 20.8691 | 1.5615 | 13.3645 | 21.9842 | 1.645 | 13.3645 | 4.48% | 0.19011 | 0.17335 | 2568.3277 | 217.0861 | 1132.2268 | 1219.0148 | 2690.5306 | 0 | 0 | 2690.5306 | 0.004592%
2026 | 283 | 283-80F | Tier-3 | Tier-3---19 | 5--1 | 2 | 2 | 12.6809 | 12.84% | 86.88% | 0.2755% | 0.16282 | 0 | 0 | 0.16282 | 0 | 0.15532 | 0.027885 | 5.57 | 0.15532 | 0.027885 | 5.57 | 0.16362 | 0.029374 | 5.57 | 1.284% | 0.17072 | 0.15365 | 74.2788 | 2.2461 | 52.1868 | 19.8459 | 81.4723 | 0 | 0 | 81.4723 | 3.418e-05%
2026 | 288 | 288-149R | Tier-2 | Tier-2---12 | 3--5 | 170 | 2 | 110.4011 | 75.76% | 21.09% | 3.152% | 0.098397 | 0 | 0 | 0.098397 | 0 | 0.093864 | 0.027885 | 3.3662 | 0.093864 | 0.027885 | 3.3662 | 0.09888 | 0.029374 | 3.3662 | 0.08913% | 0.02124 | 0.021215 | 5197.889 | 630.048 | 1286.7386 | 3281.1025 | 5199.3732 | 0 | 0 | 5199.3732 | 2.065e-05%
2026 | 288 | 288-2375R | Tier-2 | Tier-2---19 | 2--4 | 7 | 2 | 8.0662 | 91.05% | 6.346% | 2.603% | 0.20984 | 0 | 0 | 0.20984 | 0 | 0.20017 | 0.027885 | 7.1785 | 0.20017 | 0.027885 | 7.1785 | 0.21087 | 0.029374 | 7.1785 | 2.601% | 0.0067116 | 0.0065198 | 1201.8253 | 174.6812 | 136.8966 | 890.2475 | 1204.9888 | 0 | 0 | 1204.9888 | 4.404e-05%
2026 | 288 | 288-2380F | Tier-2 | Tier-2---12 | 4--5 | 43 | 34 | 114.0664 | 66.42% | 32.7% | 0.8812% | 5.9907 | 0 | 0 | 5.9907 | 0 | 5.7147 | 0.47404 | 12.0555 | 5.7147 | 0.47404 | 12.0555 | 6.0201 | 0.49937 | 12.0555 | 5.252% | 0.030344 | 0.027945 | 3759.1098 | 411.8777 | 1165.9601 | 2181.2719 | 3867.484 | 0 | 0 | 3867.484 | 0.001257%
2026 | 296 | 296-68F | Tier-2 | Tier-2---21 | 1--2 | 43 | 29 | 1.8827 | 64.81% | 0% | 35.19% | 0.082296 | 0 | 0 | 0.082296 | 0 | 0.078504 | 0.40433 | 0.19416 | 0.078504 | 0.40433 | 0.19416 | 0.082699 | 0.42593 | 0.19416 | 4.371% | 0.0027146 | 0.0025315 | 693.5578 | 98.2554 | 297.2044 | 298.098 | 711.207 | 0 | 0 | 711.207 | 1.727e-05%
2026 | 300 | 300-483F | Tier-2 | Tier-2---12 | 3--5 | 69 | 68 | 101.1563 | 97.7% | 0% | 2.297% | 9.74 | 0 | 0 | 9.74 | 0 | 9.2913 | 0.94808 | 9.8002 | 9.2913 | 0.94808 | 9.8002 | 9.7878 | 0.99873 | 9.8002 | 9.629% | 0.018397 | 0.016584 | 5498.5218 | 994.0131 | 114.7317 | 4389.777 | 5512.3299 | 0 | 0 | 5512.3299 | 0.002044%
2026 | 300 | 300-484F | Tier-2 | Tier-2---9 | 4--5 | 250 | 194 | 230.1484 | 75.7% | 22.04% | 2.261% | 13.5188 | 0 | 0 | 13.5188 | 0 | 12.896 | 2.7048 | 4.7678 | 12.896 | 2.7048 | 4.7678 | 13.585 | 2.8493 | 4.7678 | 5.874% | 0.039922 | 0.036824 | 5764.9522 | 606.5801 | 1692.4173 | 3465.9548 | 5882.8301 | 0 | 0 | 5882.8301 | 0.002838%
2026 | 307 | 307-1538F | Tier-2 | Tier-2---7 | 5--5 | 53 | 49 | 433.4142 | 51.51% | 48.13% | 0.3587% | 20.6411 | 0 | 0 | 20.6411 | 0 | 19.6902 | 0.68317 | 28.8218 | 19.6902 | 0.68317 | 28.8218 | 20.7423 | 0.71967 | 28.8218 | 4.762% | 0.10098 | 0.091642 | 4292.1557 | 366.942 | 1865.6861 | 2059.5276 | 4504.1668 | 0 | 0 | 4504.1668 | 0.004333%
2026 | 307 | 307-234R | Tier-2 | Tier-2---4 | 5--5 | 109 | 86 | 684.1346 | 69.69% | 29.83% | 0.4763% | 37.6171 | 0 | 0 | 37.6171 | 0 | 35.8842 | 1.199 | 29.9275 | 35.8842 | 1.199 | 29.9275 | 37.8015 | 1.2631 | 29.9275 | 5.498% | 0.11001 | 0.10133 | 6219.0213 | 711.7212 | 1737.152 | 3770.148 | 6380.483 | 0 | 0 | 6380.483 | 0.007896%
2026 | 308 | 308-486AE | Tier-2 | Tier-2---16 | 4--3 | 142 | 1 | 159.4756 | 1.494% | 97.08% | 1.429% | 0.0016774 | 0 | 0 | 0.0016774 | 0 | 0.0016001 | 0.013942 | 0.11476 | 0.0016001 | 0.013942 | 0.11476 | 0.0016856 | 0.014687 | 0.11476 | 0.001052% | 0.040279 | 0.04025 | 3959.3132 | 11.8255 | 3590.7261 | 356.7616 | 3962.0617 | 0 | 0 | 3962.0617 | 3.521e-07%
2026 | 308 | 308-563AE | Tier-2 | Tier-2---18 | 4--3 | 39 | 14 | 81.5523 | 7.703% | 91.46% | 0.8327% | 0.2255 | 0 | 0 | 0.2255 | 0 | 0.21511 | 0.19519 | 1.1021 | 0.21511 | 0.19519 | 1.1021 | 0.22661 | 0.20562 | 1.1021 | 0.2765% | 0.03316 | 0.031969 | 2459.3887 | 44.7352 | 2075.3977 | 339.2558 | 2543.9079 | 0 | 0 | 2543.9079 | 4.733e-05%
2026 | 311 | 311-1163F | Tier-2 | Tier-2---18 | 3--3 | 14 | 7 | 23.154 | 70.13% | 28.81% | 1.065% | 0.8119 | 0 | 0 | 0.8119 | 0 | 0.77449 | 0.097596 | 7.9357 | 0.77449 | 0.097596 | 7.9357 | 0.81588 | 0.10281 | 7.9357 | 3.506% | 0.018623 | 0.017692 | 1243.3167 | 81.357 | 709.3756 | 452.5841 | 1262.863 | 0 | 0 | 1262.863 | 0.0001704%
2026 | 311 | 311-1199 | Tier-2 | Tier-2---20 | 3--2 | 15 | 12 | 10.8001 | 28.53% | 67.91% | 3.563% | 0.24646 | 0 | 0 | 0.24646 | 0 | 0.23511 | 0.16731 | 1.4053 | 0.23511 | 0.16731 | 1.4053 | 0.24767 | 0.17625 | 1.4053 | 2.282% | 0.018336 | 0.016869 | 589.0165 | 20.3604 | 431.6923 | 136.9639 | 625.6249 | 0 | 0 | 625.6249 | 5.173e-05%
2026 | 311 | 311-14R | Tier-2 | Tier-2---14 | 3--4 | 14 | 12 | 246.05 | 7.341% | 92.49% | 0.1658% | 1.5481 | 0 | 0 | 1.5481 | 0 | 1.4768 | 0.16731 | 8.827 | 1.4768 | 0.16731 | 8.827 | 1.5557 | 0.17625 | 8.827 | 0.6292% | 0.018935 | 0.017312 | 12994.1779 | 107.2013 | 11392.857 | 1494.1196 | 14122.9583 | 0 | 0 | 14122.9583 | 0.000325%
2026 | 311 | 311-43 | Tier-2 | Tier-2---15 | 3--4 | 195 | 79 | 155.2668 | 1.703% | 96.44% | 1.86% | 0.10714 | 0 | 0 | 0.10714 | 0 | 0.10221 | 1.1014 | 0.092795 | 0.10221 | 1.1014 | 0.092795 | 0.10767 | 1.1603 | 0.092795 | 0.06901% | 0.027937 | 0.026805 | 5557.7075 | 11.1328 | 4976.695 | 569.8797 | 5788.3758 | 0 | 0 | 5788.3758 | 2.249e-05%
2026 | 312 | 312-14F | Tier-2 | Tier-2---14 | 3--4 | 53 | 15 | 197.5178 | 0.1105% | 99.63% | 0.2595% | 0.0061751 | 0 | 0 | 0.0061751 | 0 | 0.0058906 | 0.20913 | 0.028167 | 0.0058906 | 0.20913 | 0.028167 | 0.0062053 | 0.22031 | 0.028167 | 0.003126% | 0.018868 | 0.018334 | 10468.4008 | 14.5481 | 9413.1367 | 1040.7161 | 10772.9689 | 0 | 0 | 10772.9689 | 1.296e-06%
2026 | 315 | 315-1192F | Tier-2 | Tier-2---19 | 1--4 | 9 | 9 | 2.9239 | 90.71% | 0% | 9.29% | 0.26523 | 0 | 0 | 0.26523 | 0 | 0.25301 | 0.12548 | 2.0163 | 0.25301 | 0.12548 | 2.0163 | 0.26653 | 0.13219 | 2.0163 | 9.071% | 0.0015284 | 0.0013756 | 1913.0654 | 1007.4875 | 168.1228 | 737.4551 | 1932.8133 | 0 | 0 | 1932.8133 | 5.567e-05%
2026 | 315 | 315-485AE | Tier-2 | Tier-2---14 | 2--5 | 39 | 34 | 44.4978 | 97.71% | 0% | 2.29% | 3.7904 | 0 | 0 | 3.7904 | 0 | 3.6158 | 0.47404 | 7.6277 | 3.6158 | 0.47404 | 7.6277 | 3.809 | 0.49937 | 7.6277 | 8.518% | 0.00637 | 0.0058147 | 6985.5251 | 2468.7203 | 170.1118 | 4346.6929 | 7000.805 | 0 | 0 | 7000.805 | 0.0007956%
2026 | 350 | 350-2182R | Tier-2 | Tier-2---13 | 4--3 | 15 | 8 | 36.1393 | 94.02% | 5.411% | 0.5649% | 1.8122 | 0 | 0 | 1.8122 | 0 | 1.7288 | 0.11154 | 15.4992 | 1.7288 | 0.11154 | 15.4992 | 1.8211 | 0.1175 | 15.4992 | 5.015% | 0.068991 | 0.065311 | 523.8262 | 80.2912 | 27.7458 | 415.7892 | 525.5899 | 0 | 0 | 525.5899 | 0.0003804%
2026 | 350 | 350-2188R | Tier-2 | Tier-2---5 | 5--5 | 565 | 476 | 752.4795 | 78.87% | 19.12% | 2.014% | 49.997 | 0 | 0 | 49.997 | 0 | 47.6938 | 6.6365 | 7.1866 | 47.6938 | 6.6365 | 7.1866 | 50.2421 | 6.9911 | 7.1866 | 6.644% | 0.15121 | 0.13847 | 4976.3874 | 631.9786 | 954.5279 | 3389.8809 | 5073.1422 | 0 | 0 | 5073.1422 | 0.01049%
2026 | 350 | 350-2192R | Tier-2 | Tier-2---2 | 5--5 | 826 | 709 | 2025.3012 | 87.53% | 11.37% | 1.097% | 152.1603 | 0 | 0 | 152.1603 | 0 | 145.1506 | 9.8851 | 14.6838 | 145.1506 | 9.8851 | 14.6838 | 152.9062 | 10.4133 | 14.6838 | 7.513% | 0.18928 | 0.17303 | 10700.2197 | 1640.6573 | 1261.0201 | 7798.5423 | 10825.5282 | 0 | 0 | 10825.5282 | 0.03194%
2026 | 350 | 350-2196R | Tier-2 | Tier-2---5 | 5--5 | 807 | 711 | 1111.1446 | 85.23% | 12.69% | 2.072% | 83.441 | 0 | 0 | 83.441 | 0 | 79.5971 | 9.913 | 8.0296 | 79.5971 | 9.913 | 8.0296 | 83.85 | 10.4426 | 8.0296 | 7.509% | 0.19915 | 0.1816 | 5579.5197 | 797.1006 | 755.2806 | 4027.1385 | 5659.1192 | 0 | 0 | 5659.1192 | 0.01751%
2026 | 350 | 350-2201R | Tier-3 | Tier-3---4 | 5--5 | 361 | 297 | 1600.0661 | 94.09% | 5.343% | 0.5699% | 123.8563 | 0 | 0 | 123.8563 | 0 | 118.1505 | 4.1409 | 28.5328 | 118.1505 | 4.1409 | 28.5328 | 124.4634 | 4.3621 | 28.5328 | 7.741% | 0.1241 | 0.11389 | 12893.008 | 2307.4254 | 698.8971 | 9886.6855 | 12961.3485 | 0 | 0 | 12961.3485 | 0.026%
2026 | 350 | 350-41R | Tier-2 | Tier-2---3 | 5--5 | 475 | 373 | 1428.3995 | 91.38% | 7.839% | 0.7806% | 102.4982 | 0 | 0 | 102.4982 | 0 | 97.7763 | 5.2005 | 18.8014 | 97.7763 | 5.2005 | 18.8014 | 103.0006 | 5.4783 | 18.8014 | 7.176% | 0.12896 | 0.11884 | 11076.0411 | 1996.9228 | 1010.9834 | 8068.135 | 11157.4032 | 0 | 0 | 11157.4032 | 0.02151%
2026 | 351 | 351-819R | Tier-2 | Tier-2---1 | 5--5 | 341 | 225 | 2090.3176 | 91.75% | 7.875% | 0.3732% | 126.5474 | 0 | 0 | 126.5474 | 0 | 120.7176 | 3.137 | 38.4817 | 120.7176 | 3.137 | 38.4817 | 127.1678 | 3.3046 | 38.4817 | 6.054% | 0.14376 | 0.13427 | 14540.4698 | 3135.0555 | 1103.9508 | 10301.4635 | 14625.1984 | 0 | 0 | 14625.1984 | 0.02656%
2026 | 351 | 351-871R | Tier-3 | Tier-3---6 | 5--5 | 110 | 83 | 781.5367 | 96.92% | 2.713% | 0.3715% | 57.1518 | 0 | 0 | 57.1518 | 0 | 54.519 | 1.1572 | 47.1124 | 54.519 | 1.1572 | 47.1124 | 57.432 | 1.219 | 47.1124 | 7.313% | 0.11468 | 0.10603 | 6814.8869 | 1079.7555 | 189.4866 | 5545.6448 | 6832.0396 | 0 | 0 | 6832.0396 | 0.012%
2026 | 352 | 352-27R | Tier-3 | Tier-3---2 | 5--5 | 359 | 279 | 1835.8142 | 93.66% | 5.876% | 0.4611% | 133.6302 | 0 | 0 | 133.6302 | 0 | 127.4741 | 3.8899 | 32.7706 | 127.4741 | 3.8899 | 32.7706 | 134.2852 | 4.0977 | 32.7706 | 7.279% | 0.11814 | 0.10895 | 15539.9427 | 3024.467 | 902.1857 | 11613.29 | 15622.9294 | 0 | 0 | 15622.9294 | 0.02805%
2026 | 353 | 353-1429R | Tier-2 | Tier-2---6 | 5--5 | 204 | 161 | 1003.2846 | 77.44% | 22.07% | 0.495% | 61.3139 | 0 | 0 | 61.3139 | 0 | 58.4893 | 2.2447 | 26.0565 | 58.4893 | 2.2447 | 26.0565 | 61.6145 | 2.3646 | 26.0565 | 6.111% | 0.12141 | 0.11183 | 8263.4579 | 1440.9039 | 1734.7877 | 5087.7663 | 8423.2258 | 0 | 0 | 8423.2258 | 0.01287%
2026 | 353 | 353-593F | Tier-2 | Tier-2---7 | 5--5 | 56 | 46 | 254.848 | 92.09% | 7.347% | 0.5637% | 19.2779 | 0 | 0 | 19.2779 | 0 | 18.3898 | 0.64135 | 28.6738 | 18.3898 | 0.64135 | 28.6738 | 19.3724 | 0.67561 | 28.6738 | 7.564% | 0.10537 | 0.096717 | 2418.5368 | 364.9212 | 170.4852 | 1883.1304 | 2435.6592 | 0 | 0 | 2435.6592 | 0.004046%
2026 | 353 | 353-594F | Tier-2 | Tier-2---7 | 5--5 | 25 | 25 | 200.2632 | 99.27% | 0.3225% | 0.4078% | 19.8801 | 0 | 0 | 19.8801 | 0 | 18.9642 | 0.34856 | 54.4078 | 18.9642 | 0.34856 | 54.4078 | 19.9775 | 0.36718 | 54.4078 | 9.927% | 0.10216 | 0.091941 | 1960.3623 | 318.7574 | 13.0779 | 1628.5269 | 1961.9529 | 0 | 0 | 1961.9529 | 0.004173%
2026 | 353 | 353-900F | Tier-2 | Tier-2---8 | 5--5 | 28 | 25 | 371.854 | 40.83% | 58.99% | 0.1797% | 13.5558 | 0 | 0 | 13.5558 | 0 | 12.9313 | 0.34856 | 37.0995 | 12.9313 | 0.34856 | 37.0995 | 13.6222 | 0.36718 | 37.0995 | 3.645% | 0.10085 | 0.091848 | 3687.104 | 250.2733 | 1989.9286 | 1446.9021 | 3900.9953 | 0 | 0 | 3900.9953 | 0.002845%
2026 | 353 | 353-901F | Tier-2 | Tier-2---4 | 5--5 | 82 | 69 | 613.1191 | 58.62% | 41.08% | 0.303% | 30.2438 | 0 | 0 | 30.2438 | 0 | 28.8506 | 0.96202 | 29.9896 | 28.8506 | 0.96202 | 29.9896 | 30.3921 | 1.0134 | 29.9896 | 4.933% | 0.10618 | 0.097248 | 5774.1958 | 681.1246 | 2172.7932 | 2920.278 | 5993.7164 | 0 | 0 | 5993.7164 | 0.006348%
2026 | 353 | 353-902F | Tier-2 | Tier-2---11 | 5--3 | 11 | 11 | 194.7859 | 13.28% | 86.55% | 0.1681% | 2.5864 | 0 | 0 | 2.5864 | 0 | 2.4673 | 0.15337 | 16.0875 | 2.4673 | 0.15337 | 16.0875 | 2.5991 | 0.16156 | 16.0875 | 1.328% | 0.098854 | 0.088969 | 1970.4401 | 45.5501 | 1554.0368 | 370.8532 | 2160.3068 | 0 | 0 | 2160.3068 | 0.0005429%
2026 | 353 | 353-904R | Tier-2 | Tier-2---3 | 5--5 | 181 | 147 | 1250.3913 | 94% | 5.586% | 0.417% | 95.455 | 0 | 0 | 95.455 | 0 | 91.0576 | 2.0495 | 44.4288 | 91.0576 | 2.0495 | 44.4288 | 95.9229 | 2.159 | 44.4288 | 7.634% | 0.12577 | 0.11556 | 9941.809 | 1678.6898 | 757.2282 | 7505.891 | 9994.5635 | 0 | 0 | 9994.5635 | 0.02004%
2026 | 354 | 354-1706R | Tier-2 | Tier-2---1 | 5--5 | 481 | 327 | 2161.9809 | 92.27% | 7.167% | 0.5599% | 135.6218 | 0 | 0 | 135.6218 | 0 | 129.374 | 4.5591 | 28.3769 | 129.374 | 4.5591 | 28.3769 | 136.2866 | 4.8027 | 28.3769 | 6.273% | 0.13939 | 0.12991 | 15510.3907 | 2900.5229 | 1230.7208 | 11379.147 | 15597.8104 | 0 | 0 | 15597.8104 | 0.02847%
2026 | 354 | 354-24AE | Tier-2 | Tier-2---4 | 4--5 | 89 | 75 | 742.9911 | 44.89% | 54.76% | 0.3554% | 28.1037 | 0 | 0 | 28.1037 | 0 | 26.809 | 1.0457 | 25.6381 | 26.809 | 1.0457 | 25.6381 | 28.2414 | 1.1015 | 25.6381 | 3.783% | 0.080555 | 0.073766 | 9223.4472 | 670.0529 | 4646.9314 | 3906.4629 | 9691.248 | 0 | 0 | 9691.248 | 0.005899%
2026 | 355 | 355-41R | Tier-2 | Tier-2---6 | 4--5 | 226 | 129 | 876.3288 | 87.46% | 12.04% | 0.4997% | 43.7464 | 0 | 0 | 43.7464 | 0 | 41.7311 | 1.7986 | 23.2026 | 41.7311 | 1.7986 | 23.2026 | 43.9608 | 1.8947 | 23.2026 | 4.992% | 0.092253 | 0.086987 | 9499.1702 | 1363.9545 | 1082.9983 | 7052.2174 | 9571.2972 | 0 | 0 | 9571.2972 | 0.009182%
2026 | 355 | 355-65R | Tier-2 | Tier-2---21 | 1--2 | 1 | 1 | 0.050195 | 29.86% | 0% | 70.14% | 0.0014987 | 0 | 0 | 0.0014987 | 0 | 0.0014297 | 0.013942 | 0.10254 | 0.0014297 | 0.013942 | 0.10254 | 0.0015061 | 0.014687 | 0.10254 | 2.986% | 7.02e-05 | 6.318e-05 | 715.0259 | 35.8236 | 455.5834 | 223.619 | 770.752 | 0 | 0 | 770.752 | 3.146e-07%
2026 | 355 | 355-6R | Tier-2 | Tier-2---7 | 4--5 | 58 | 35 | 466.648 | 28.63% | 71.11% | 0.2566% | 8.0628 | 0 | 0 | 8.0628 | 0 | 7.6914 | 0.48798 | 15.7617 | 7.6914 | 0.48798 | 15.7617 | 8.1023 | 0.51405 | 15.7617 | 1.728% | 0.074333 | 0.069847 | 6277.8037 | 297.3578 | 4112.2061 | 1868.2398 | 6565.5307 | 0 | 0 | 6565.5307 | 0.001692%
2026 | 356 | 356-16R | Tier-2 | Tier-2---4 | 4--5 | 216 | 119 | 692.7279 | 85.74% | 13.66% | 0.5932% | 32.7229 | 0 | 0 | 32.7229 | 0 | 31.2154 | 1.6591 | 18.8143 | 31.2154 | 1.6591 | 18.8143 | 32.8833 | 1.7478 | 18.8143 | 4.724% | 0.090754 | 0.085754 | 7633.0284 | 1263.3568 | 1174.8968 | 5194.7749 | 7696.4804 | 0 | 0 | 7696.4804 | 0.006869%
2026 | 356 | 356-19R | Tier-3 | Tier-3---8 | 5--5 | 736 | 429 | 2142.9106 | 83.66% | 15.67% | 0.6694% | 104.4964 | 0 | 0 | 104.4964 | 0 | 99.6824 | 5.9812 | 16.6658 | 99.6824 | 5.9812 | 16.6658 | 105.0086 | 6.3008 | 16.6658 | 4.876% | 0.16775 | 0.15798 | 12774.1099 | 1993.4622 | 1945.7185 | 8834.9292 | 12903.3047 | 0 | 0 | 12903.3047 | 0.02193%
2026 | 356 | 356-30AE | Tier-3 | Tier-3---6 | 5--5 | 730 | 400 | 1548.5525 | 73.09% | 26.03% | 0.8808% | 62.0143 | 0 | 0 | 62.0143 | 0 | 59.1574 | 5.5769 | 10.6076 | 59.1574 | 5.5769 | 10.6076 | 62.3183 | 5.8749 | 10.6076 | 4.005% | 0.14106 | 0.13333 | 10978.0949 | 1533.3184 | 2733.1665 | 6711.61 | 11149.3845 | 0 | 0 | 11149.3845 | 0.01302%
2026 | 357 | 357-1147R | Tier-2 | Tier-2---10 | 5--4 | 40 | 22 | 122.889 | 90.67% | 8.71% | 0.6166% | 6.1285 | 0 | 0 | 6.1285 | 0 | 5.8462 | 0.30673 | 19.0597 | 5.8462 | 0.30673 | 19.0597 | 6.1586 | 0.32312 | 19.0597 | 4.987% | 0.14287 | 0.13501 | 860.1588 | 128.3592 | 73.5961 | 658.2035 | 864.8279 | 0 | 0 | 864.8279 | 0.001286%
2026 | 357 | 357-1299R | Tier-3 | Tier-3---9 | 5--5 | 48 | 44 | 500.7555 | 96.82% | 2.879% | 0.2981% | 44.4444 | 0 | 0 | 44.4444 | 0 | 42.397 | 0.61346 | 69.1112 | 42.397 | 0.61346 | 69.1112 | 44.6623 | 0.64624 | 69.1112 | 8.875% | 0.2409 | 0.21882 | 2078.6481 | 381.924 | 60.0907 | 1636.6334 | 2085.3117 | 0 | 0 | 2085.3117 | 0.009329%
2026 | 357 | 357-2047F | Tier-2 | Tier-2---10 | 5--4 | 17 | 10 | 117.0163 | 66.86% | 32.9% | 0.2354% | 4.6023 | 0 | 0 | 4.6023 | 0 | 4.3903 | 0.13942 | 31.4889 | 4.3903 | 0.13942 | 31.4889 | 4.6248 | 0.14687 | 31.4889 | 3.933% | 0.14128 | 0.13297 | 828.2369 | 91.3768 | 250.8108 | 486.0494 | 845.391 | 0 | 0 | 845.391 | 0.000966%
2026 | 357 | 357-2049F | Tier-3 | Tier-3---8 | 5--5 | 271 | 141 | 1568.933 | 87.25% | 12.44% | 0.3075% | 71.2213 | 0 | 0 | 71.2213 | 0 | 67.9403 | 1.9659 | 34.56 | 67.9403 | 1.9659 | 34.56 | 71.5704 | 2.0709 | 34.56 | 4.539% | 0.18286 | 0.17335 | 8579.8277 | 1438.1344 | 1001.8193 | 6139.874 | 8639.8774 | 0 | 0 | 8639.8774 | 0.01495%
2026 | 357 | 357-45R | Tier-3 | Tier-3---8 | 5--5 | 363 | 242 | 2182.2622 | 79.98% | 19.64% | 0.3802% | 116.3603 | 0 | 0 | 116.3603 | 0 | 110.9998 | 3.374 | 32.8983 | 110.9998 | 3.374 | 32.8983 | 116.9307 | 3.5543 | 32.8983 | 5.332% | 0.18538 | 0.17302 | 11771.8449 | 1935.5654 | 2204.1059 | 7632.1736 | 11940.1702 | 0 | 0 | 11940.1702 | 0.02442%
2026 | 357 | 357-50R | Tier-3 | Tier-3---4 | 5--5 | 383 | 231 | 1441.553 | 79.05% | 20.4% | 0.5522% | 68.7323 | 0 | 0 | 68.7323 | 0 | 65.5659 | 3.2207 | 20.3579 | 65.5659 | 3.2207 | 20.3579 | 69.0692 | 3.3928 | 20.3579 | 4.768% | 0.14913 | 0.14013 | 9666.6259 | 1487.063 | 1867.4945 | 6312.0683 | 9796.5925 | 0 | 0 | 9796.5925 | 0.01443%
2026 | 357 | 357-750R | Tier-2 | Tier-2---2 | 5--5 | 272 | 172 | 1439.7107 | 82.49% | 17.1% | 0.4096% | 75.097 | 0 | 0 | 75.097 | 0 | 71.6375 | 2.3981 | 29.8729 | 71.6375 | 2.3981 | 29.8729 | 75.4652 | 2.5262 | 29.8729 | 5.216% | 0.171 | 0.16019 | 8419.2134 | 1423.2143 | 1353.8833 | 5642.1158 | 8518.7422 | 0 | 0 | 8518.7422 | 0.01576%
2026 | 358 | 358-1175F | Tier-2 | Tier-2---11 | 5--3 | 21 | 9 | 71.8528 | 77.22% | 22.39% | 0.388% | 2.3779 | 0 | 0 | 2.3779 | 0 | 2.2683 | 0.12548 | 18.0772 | 2.2683 | 0.12548 | 18.0772 | 2.3895 | 0.13219 | 18.0772 | 3.309% | 0.14195 | 0.13586 | 506.195 | 64.3327 | 105.8745 | 335.9879 | 511.3585 | 0 | 0 | 511.3585 | 0.0004991%
2026 | 358 | 358-33 | Tier-3 | Tier-3---15 | 5--4 | 14 | 13 | 117.3196 | 96.19% | 3.458% | 0.3548% | 10.4786 | 0 | 0 | 10.4786 | 0 | 9.9958 | 0.18125 | 55.1496 | 9.9958 | 0.18125 | 55.1496 | 10.5299 | 0.19093 | 55.1496 | 8.932% | 0.14298 | 0.1297 | 820.5581 | 159.8188 | 30.1137 | 630.6255 | 823.7608 | 0 | 0 | 823.7608 | 0.002199%
2026 | 358 | 358-682F | Tier-3 | Tier-3---3 | 5--5 | 344 | 227 | 3753.9781 | 86.22% | 13.57% | 0.2039% | 213.5909 | 0 | 0 | 213.5909 | 0 | 203.7512 | 3.1649 | 64.3784 | 203.7512 | 3.1649 | 64.3784 | 214.6379 | 3.334 | 64.3784 | 5.69% | 0.54241 | 0.50662 | 6920.8673 | 1067.6333 | 861.2358 | 4991.9981 | 6988.2311 | 0 | 0 | 6988.2311 | 0.04483%
2026 | 387 | 387-15 | Tier-3 | Tier-3---16 | 4--5 | 140 | 38 | 365.4778 | 57.25% | 41.73% | 1.017% | 5.6795 | 0 | 0 | 5.6795 | 0 | 5.4178 | 0.52981 | 10.2261 | 5.4178 | 0.52981 | 10.2261 | 5.7073 | 0.55812 | 10.2261 | 1.554% | 0.072601 | 0.070631 | 5034.0466 | 537.3079 | 1996.9235 | 2499.8151 | 5094.0862 | 0 | 0 | 5094.0862 | 0.001192%
2026 | 393 | 393-14R | Tier-2 | Tier-2---10 | 5--4 | 76 | 41 | 777.0926 | 5.544% | 94.24% | 0.2191% | 2.3243 | 0 | 0 | 2.3243 | 0 | 2.2172 | 0.57163 | 3.8787 | 2.2172 | 0.57163 | 3.8787 | 2.3357 | 0.60218 | 3.8787 | 0.2991% | 0.10079 | 0.095355 | 7709.7876 | 115.9827 | 6667.436 | 926.369 | 8125.0529 | 0 | 0 | 8125.0529 | 0.0004879%
2026 | 396 | 396-699R | Tier-2 | Tier-2---5 | 5--5 | 748 | 458 | 888.3486 | 59.21% | 39.34% | 1.447% | 32.2085 | 0 | 0 | 32.2085 | 0 | 30.7247 | 6.3856 | 4.8116 | 30.7247 | 6.3856 | 4.8116 | 32.3664 | 6.7268 | 4.8116 | 3.626% | 0.15664 | 0.14705 | 5671.3841 | 668.179 | 2146.3409 | 2856.8642 | 5822.2553 | 0 | 0 | 5822.2553 | 0.006761%
2026 | 401 | 401-684R | Tier-2 | Tier-2---21 | 4--1 | 2 | 1 | 0.99413 | 40.86% | 56% | 3.142% | 0.02031 | 0 | 0 | 0.02031 | 0 | 0.019374 | 0.013942 | 1.3896 | 0.019374 | 0.013942 | 1.3896 | 0.020409 | 0.014687 | 1.3896 | 2.043% | 0.030395 | 0.028875 | 32.7068 | 3.7784 | 15.3043 | 13.6241 | 33.7249 | 0 | 0 | 33.7249 | 4.263e-06%
2026 | 411 | 411-1873R | Tier-2 | Tier-2---7 | 4--5 | 342 | 193 | 340.3229 | 88.45% | 9.585% | 1.967% | 16.9867 | 0 | 0 | 16.9867 | 0 | 16.2042 | 2.6909 | 6.0219 | 16.2042 | 2.6909 | 6.0219 | 17.07 | 2.8346 | 6.0219 | 4.991% | 0.04682 | 0.044178 | 7268.7189 | 1142.008 | 975.4979 | 5151.213 | 7318.9391 | 0 | 0 | 7318.9391 | 0.003566%
2026 | 411 | 411-30R | Tier-3 | Tier-3---6 | 5--5 | 856 | 494 | 1028.3805 | 90.72% | 7.641% | 1.643% | 53.8382 | 0 | 0 | 53.8382 | 0 | 51.358 | 6.8875 | 7.4567 | 51.358 | 6.8875 | 7.4567 | 54.1021 | 7.2555 | 7.4567 | 5.235% | 0.10309 | 0.097143 | 9975.2889 | 1901.318 | 929.458 | 7144.5129 | 10032.0081 | 0 | 0 | 10032.0081 | 0.0113%
2026 | 411 | 411-47R | Tier-2 | Tier-2---9 | 4--5 | 459 | 47 | 334.7019 | 84.13% | 13.18% | 2.693% | 2.8833 | 0 | 0 | 2.8833 | 0 | 2.7505 | 0.65529 | 4.1974 | 2.7505 | 0.65529 | 4.1974 | 2.8975 | 0.6903 | 4.1974 | 0.8615% | 0.063274 | 0.062626 | 5289.7062 | 845.5012 | 1035.5091 | 3408.6958 | 5298.3911 | 0 | 0 | 5298.3911 | 0.0006052%
2026 | 441 | 441-23R | Tier-3 | Tier-3---11 | 5--4 | 84 | 81 | 647.4088 | 86.44% | 13.14% | 0.4218% | 53.964 | 0 | 0 | 53.964 | 0 | 51.4779 | 1.1293 | 45.5829 | 51.4779 | 1.1293 | 45.5829 | 54.2285 | 1.1897 | 45.5829 | 8.335% | 0.54783 | 0.495 | 1181.7687 | 148.5478 | 135.1005 | 898.1204 | 1198.8691 | 0 | 0 | 1198.8691 | 0.01133%
2026 | 441 | 441-279R | Tier-3 | Tier-3---18 | 5--2 | 49 | 49 | 161.5568 | 69.39% | 29.65% | 0.9602% | 11.2109 | 0 | 0 | 11.2109 | 0 | 10.6944 | 0.68317 | 15.6541 | 10.6944 | 0.68317 | 15.6541 | 11.2659 | 0.71967 | 15.6541 | 6.939% | 0.53527 | 0.48174 | 301.8227 | 28.024 | 73.3421 | 200.4565 | 312.087 | 0 | 0 | 312.087 | 0.002353%
2026 | 441 | 441-27R | Tier-3 | Tier-3---9 | 5--4 | 133 | 119 | 878.0372 | 89.43% | 10.14% | 0.4287% | 70.2571 | 0 | 0 | 70.2571 | 0 | 67.0205 | 1.6591 | 40.3949 | 67.0205 | 1.6591 | 40.3949 | 70.6015 | 1.7478 | 40.3949 | 8.002% | 0.55752 | 0.50764 | 1574.8947 | 207.3126 | 146.5629 | 1221.0192 | 1591.253 | 0 | 0 | 1591.253 | 0.01475%
2026 | 441 | 441-30R | Tier-3 | Tier-3---9 | 5--4 | 101 | 97 | 950.7549 | 92.15% | 7.507% | 0.3471% | 84.1386 | 0 | 0 | 84.1386 | 0 | 80.2625 | 1.3524 | 59.3481 | 80.2625 | 1.3524 | 59.3481 | 84.551 | 1.4247 | 59.3481 | 8.85% | 0.55519 | 0.50187 | 1712.4757 | 231.3815 | 120.1168 | 1360.9775 | 1726.7653 | 0 | 0 | 1726.7653 | 0.01766%
2026 | 442 | 442-16R | Tier-3 | Tier-3---14 | 5--3 | 201 | 196 | 453.4046 | 84.5% | 14% | 1.497% | 37.359 | 0 | 0 | 37.359 | 0 | 35.6379 | 2.7327 | 13.0414 | 35.6379 | 2.7327 | 13.0414 | 37.5421 | 2.8787 | 13.0414 | 8.24% | 0.45792 | 0.41327 | 990.1415 | 105.6368 | 130.7729 | 753.7318 | 1006.7254 | 0 | 0 | 1006.7254 | 0.007842%
2026 | 442 | 442-46R | Tier-3 | Tier-3---19 | 5--1 | 3 | 3 | 85.0858 | 0.5117% | 99.4% | 0.08534% | 0.043541 | 0 | 0 | 0.043541 | 0 | 0.041535 | 0.041827 | 0.99302 | 0.041535 | 0.041827 | 0.99302 | 0.043754 | 0.044062 | 0.99302 | 0.05117% | 0.35092 | 0.31583 | 242.465 | 0.40496 | 218.5335 | 23.5266 | 269.2677 | 0 | 0 | 269.2677 | 9.139e-06%
2026 | 442 | 442-509R | Tier-3 | Tier-3---15 | 5--3 | 145 | 89 | 278.3023 | 54.83% | 44.11% | 1.062% | 9.3653 | 0 | 0 | 9.3653 | 0 | 8.9338 | 1.2409 | 7.1997 | 8.9338 | 1.2409 | 7.1997 | 9.4112 | 1.3072 | 7.1997 | 3.365% | 0.36954 | 0.34686 | 753.0994 | 59.1542 | 305.0958 | 388.8494 | 775.3468 | 0 | 0 | 775.3468 | 0.001966%
2026 | 442 | 442-525 | Tier-3 | Tier-3---18 | 5--2 | 144 | 71 | 299.6774 | 27.82% | 71.36% | 0.8189% | 4.1106 | 0 | 0 | 4.1106 | 0 | 3.9212 | 0.9899 | 3.9612 | 3.9212 | 0.9899 | 3.9612 | 4.1307 | 1.0428 | 3.9612 | 1.372% | 0.36155 | 0.34372 | 828.8663 | 34.3592 | 535.1133 | 259.3938 | 859.8946 | 0 | 0 | 859.8946 | 0.0008628%
2026 | 442 | 442-728R | Tier-3 | Tier-3---5 | 5--5 | 763 | 408 | 2907.2477 | 55.16% | 44.36% | 0.4825% | 85.7527 | 0 | 0 | 85.7527 | 0 | 81.8023 | 5.6885 | 14.3804 | 81.8023 | 5.6885 | 14.3804 | 86.1731 | 5.9924 | 14.3804 | 2.95% | 0.35802 | 0.33887 | 8120.3954 | 853.7381 | 3313.1015 | 3953.5558 | 8326.0971 | 0 | 0 | 8326.0971 | 0.018%
2026 | 442 | 442-729 | Tier-3 | Tier-3---15 | 5--3 | 54 | 50 | 182.1056 | 87.18% | 11.88% | 0.9486% | 14.6991 | 0 | 0 | 14.6991 | 0 | 14.022 | 0.69711 | 20.1143 | 14.022 | 0.69711 | 20.1143 | 14.7712 | 0.73436 | 20.1143 | 8.072% | 0.36059 | 0.3272 | 505.0174 | 48.5793 | 97.3314 | 359.1067 | 511.6264 | 0 | 0 | 511.6264 | 0.003085%
2026 | 442 | 442-758F | Tier-3 | Tier-3---18 | 5--2 | 25 | 25 | 96.5341 | 94% | 5.101% | 0.8948% | 9.0746 | 0 | 0 | 9.0746 | 0 | 8.6566 | 0.34856 | 24.8354 | 8.6566 | 0.34856 | 24.8354 | 9.1191 | 0.36718 | 24.8354 | 9.4% | 0.35119 | 0.31607 | 274.8807 | 37.0629 | 13.3172 | 224.5005 | 276.712 | 0 | 0 | 276.712 | 0.001905%
2026 | 442 | 442-764R | Tier-3 | Tier-3---18 | 5--2 | 74 | 50 | 133.0317 | 69.69% | 29.04% | 1.271% | 6.2638 | 0 | 0 | 6.2638 | 0 | 5.9752 | 0.69711 | 8.5713 | 5.9752 | 0.69711 | 8.5713 | 6.2945 | 0.73436 | 8.5713 | 4.708% | 0.35448 | 0.33053 | 375.2846 | 31.8241 | 102.8444 | 240.6162 | 383.5286 | 0 | 0 | 383.5286 | 0.001315%
2026 | 442 | 442-780 | Tier-3 | Tier-3---19 | 5--1 | 73 | 26 | 89.5952 | 24.38% | 74.86% | 0.754% | 0.77803 | 0 | 0 | 0.77803 | 0 | 0.74219 | 0.3625 | 2.0474 | 0.74219 | 0.3625 | 2.0474 | 0.78185 | 0.38187 | 2.0474 | 0.8684% | 0.34601 | 0.33368 | 258.9415 | 9.1784 | 175.8129 | 73.9502 | 266.1731 | 0 | 0 | 266.1731 | 0.0001633%
2026 | 444 | 444-15R | Tier-2 | Tier-2---13 | 5--3 | 122 | 84 | 151.5646 | 92.72% | 4.981% | 2.303% | 9.6755 | 0 | 0 | 9.6755 | 0 | 9.2298 | 1.1712 | 7.8809 | 9.2298 | 1.1712 | 7.8809 | 9.7229 | 1.2337 | 7.8809 | 6.384% | 0.14886 | 0.13861 | 1018.1622 | 115.1146 | 67.1446 | 835.903 | 1023.6459 | 0 | 0 | 1023.6459 | 0.002031%
2026 | 444 | 444-43R | Tier-2 | Tier-2---5 | 5--5 | 403 | 354 | 962.2981 | 91.92% | 6.922% | 1.16% | 77.6984 | 0 | 0 | 77.6984 | 0 | 74.119 | 4.9356 | 15.0173 | 74.119 | 4.9356 | 15.0173 | 78.0792 | 5.1993 | 15.0173 | 8.074% | 0.2124 | 0.19375 | 4530.5338 | 537.4714 | 429.3017 | 3563.7607 | 4565.7917 | 0 | 0 | 4565.7917 | 0.01631%
2026 | 444 | 444-9R | Tier-2 | Tier-2---11 | 5--3 | 465 | 363 | 323.6995 | 49.46% | 48.19% | 2.343% | 12.4991 | 0 | 0 | 12.4991 | 0 | 11.9233 | 5.061 | 2.3559 | 11.9233 | 5.061 | 2.3559 | 12.5604 | 5.3315 | 2.3559 | 3.861% | 0.1488 | 0.13718 | 2175.4322 | 138.2481 | 1034.3801 | 1002.804 | 2268.5224 | 0 | 0 | 2268.5224 | 0.002624%
2026 | 445 | 445-1311R | Tier-3 | Tier-3---5 | 5--5 | 337 | 275 | 2047.0117 | 76.8% | 22.84% | 0.359% | 128.287 | 0 | 0 | 128.287 | 0 | 122.377 | 3.8341 | 31.9178 | 122.377 | 3.8341 | 31.9178 | 128.9158 | 4.039 | 31.9178 | 6.267% | 0.53792 | 0.49403 | 3805.4061 | 462.3517 | 801.0027 | 2542.0517 | 3883.8515 | 0 | 0 | 3883.8515 | 0.02693%
2026 | 445 | 445-1315 | Tier-2 | Tier-2---19 | 1--5 | 4 | 1 | 6.5606 | 98.41% | 0% | 1.592% | 0.16141 | 0 | 0 | 0.16141 | 0 | 0.15397 | 0.013942 | 11.0433 | 0.15397 | 0.013942 | 11.0433 | 0.1622 | 0.014687 | 11.0433 | 2.46% | 0.000636 | 0.0006201 | 10315.4535 | 1284.5564 | 1202.7808 | 7828.1163 | 10319.6635 | 0 | 0 | 10319.6635 | 3.388e-05%
2026 | 445 | 445-1323 | Tier-2 | Tier-2---18 | 3--3 | 8 | 8 | 14.3521 | 96.05% | 2.807% | 1.141% | 1.3785 | 0 | 0 | 1.3785 | 0 | 1.315 | 0.11154 | 11.79 | 1.315 | 0.11154 | 11.79 | 1.3853 | 0.1175 | 11.79 | 9.605% | 0.025445 | 0.0229 | 564.05 | 80.2453 | 20.4246 | 463.3801 | 566.5245 | 0 | 0 | 566.5245 | 0.0002894%
2026 | 445 | 445-1325F | Tier-2 | Tier-2---2 | 5--4 | 220 | 197 | 1447.5424 | 80.92% | 18.64% | 0.4376% | 104.8933 | 0 | 0 | 104.8933 | 0 | 100.061 | 2.7466 | 36.4305 | 100.061 | 2.7466 | 36.4305 | 105.4074 | 2.8934 | 36.4305 | 7.246% | 0.57356 | 0.5222 | 2523.7784 | 315.2588 | 429.2208 | 1779.2988 | 2571.131 | 0 | 0 | 2571.131 | 0.02202%
2026 | 445 | 445-17R | Tier-2 | Tier-2---8 | 5--3 | 97 | 73 | 440.7591 | 59.87% | 39.69% | 0.4369% | 19.8597 | 0 | 0 | 19.8597 | 0 | 18.9448 | 1.0178 | 18.6137 | 18.9448 | 1.0178 | 18.6137 | 19.957 | 1.0722 | 18.6137 | 4.506% | 0.53426 | 0.49406 | 824.9822 | 74.1046 | 294.4492 | 456.4284 | 851.924 | 0 | 0 | 851.924 | 0.004169%
2026 | 445 | 445-18R | Tier-2 | Tier-2---2 | 5--5 | 526 | 439 | 2423.1968 | 81.52% | 17.92% | 0.5628% | 164.8657 | 0 | 0 | 164.8657 | 0 | 157.2707 | 6.1207 | 25.695 | 157.2707 | 6.1207 | 25.695 | 165.6739 | 6.4477 | 25.695 | 6.804% | 0.6048 | 0.55432 | 4006.6402 | 487.3751 | 662.1707 | 2857.0944 | 4074.0644 | 0 | 0 | 4074.0644 | 0.03461%
2026 | 445 | 445-19R | Tier-2 | Tier-2---8 | 5--3 | 238 | 220 | 654.5269 | 59.7% | 39.33% | 0.9775% | 36.1174 | 0 | 0 | 36.1174 | 0 | 34.4535 | 3.0673 | 11.2325 | 34.4535 | 3.0673 | 11.2325 | 36.2944 | 3.2312 | 11.2325 | 5.518% | 0.56527 | 0.51302 | 1157.9013 | 92.6902 | 418.9958 | 646.2153 | 1205.4339 | 0 | 0 | 1205.4339 | 0.007581%
2026 | 445 | 445-39R | Tier-2 | Tier-2---5 | 5--4 | 246 | 197 | 1104.2716 | 59.42% | 40.16% | 0.4235% | 52.5468 | 0 | 0 | 52.5468 | 0 | 50.126 | 2.7466 | 18.25 | 50.126 | 2.7466 | 18.25 | 52.8043 | 2.8934 | 18.25 | 4.758% | 0.48997 | 0.45073 | 2253.7709 | 194.1003 | 866.8973 | 1192.7734 | 2333.3858 | 0 | 0 | 2333.3858 | 0.01103%
2026 | 445 | 445-894R | Tier-2 | Tier-2---5 | 5--4 | 587 | 511 | 1498.1966 | 65.73% | 33.21% | 1.065% | 85.7236 | 0 | 0 | 85.7236 | 0 | 81.7745 | 7.1245 | 11.4779 | 81.7745 | 7.1245 | 11.4779 | 86.1438 | 7.5052 | 11.4779 | 5.722% | 0.63526 | 0.57996 | 2358.411 | 194.1011 | 729.7847 | 1434.5253 | 2435.4835 | 0 | 0 | 2435.4835 | 0.01799%
2026 | 445 | 445-897R | Tier-2 | Tier-2---10 | 5--3 | 25 | 22 | 278.2745 | 86.91% | 12.87% | 0.2201% | 21.283 | 0 | 0 | 21.283 | 0 | 20.3026 | 0.30673 | 66.1903 | 20.3026 | 0.30673 | 66.1903 | 21.3873 | 0.32312 | 66.1903 | 7.648% | 0.75637 | 0.68981 | 367.9091 | 46.7882 | 51.285 | 269.8359 | 372.5555 | 0 | 0 | 372.5555 | 0.004467%
2026 | 448 | 448-1196F | Tier-3 | Tier-3---20 | 1--5 | 4 | 4 | 3.2929 | 97.08% | 0% | 2.921% | 0.31967 | 0 | 0 | 0.31967 | 0 | 0.30494 | 0.055769 | 5.468 | 0.30494 | 0.055769 | 5.468 | 0.32124 | 0.058749 | 5.468 | 9.708% | 0.0002432 | 0.00021888 | 13539.8119 | 1865.7131 | 568.8043 | 11105.2945 | 13583.7512 | 0 | 0 | 13583.7512 | 6.71e-05%
2026 | 448 | 448-1234R | Tier-3 | Tier-3---15 | 5--3 | 51 | 45 | 246.005 | 87.44% | 11.91% | 0.6491% | 18.9798 | 0 | 0 | 18.9798 | 0 | 18.1054 | 0.6274 | 28.8577 | 18.1054 | 0.6274 | 28.8577 | 19.0728 | 0.66093 | 28.8577 | 7.715% | 0.62101 | 0.56621 | 396.1396 | 50.2628 | 45.6467 | 300.2301 | 400.955 | 0 | 0 | 400.955 | 0.003984%
2026 | 448 | 448-47R | Tier-3 | Tier-3---14 | 5--3 | 184 | 154 | 687.0853 | 69.92% | 29.31% | 0.7656% | 40.2099 | 0 | 0 | 40.2099 | 0 | 38.3575 | 2.1471 | 17.8647 | 38.3575 | 2.1471 | 17.8647 | 40.407 | 2.2618 | 17.8647 | 5.852% | 0.62882 | 0.57619 | 1092.6575 | 111.5426 | 295.153 | 685.9619 | 1122.6756 | 0 | 0 | 1122.6756 | 0.00844%
2026 | 448 | 448-714R | Tier-3 | Tier-3---14 | 5--3 | 314 | 213 | 1225.9869 | 25.1% | 74.31% | 0.5831% | 20.876 | 0 | 0 | 20.876 | 0 | 19.9143 | 2.9697 | 6.7058 | 19.9143 | 2.9697 | 6.7058 | 20.9783 | 3.1284 | 6.7058 | 1.703% | 0.46343 | 0.43199 | 2645.4709 | 92.606 | 1775.6477 | 777.2172 | 2789.6588 | 0 | 0 | 2789.6588 | 0.004382%
2026 | 448 | 448-724R | Tier-3 | Tier-3---18 | 5--2 | 202 | 151 | 255.0047 | 52.43% | 45.5% | 2.066% | 9.9949 | 0 | 0 | 9.9949 | 0 | 9.5344 | 2.1053 | 4.5288 | 9.5344 | 2.1053 | 4.5288 | 10.0439 | 2.2178 | 4.5288 | 3.919% | 0.55035 | 0.50921 | 463.3505 | 25.9997 | 195.8184 | 241.5324 | 481.1572 | 0 | 0 | 481.1572 | 0.002098%
2026 | 448 | 448-735R | Tier-3 | Tier-3---18 | 5--2 | 170 | 140 | 276.9497 | 53.49% | 44.76% | 1.748% | 12.1994 | 0 | 0 | 12.1994 | 0 | 11.6374 | 1.9519 | 5.962 | 11.6374 | 1.9519 | 5.962 | 12.2592 | 2.0562 | 5.962 | 4.405% | 0.54202 | 0.49738 | 510.9626 | 35.205 | 210.0136 | 265.744 | 532.2909 | 0 | 0 | 532.2909 | 0.002561%
2026 | 448 | 448-744R | Tier-3 | Tier-3---7 | 5--5 | 717 | 493 | 2370.1609 | 68.76% | 30.51% | 0.7221% | 112.0634 | 0 | 0 | 112.0634 | 0 | 106.9009 | 6.8735 | 15.5525 | 106.9009 | 6.8735 | 15.5525 | 112.6127 | 7.2408 | 15.5525 | 4.728% | 0.49442 | 0.46042 | 4793.8402 | 492.7082 | 1356.6651 | 2944.4669 | 4904.4035 | 0 | 0 | 4904.4035 | 0.02352%
2026 | 448 | 448-9R | Tier-3 | Tier-3---9 | 5--4 | 413 | 303 | 1381.6742 | 73.74% | 25.5% | 0.7592% | 74.7483 | 0 | 0 | 74.7483 | 0 | 71.3048 | 4.2245 | 16.8788 | 71.3048 | 4.2245 | 16.8788 | 75.1147 | 4.4502 | 16.8788 | 5.41% | 0.54394 | 0.50403 | 2540.1235 | 273.4783 | 621.4078 | 1645.2374 | 2592.9357 | 0 | 0 | 2592.9357 | 0.01569%
2026 | 449 | 449-13R | Tier-3 | Tier-3---7 | 5--5 | 557 | 418 | 1663.2464 | 62.39% | 36.97% | 0.6428% | 77.8752 | 0 | 0 | 77.8752 | 0 | 74.2877 | 5.8279 | 12.747 | 74.2877 | 5.8279 | 12.747 | 78.257 | 6.1393 | 12.747 | 4.682% | 0.28234 | 0.26115 | 5890.9135 | 610.6402 | 2022.1047 | 3258.1686 | 6070.6662 | 0 | 0 | 6070.6662 | 0.01635%
2026 | 449 | 449-16R | Tier-3 | Tier-3---15 | 5--4 | 72 | 55 | 266.6482 | 83.41% | 16.04% | 0.5501% | 16.9888 | 0 | 0 | 16.9888 | 0 | 16.2062 | 0.76683 | 21.1341 | 16.2062 | 0.76683 | 21.1341 | 17.0721 | 0.8078 | 21.1341 | 6.371% | 0.23738 | 0.21925 | 1123.2928 | 151.839 | 170.3603 | 801.0935 | 1138.7099 | 0 | 0 | 1138.7099 | 0.003566%
2026 | 449 | 449-683 | Tier-3 | Tier-3---18 | 5--3 | 26 | 26 | 130.3299 | 84.46% | 14.85% | 0.6893% | 11.0082 | 0 | 0 | 11.0082 | 0 | 10.5011 | 0.3625 | 28.9686 | 10.5011 | 0.3625 | 28.9686 | 11.0622 | 0.38187 | 28.9686 | 8.446% | 0.34581 | 0.31123 | 376.8856 | 45.4714 | 46.4516 | 284.9627 | 383.3914 | 0 | 0 | 383.3914 | 0.002311%
2026 | 449 | 449-693R | Tier-3 | Tier-3---9 | 5--5 | 165 | 130 | 869.7515 | 92.74% | 6.815% | 0.4405% | 63.5538 | 0 | 0 | 63.5538 | 0 | 60.626 | 1.8125 | 33.4489 | 60.626 | 1.8125 | 33.4489 | 63.8654 | 1.9093 | 33.4489 | 7.307% | 0.26107 | 0.2405 | 3331.4725 | 480.9166 | 218.7859 | 2631.7699 | 3352.146 | 0 | 0 | 3352.146 | 0.01334%
2026 | 449 | 449-6R | Tier-3 | Tier-3---14 | 5--4 | 161 | 123 | 487.7509 | 79.3% | 20.07% | 0.6273% | 29.5504 | 0 | 0 | 29.5504 | 0 | 28.189 | 1.7149 | 16.4377 | 28.189 | 1.7149 | 16.4377 | 29.6952 | 1.8065 | 16.4377 | 6.058% | 0.24779 | 0.22886 | 1968.4202 | 236.5464 | 397.0448 | 1334.829 | 2002.1207 | 0 | 0 | 2002.1207 | 0.006203%
2026 | 450 | 450-1850 | Tier-2 | Tier-2---13 | 4--3 | 18 | 15 | 42.3233 | 80.24% | 18.63% | 1.138% | 2.8299 | 0 | 0 | 2.8299 | 0 | 2.6995 | 0.20913 | 12.9081 | 2.6995 | 0.20913 | 12.9081 | 2.8438 | 0.22031 | 12.9081 | 6.686% | 0.073712 | 0.06757 | 574.1677 | 75.9334 | 104.2813 | 393.953 | 584.4836 | 0 | 0 | 584.4836 | 0.000594%
2026 | 450 | 450-1851F | Tier-2 | Tier-2---3 | 5--5 | 209 | 126 | 915.4961 | 93.2% | 6.334% | 0.4614% | 51.4419 | 0 | 0 | 51.4419 | 0 | 49.072 | 1.7567 | 27.9338 | 49.072 | 1.7567 | 27.9338 | 51.694 | 1.8506 | 27.9338 | 5.619% | 0.099477 | 0.09348 | 9203.0933 | 2582.2914 | 565.9601 | 6054.8418 | 9243.2166 | 0 | 0 | 9243.2166 | 0.0108%
2026 | 450 | 450-1853F | Tier-2 | Tier-2---10 | 4--4 | 44 | 22 | 133.4424 | 58.04% | 41.41% | 0.5447% | 3.8726 | 0 | 0 | 3.8726 | 0 | 3.6942 | 0.30673 | 12.0439 | 3.6942 | 0.30673 | 12.0439 | 3.8916 | 0.32312 | 12.0439 | 2.902% | 0.075291 | 0.071527 | 1772.351 | 169.5911 | 681.6123 | 921.1476 | 1811.49 | 0 | 0 | 1811.49 | 0.0008129%
2026 | 450 | 450-1854 | Tier-2 | Tier-2---9 | 4--4 | 70 | 41 | 167.8113 | 68.69% | 30.5% | 0.8174% | 6.7513 | 0 | 0 | 6.7513 | 0 | 6.4402 | 0.57163 | 11.2664 | 6.4402 | 0.57163 | 11.2664 | 6.7843 | 0.60218 | 11.2664 | 4.023% | 0.079085 | 0.074453 | 2121.91 | 277.0369 | 611.709 | 1233.1641 | 2163.2474 | 0 | 0 | 2163.2474 | 0.001417%
2026 | 450 | 450-50R | Tier-2 | Tier-2---11 | 4--4 | 18 | 5 | 377.7999 | 6.265% | 93.65% | 0.08234% | 0.65744 | 0 | 0 | 0.65744 | 0 | 0.62715 | 0.069711 | 8.9964 | 0.62715 | 0.069711 | 8.9964 | 0.66066 | 0.073436 | 8.9964 | 0.174% | 0.071801 | 0.069806 | 5261.778 | 61.1615 | 4507.3206 | 693.2959 | 5402.6965 | 0 | 0 | 5402.6965 | 0.000138%
2026 | 452 | 452-1403 | Tier-2 | Tier-2---15 | 1--5 | 5 | 5 | 16.9711 | 99.17% | 0% | 0.8269% | 1.6831 | 0 | 0 | 1.6831 | 0 | 1.6055 | 0.069711 | 23.0313 | 1.6055 | 0.069711 | 23.0313 | 1.6913 | 0.073436 | 23.0313 | 9.917% | 0.0007938 | 0.00071442 | 21379.6258 | 3471.6579 | 162.5094 | 17745.4585 | 21399.2694 | 0 | 0 | 21399.2694 | 0.0003533%
2026 | 452 | 452-1404F | Tier-2 | Tier-2---12 | 1--5 | 20 | 19 | 78.1615 | 99.25% | 0% | 0.7504% | 7.3696 | 0 | 0 | 7.3696 | 0 | 7.0301 | 0.2649 | 26.5384 | 7.0301 | 0.2649 | 26.5384 | 7.4057 | 0.27906 | 26.5384 | 9.429% | 0.0036434 | 0.0032973 | 21452.8882 | 5121.8123 | 152.3056 | 16178.7703 | 21469.7866 | 0 | 0 | 21469.7866 | 0.001547%
2026 | 452 | 452-1405 | Tier-2 | Tier-2---15 | 1--5 | 12 | 10 | 24.9262 | 98.86% | 0% | 1.141% | 2.0535 | 0 | 0 | 2.0535 | 0 | 1.9589 | 0.13942 | 14.0499 | 1.9589 | 0.13942 | 14.0499 | 2.0635 | 0.14687 | 14.0499 | 8.238% | 0.001513 | 0.0013869 | 16474.6859 | 3100.6815 | 174.1987 | 13199.8057 | 16491.7768 | 0 | 0 | 16491.7768 | 0.000431%
2026 | 452 | 452-38AE | Tier-2 | Tier-2---4 | 2--5 | 71 | 58 | 306.0513 | 99.41% | 0% | 0.595% | 24.8526 | 0 | 0 | 24.8526 | 0 | 23.7077 | 0.80865 | 29.3175 | 23.7077 | 0.80865 | 29.3175 | 24.9744 | 0.85186 | 29.3175 | 8.12% | 0.011395 | 0.010464 | 26857.9154 | 5689.4503 | 153.4079 | 21015.0572 | 26872.1309 | 0 | 0 | 26872.1309 | 0.005217%
2026 | 454 | 454-1814 | Tier-2 | Tier-2---20 | 4--2 | 3 | 3 | 7.1232 | 85.18% | 13.84% | 0.9794% | 0.60672 | 0 | 0 | 0.60672 | 0 | 0.57877 | 0.041827 | 13.8374 | 0.57877 | 0.041827 | 13.8374 | 0.6097 | 0.044062 | 13.8374 | 8.518% | 0.072066 | 0.064859 | 98.8421 | 13.8906 | 13.4536 | 71.498 | 100.4701 | 0 | 0 | 100.4701 | 0.0001274%
2026 | 454 | 454-48F | Tier-2 | Tier-2---4 | 4--5 | 53 | 41 | 395.265 | 97.43% | 2.166% | 0.3994% | 29.7925 | 0 | 0 | 29.7925 | 0 | 28.4201 | 0.57163 | 49.7172 | 28.4201 | 0.57163 | 49.7172 | 29.9386 | 0.60218 | 49.7172 | 7.537% | 0.085487 | 0.078874 | 4623.6959 | 1485.502 | 103.1361 | 3035.0579 | 4633.6431 | 0 | 0 | 4633.6431 | 0.006253%
2026 | 454 | 454-49F | Tier-2 | Tier-2---13 | 4--3 | 52 | 1 | 107.3713 | 36.14% | 62.92% | 0.9466% | 0.07462 | 0 | 0 | 0.07462 | 0 | 0.071182 | 0.013942 | 5.1055 | 0.071182 | 0.013942 | 5.1055 | 0.074985 | 0.014687 | 5.1055 | 0.0695% | 0.077203 | 0.077055 | 1390.7624 | 149.1136 | 807.2692 | 434.3795 | 1392.4737 | 0 | 0 | 1392.4737 | 1.566e-05%
2026 | 463 | 463-1136F | Tier-2 | Tier-2---18 | 4--2 | 11 | 10 | 16.8212 | 86.42% | 11.45% | 2.121% | 1.3216 | 0 | 0 | 1.3216 | 0 | 1.2607 | 0.13942 | 9.0424 | 1.2607 | 0.13942 | 9.0424 | 1.3281 | 0.14687 | 9.0424 | 7.857% | 0.060434 | 0.05494 | 278.3405 | 39.3529 | 30.6582 | 208.3293 | 282.1191 | 0 | 0 | 282.1191 | 0.0002774%
2026 | 463 | 463-1229 | Tier-2 | Tier-2---9 | 5--4 | 231 | 198 | 220.9596 | 94% | 3.511% | 2.487% | 17.8035 | 0 | 0 | 17.8035 | 0 | 16.9833 | 2.7606 | 6.1521 | 16.9833 | 2.7606 | 6.1521 | 17.8908 | 2.9081 | 6.1521 | 8.057% | 0.096723 | 0.088432 | 2284.4628 | 504.7537 | 115.6932 | 1664.0158 | 2297.3074 | 0 | 0 | 2297.3074 | 0.003737%
2026 | 470 | 470-40AE | Tier-2 | Tier-2---4 | 4--5 | 142 | 125 | 675.3424 | 87.26% | 12.19% | 0.553% | 51.8739 | 0 | 0 | 51.8739 | 0 | 49.4842 | 1.7428 | 28.3937 | 49.4842 | 1.7428 | 28.3937 | 52.1282 | 1.8359 | 28.3937 | 7.681% | 0.091034 | 0.08302 | 7418.573 | 1155.6027 | 850.5498 | 5412.4205 | 7509.8185 | 0 | 0 | 7509.8185 | 0.01089%
2026 | 470 | 470-47R | Tier-3 | Tier-3---2 | 5--5 | 534 | 475 | 2012.6027 | 94.87% | 4.37% | 0.7559% | 169.8475 | 0 | 0 | 169.8475 | 0 | 162.023 | 6.6226 | 24.4652 | 162.023 | 6.6226 | 24.4652 | 170.6801 | 6.9764 | 24.4652 | 8.439% | 0.16225 | 0.14782 | 12404.0406 | 2097.9829 | 564.7309 | 9741.3268 | 12466.1167 | 0 | 0 | 12466.1167 | 0.03565%
2026 | 471 | 471-36F | Tier-2 | Tier-2---4 | 4--5 | 128 | 21 | 570.7201 | 63.27% | 36.3% | 0.4365% | 5.9239 | 0 | 0 | 5.9239 | 0 | 5.651 | 0.29279 | 19.3007 | 5.651 | 0.29279 | 19.3007 | 5.953 | 0.30843 | 19.3007 | 1.038% | 0.093079 | 0.091552 | 6131.5794 | 664.7661 | 2054.2802 | 3412.5332 | 6169.1478 | 0 | 0 | 6169.1478 | 0.001243%
2026 | 500 | 500-1531 | Tier-2 | Tier-2---10 | 4--4 | 20 | 16 | 642.8265 | 4.579% | 95.33% | 0.095% | 2.3548 | 0 | 0 | 2.3548 | 0 | 2.2464 | 0.22308 | 10.0699 | 2.2464 | 0.22308 | 10.0699 | 2.3664 | 0.235 | 10.0699 | 0.3663% | 0.071178 | 0.065484 | 9031.2778 | 80.4341 | 7853.8811 | 1096.9626 | 9780.6456 | 0 | 0 | 9780.6456 | 0.0004943%
2026 | 501 | 501-786 | Tier-2 | Tier-2---14 | 2--5 | 23 | 22 | 41.2155 | 98.22% | 0% | 1.777% | 3.8723 | 0 | 0 | 3.8723 | 0 | 3.6939 | 0.30673 | 12.0428 | 3.6939 | 0.30673 | 12.0428 | 3.8913 | 0.32312 | 12.0428 | 9.395% | 0.0050324 | 0.004551 | 8190.019 | 1322.239 | 139.0981 | 6728.6818 | 8205.4136 | 0 | 0 | 8205.4136 | 0.0008128%
2026 | 504 | 504-2501R | Tier-2 | Tier-2---9 | 3--5 | 154 | 23 | 152.2062 | 97.69% | 0% | 2.311% | 2.2207 | 0 | 0 | 2.2207 | 0 | 2.1184 | 0.32067 | 6.606 | 2.1184 | 0.32067 | 6.606 | 2.2316 | 0.33781 | 6.606 | 1.459% | 0.021593 | 0.02127 | 7048.9974 | 1058.3908 | 620.2842 | 5370.3225 | 7051.4676 | 0 | 0 | 7051.4676 | 0.0004661%
2026 | 520 | 520-1045R | Tier-2 | Tier-2---5 | 5--4 | 180 | 156 | 596.734 | 87.03% | 12.08% | 0.8955% | 45.0085 | 0 | 0 | 45.0085 | 0 | 42.9351 | 2.175 | 19.7403 | 42.9351 | 2.175 | 19.7403 | 45.2291 | 2.2912 | 19.7403 | 7.542% | 0.26824 | 0.24499 | 2224.662 | 286.7109 | 250.5356 | 1687.4154 | 2252.0446 | 0 | 0 | 2252.0446 | 0.009447%
2026 | 520 | 520-10R | Tier-2 | Tier-2---7 | 4--5 | 155 | 112 | 296.4545 | 90.13% | 8.578% | 1.296% | 19.3061 | 0 | 0 | 19.3061 | 0 | 18.4167 | 1.5615 | 11.794 | 18.4167 | 1.5615 | 11.794 | 19.4008 | 1.645 | 11.794 | 6.512% | 0.046043 | 0.042716 | 6438.5886 | 1240.5174 | 702.7495 | 4495.3216 | 6488.1032 | 0 | 0 | 6488.1032 | 0.004052%
2026 | 520 | 520-1489R | Tier-2 | Tier-2---8 | 5--5 | 408 | 329 | 662.1633 | 87.36% | 10.91% | 1.733% | 46.6457 | 0 | 0 | 46.6457 | 0 | 44.4968 | 4.587 | 9.7006 | 44.4968 | 4.587 | 9.7006 | 46.8743 | 4.8321 | 9.7006 | 7.044% | 0.13822 | 0.12707 | 4790.7448 | 574.961 | 546.3603 | 3669.4236 | 4843.8595 | 0 | 0 | 4843.8595 | 0.009791%
2026 | 520 | 520-1509R | Tier-2 | Tier-2---5 | 5--4 | 401 | 276 | 868.9578 | 72.04% | 26.87% | 1.095% | 43.0832 | 0 | 0 | 43.0832 | 0 | 41.0984 | 3.8481 | 10.6803 | 41.0984 | 3.8481 | 10.6803 | 43.2944 | 4.0537 | 10.6803 | 4.958% | 0.28561 | 0.26595 | 3042.4946 | 331.9166 | 761.5633 | 1949.0147 | 3105.3839 | 0 | 0 | 3105.3839 | 0.009043%
2026 | 520 | 520-1525R | Tier-2 | Tier-2---8 | 5--5 | 145 | 129 | 360.0635 | 92.4% | 6.369% | 1.229% | 29.5995 | 0 | 0 | 29.5995 | 0 | 28.2359 | 1.7986 | 15.6992 | 28.2359 | 1.7986 | 15.6992 | 29.7446 | 1.8947 | 15.6992 | 8.221% | 0.099044 | 0.090232 | 3635.4035 | 686.7062 | 313.6705 | 2635.0268 | 3662.3754 | 0 | 0 | 3662.3754 | 0.006213%
2026 | 520 | 520-1527R | Tier-3 | Tier-3---7 | 5--5 | 249 | 205 | 1151.6571 | 81.16% | 18.23% | 0.6117% | 76.948 | 0 | 0 | 76.948 | 0 | 73.4032 | 2.8582 | 25.6819 | 73.4032 | 2.8582 | 25.6819 | 77.3252 | 3.0109 | 25.6819 | 6.682% | 0.27105 | 0.24873 | 4248.9299 | 642.1047 | 732.0594 | 2874.7658 | 4320.7629 | 0 | 0 | 4320.7629 | 0.01615%
2026 | 520 | 520-1902R | Tier-2 | Tier-2---9 | 4--4 | 408 | 201 | 295.4783 | 43.89% | 53.74% | 2.376% | 6.3886 | 0 | 0 | 6.3886 | 0 | 6.0943 | 2.8024 | 2.1747 | 6.0943 | 2.8024 | 2.1747 | 6.4199 | 2.9521 | 2.1747 | 2.162% | 0.058932 | 0.056029 | 5013.9026 | 463.7784 | 2584.0113 | 1966.1129 | 5159.6863 | 0 | 0 | 5159.6863 | 0.001341%
2026 | 520 | 520-1904 | Tier-3 | Tier-3---13 | 4--5 | 276 | 149 | 381.2363 | 81.21% | 17.45% | 1.344% | 16.7134 | 0 | 0 | 16.7134 | 0 | 15.9435 | 2.0774 | 7.6747 | 15.9435 | 2.0774 | 7.6747 | 16.7954 | 2.1884 | 7.6747 | 4.384% | 0.05278 | 0.04993 | 7223.1755 | 1024.2251 | 1263.1331 | 4935.8173 | 7300.6395 | 0 | 0 | 7300.6395 | 0.003508%
2026 | 520 | 520-1936 | Tier-3 | Tier-3---20 | 1--5 | 4 | 3 | 9.5502 | 98.52% | 0% | 1.483% | 0.70565 | 0 | 0 | 0.70565 | 0 | 0.67314 | 0.041827 | 16.0935 | 0.67314 | 0.041827 | 16.0935 | 0.70911 | 0.044062 | 16.0935 | 7.389% | 0.0006668 | 0.00061679 | 14322.462 | 2227.417 | 192.8863 | 11902.1586 | 14339.6788 | 0 | 0 | 14339.6788 | 0.0001481%
2026 | 520 | 520-22R | Tier-2 | Tier-2---14 | 4--4 | 113 | 54 | 116.9083 | 45.37% | 53.02% | 1.617% | 2.5346 | 0 | 0 | 2.5346 | 0 | 2.4178 | 0.75288 | 3.2114 | 2.4178 | 0.75288 | 3.2114 | 2.547 | 0.79311 | 3.2114 | 2.168% | 0.036011 | 0.03429 | 3246.4956 | 310.4275 | 1853.8749 | 1082.1932 | 3335.5072 | 0 | 0 | 3335.5072 | 0.000532%
2026 | 520 | 520-35R | Tier-3 | Tier-3---9 | 5--5 | 306 | 275 | 985.3264 | 82.6% | 16.44% | 0.9544% | 73.1471 | 0 | 0 | 73.1471 | 0 | 69.7774 | 3.8341 | 18.199 | 69.7774 | 3.8341 | 18.199 | 73.5057 | 4.039 | 18.199 | 7.424% | 0.28544 | 0.25979 | 3451.9467 | 462.7417 | 537.5528 | 2451.6522 | 3511.2391 | 0 | 0 | 3511.2391 | 0.01535%
2026 | 520 | 520-45 | Tier-2 | Tier-2---8 | 5--5 | 219 | 176 | 455.0819 | 89.33% | 9.369% | 1.306% | 32.669 | 0 | 0 | 32.669 | 0 | 31.164 | 2.4538 | 12.7001 | 31.164 | 2.4538 | 12.7001 | 32.8291 | 2.585 | 12.7001 | 7.179% | 0.10446 | 0.096067 | 4356.4514 | 530.4104 | 403.5927 | 3422.4483 | 4397.0881 | 0 | 0 | 4397.0881 | 0.006857%
2026 | 521 | 521-14R | Tier-3 | Tier-3---5 | 5--5 | 315 | 264 | 1719.0003 | 78.65% | 20.86% | 0.4907% | 113.3063 | 0 | 0 | 113.3063 | 0 | 108.0865 | 3.6808 | 29.3652 | 108.0865 | 3.6808 | 29.3652 | 113.8617 | 3.8774 | 29.3652 | 6.591% | 0.27097 | 0.24826 | 6343.9843 | 812.9811 | 1238.2176 | 4292.7856 | 6467.8981 | 0 | 0 | 6467.8981 | 0.02378%
2026 | 521 | 521-1819R | Tier-2 | Tier-2---9 | 4--5 | 199 | 136 | 223.8855 | 62.17% | 36.25% | 1.574% | 9.5128 | 0 | 0 | 9.5128 | 0 | 9.0745 | 1.8962 | 4.7858 | 9.0745 | 1.8962 | 4.7858 | 9.5594 | 1.9975 | 4.7858 | 4.249% | 0.043667 | 0.040683 | 5127.1322 | 737.124 | 1856.4943 | 2533.514 | 5269.4033 | 0 | 0 | 5269.4033 | 0.001997%
2026 | 521 | 521-1856R | Tier-3 | Tier-3---6 | 5--5 | 335 | 276 | 1212.5663 | 84.9% | 14.39% | 0.7143% | 84.816 | 0 | 0 | 84.816 | 0 | 80.9087 | 3.8481 | 21.0258 | 80.9087 | 3.8481 | 21.0258 | 85.2317 | 4.0537 | 21.0258 | 6.995% | 0.15411 | 0.14141 | 7868.3195 | 1087.4875 | 1070.4078 | 5710.4242 | 7974.9945 | 0 | 0 | 7974.9945 | 0.0178%
2026 | 521 | 521-18R | Tier-3 | Tier-3---6 | 4--5 | 307 | 264 | 1129.9866 | 95.19% | 4.09% | 0.7206% | 92.4972 | 0 | 0 | 92.4972 | 0 | 88.236 | 3.6808 | 23.9722 | 88.236 | 3.6808 | 23.9722 | 92.9506 | 3.8774 | 23.9722 | 8.186% | 0.071321 | 0.065188 | 15843.6289 | 2470.7432 | 733.9331 | 12638.9526 | 15915.3338 | 0 | 0 | 15915.3338 | 0.01942%
2026 | 521 | 521-27R | Tier-2 | Tier-2---3 | 4--5 | 358 | 247 | 810.4848 | 91.73% | 7.398% | 0.8745% | 51.2931 | 0 | 0 | 51.2931 | 0 | 48.9302 | 3.4437 | 14.2084 | 48.9302 | 3.4437 | 14.2084 | 51.5446 | 3.6277 | 14.2084 | 6.329% | 0.063668 | 0.059275 | 12729.941 | 2154.4423 | 1058.961 | 9516.5377 | 12807.9805 | 0 | 0 | 12807.9805 | 0.01077%
2026 | 521 | 521-32R | Tier-3 | Tier-3---4 | 5--5 | 232 | 207 | 1448.9015 | 94.87% | 4.661% | 0.4687% | 122.6449 | 0 | 0 | 122.6449 | 0 | 116.9949 | 2.8861 | 40.538 | 116.9949 | 2.8861 | 40.538 | 123.2461 | 3.0403 | 40.538 | 8.465% | 0.14844 | 0.13519 | 9761.0273 | 1631.7912 | 451.6127 | 7677.6235 | 9810.0838 | 0 | 0 | 9810.0838 | 0.02574%
2026 | 521 | 521-700R | Tier-2 | Tier-2---3 | 4--5 | 437 | 328 | 1225.9943 | 93.19% | 6.054% | 0.7541% | 85.7551 | 0 | 0 | 85.7551 | 0 | 81.8045 | 4.5731 | 17.8883 | 81.8045 | 4.5731 | 17.8883 | 86.1755 | 4.8174 | 17.8883 | 6.995% | 0.074421 | 0.068835 | 16473.8564 | 2889.9121 | 1156.3836 | 12427.5607 | 16564.8659 | 0 | 0 | 16564.8659 | 0.018%
2026 | 522 | 522-34 | Tier-2 | Tier-2---16 | 4--3 | 64 | 34 | 77.0016 | 18.51% | 79.83% | 1.663% | 0.75703 | 0 | 0 | 0.75703 | 0 | 0.72215 | 0.47404 | 1.5234 | 0.72215 | 0.47404 | 1.5234 | 0.76074 | 0.49937 | 1.5234 | 0.9831% | 0.030009 | 0.028415 | 2565.9512 | 64.6552 | 2012.714 | 488.582 | 2683.2735 | 0 | 0 | 2683.2735 | 0.0001589%
2026 | 522 | 522-36 | Tier-2 | Tier-2---16 | 4--3 | 93 | 42 | 95.5847 | 7.342% | 91.11% | 1.546% | 0.31693 | 0 | 0 | 0.31693 | 0 | 0.30233 | 0.58558 | 0.51629 | 0.30233 | 0.58558 | 0.51629 | 0.31848 | 0.61686 | 0.51629 | 0.3316% | 0.031092 | 0.029687 | 3074.2923 | 36.1538 | 2591.8703 | 446.2683 | 3209.0226 | 0 | 0 | 3209.0226 | 6.652e-05%
2026 | 522 | 522-38R | Tier-2 | Tier-2---6 | 4--5 | 606 | 354 | 1016.2869 | 80.7% | 18.11% | 1.19% | 47.9106 | 0 | 0 | 47.9106 | 0 | 45.7035 | 4.9356 | 9.26 | 45.7035 | 4.9356 | 9.26 | 48.1454 | 5.1993 | 9.26 | 4.714% | 0.088602 | 0.083426 | 11470.2225 | 2251.3608 | 2088.2887 | 7130.573 | 11607.549 | 0 | 0 | 11607.549 | 0.01006%
2026 | 523 | 523-31AE | Tier-2 | Tier-2---14 | 4--4 | 199 | 99 | 275.1089 | 4.221% | 94.59% | 1.185% | 0.57764 | 0 | 0 | 0.57764 | 0 | 0.55103 | 1.3803 | 0.39921 | 0.55103 | 1.3803 | 0.39921 | 0.58047 | 1.454 | 0.39921 | 0.21% | 0.037419 | 0.035558 | 7352.039 | 68.2792 | 6334.1642 | 949.5956 | 7720.6971 | 0 | 0 | 7720.6971 | 0.0001212%
2026 | 524 | 524-1782F | Tier-3 | Tier-3---10 | 4--5 | 231 | 173 | 681.1238 | 98.24% | 0.8976% | 0.8607% | 50.1137 | 0 | 0 | 50.1137 | 0 | 47.805 | 2.412 | 19.8195 | 47.805 | 2.412 | 19.8195 | 50.3593 | 2.5409 | 19.8195 | 7.357% | 0.040404 | 0.037378 | 16857.9136 | 3235.0894 | 389.5202 | 13233.3041 | 16881.9095 | 0 | 0 | 16881.9095 | 0.01052%
2026 | 524 | 524-27R | Tier-3 | Tier-3---4 | 4--5 | 489 | 289 | 1282.5738 | 98.01% | 1.22% | 0.7702% | 74.2921 | 0 | 0 | 74.2921 | 0 | 70.8696 | 4.0293 | 17.5885 | 70.8696 | 4.0293 | 17.5885 | 74.6562 | 4.2446 | 17.5885 | 5.792% | 0.060207 | 0.056649 | 21302.6656 | 4149.5256 | 661.6102 | 16491.5299 | 21329.2912 | 0 | 0 | 21329.2912 | 0.01559%
2026 | 524 | 524-46R | Tier-3 | Tier-3---4 | 5--5 | 283 | 223 | 1602.1034 | 91.53% | 7.997% | 0.4775% | 115.5453 | 0 | 0 | 115.5453 | 0 | 110.2223 | 3.1091 | 35.4512 | 110.2223 | 3.1091 | 35.4512 | 116.1117 | 3.2753 | 35.4512 | 7.212% | 0.18916 | 0.17425 | 8469.7554 | 1511.9887 | 676.5843 | 6281.1824 | 8531.1509 | 0 | 0 | 8531.1509 | 0.02425%
2026 | 524 | 524-50R | Tier-3 | Tier-3---7 | 5--5 | 283 | 204 | 1190.6418 | 87% | 12.41% | 0.5904% | 74.6668 | 0 | 0 | 74.6668 | 0 | 71.227 | 2.8442 | 25.0427 | 71.227 | 2.8442 | 25.0427 | 75.0328 | 2.9962 | 25.0427 | 6.271% | 0.18313 | 0.16993 | 6501.4644 | 979.7439 | 766.6075 | 4755.113 | 6567.1398 | 0 | 0 | 6567.1398 | 0.01567%
2026 | 524 | 524-69R | Tier-3 | Tier-3---1 | 5--5 | 842 | 634 | 4619.0742 | 91.74% | 7.782% | 0.477% | 319.0777 | 0 | 0 | 319.0777 | 0 | 304.3785 | 8.8394 | 34.4343 | 304.3785 | 8.8394 | 34.4343 | 320.6419 | 9.3117 | 34.4343 | 6.908% | 0.27264 | 0.25211 | 16942.2754 | 2594.1012 | 1293.4919 | 13054.6823 | 17056.212 | 0 | 0 | 17056.212 | 0.06697%
2026 | 540 | 540-241R | Tier-2 | Tier-2---9 | 4--5 | 18 | 18 | 346.6156 | 24.2% | 75.62% | 0.1791% | 8.3893 | 0 | 0 | 8.3893 | 0 | 8.0028 | 0.25096 | 31.8886 | 8.0028 | 0.25096 | 31.8886 | 8.4304 | 0.26437 | 31.8886 | 2.42% | 0.047942 | 0.043147 | 7229.9557 | 274.5689 | 5138.5463 | 1816.8405 | 7838.8515 | 0 | 0 | 7838.8515 | 0.001761%
2026 | 591 | 591-1594R | Tier-2 | Tier-2---12 | 4--4 | 92 | 11 | 96.6888 | 80.68% | 17.2% | 2.123% | 0.93271 | 0 | 0 | 0.93271 | 0 | 0.88974 | 0.15337 | 5.8014 | 0.88974 | 0.15337 | 5.8014 | 0.93728 | 0.16156 | 5.8014 | 0.9646% | 0.047196 | 0.046632 | 2048.6739 | 331.857 | 357.6365 | 1359.1804 | 2053.4637 | 0 | 0 | 2053.4637 | 0.0001958%
2026 | 594 | 594-1379F | Tier-2 | Tier-2---17 | 1--5 | 9 | 9 | 10.6264 | 97.33% | 0% | 2.675% | 1.0342 | 0 | 0 | 1.0342 | 0 | 0.98657 | 0.12548 | 7.8623 | 0.98657 | 0.12548 | 7.8623 | 1.0393 | 0.13219 | 7.8623 | 9.733% | 0.0021822 | 0.001964 | 4869.5729 | 1396.0349 | 121.0441 | 3352.4938 | 4884.0461 | 0 | 0 | 4884.0461 | 0.0002171%
2026 | 597 | 597-595 | Tier-2 | Tier-2---1 | 5--5 | 398 | 360 | 2598.8794 | 68.57% | 30.98% | 0.4453% | 161.1948 | 0 | 0 | 161.1948 | 0 | 153.7689 | 5.0192 | 30.636 | 153.7689 | 5.0192 | 30.636 | 161.985 | 5.2874 | 30.636 | 6.202% | 0.15307 | 0.13922 | 16978.8381 | 2723.3618 | 4869.9544 | 9385.5219 | 17509.5043 | 0 | 0 | 17509.5043 | 0.03383%
2026 | 599 | 599-19R | Tier-2 | Tier-2---1 | 5--5 | 753 | 631 | 2814.0812 | 94.6% | 4.701% | 0.7012% | 223.0753 | 0 | 0 | 223.0753 | 0 | 212.7987 | 8.7976 | 24.1883 | 212.7987 | 8.7976 | 24.1883 | 224.1688 | 9.2676 | 24.1883 | 7.927% | 0.15161 | 0.13891 | 18560.9002 | 2880.2053 | 906.7756 | 14773.9194 | 18652.6112 | 0 | 0 | 18652.6112 | 0.04682%
2026 | 67 | 67-24R | Tier-3 | Tier-3---13 | 5--4 | 344 | 278 | 649.2908 | 74.83% | 23.84% | 1.334% | 39.2621 | 0 | 0 | 39.2621 | 0 | 37.4534 | 3.876 | 9.663 | 37.4534 | 3.876 | 9.663 | 39.4545 | 4.0831 | 9.663 | 6.047% | 0.2194 | 0.20167 | 2959.3576 | 336.0702 | 674.1995 | 1949.088 | 3024.8585 | 0 | 0 | 3024.8585 | 0.008241%
2026 | 67 | 67-34R | Tier-3 | Tier-3---11 | 5--5 | 551 | 445 | 1084.2867 | 76.65% | 22.12% | 1.235% | 67.119 | 0 | 0 | 67.119 | 0 | 64.027 | 6.2043 | 10.3197 | 64.027 | 6.2043 | 10.3197 | 67.448 | 6.5358 | 10.3197 | 6.19% | 0.24743 | 0.22745 | 4382.1248 | 535.8218 | 956.7681 | 2889.5349 | 4472.0362 | 0 | 0 | 4472.0362 | 0.01409%
2026 | 67 | 67-37R | Tier-3 | Tier-3---17 | 5--3 | 190 | 159 | 226.6286 | 65.58% | 32.17% | 2.242% | 12.4382 | 0 | 0 | 12.4382 | 0 | 11.8652 | 2.2168 | 5.3523 | 11.8652 | 2.2168 | 5.3523 | 12.4992 | 2.3353 | 5.3523 | 5.488% | 0.20095 | 0.18413 | 1127.7881 | 99.8375 | 351.0117 | 676.9389 | 1163.2354 | 0 | 0 | 1163.2354 | 0.002611%
2026 | 67 | 67-45R | Tier-3 | Tier-3---15 | 5--4 | 233 | 198 | 468.8847 | 75.51% | 23.11% | 1.372% | 30.0884 | 0 | 0 | 30.0884 | 0 | 28.7023 | 2.7606 | 10.3972 | 28.7023 | 2.7606 | 10.3972 | 30.2359 | 2.9081 | 10.3972 | 6.417% | 0.20887 | 0.19112 | 2244.8167 | 264.9489 | 495.8782 | 1483.9896 | 2295.866 | 0 | 0 | 2295.866 | 0.006316%
2026 | 73 | 73-1130R | Tier-3 | Tier-3---9 | 5--5 | 310 | 229 | 971.12 | 83.08% | 16.23% | 0.6878% | 59.5986 | 0 | 0 | 59.5986 | 0 | 56.853 | 3.1928 | 17.8067 | 56.853 | 3.1928 | 17.8067 | 59.8908 | 3.3634 | 17.8067 | 6.137% | 0.2182 | 0.20208 | 4450.6448 | 608.0965 | 688.9858 | 3153.5625 | 4510.7152 | 0 | 0 | 4510.7152 | 0.01251%
2026 | 73 | 73-1163 | Tier-3 | Tier-3---4 | 5--5 | 326 | 242 | 1861.7789 | 88.41% | 11.22% | 0.3692% | 122.1889 | 0 | 0 | 122.1889 | 0 | 116.5599 | 3.374 | 34.5462 | 116.5599 | 3.374 | 34.5462 | 122.7878 | 3.5543 | 34.5462 | 6.563% | 0.22506 | 0.20836 | 8272.2274 | 1229.0974 | 921.3142 | 6121.8157 | 8349.0995 | 0 | 0 | 8349.0995 | 0.02565%
2026 | 73 | 73-1164 | Tier-3 | Tier-3---13 | 5--4 | 46 | 34 | 263.7681 | 87.65% | 11.96% | 0.3908% | 17.0883 | 0 | 0 | 17.0883 | 0 | 16.301 | 0.47404 | 34.3876 | 16.301 | 0.47404 | 34.3876 | 17.172 | 0.49937 | 34.3876 | 6.479% | 0.18614 | 0.17238 | 1417.02 | 198.6601 | 156.5468 | 1061.8131 | 1430.9867 | 0 | 0 | 1430.9867 | 0.003587%
2026 | 73 | 73-23R | Tier-3 | Tier-3---9 | 5--5 | 188 | 158 | 841.8786 | 89.4% | 10.02% | 0.5825% | 63.2502 | 0 | 0 | 63.2502 | 0 | 60.3364 | 2.2029 | 27.3898 | 60.3364 | 2.2029 | 27.3898 | 63.5603 | 2.3206 | 27.3898 | 7.513% | 0.21349 | 0.19555 | 3943.3878 | 597.9657 | 380.5291 | 2964.893 | 3981.7588 | 0 | 0 | 3981.7588 | 0.01328%
2026 | 73 | 73-678R | Tier-3 | Tier-3---5 | 5--5 | 313 | 270 | 1587.7071 | 88.98% | 10.47% | 0.5476% | 121.8683 | 0 | 0 | 121.8683 | 0 | 116.2541 | 3.7644 | 30.8824 | 116.2541 | 3.7644 | 30.8824 | 122.4657 | 3.9656 | 30.8824 | 7.676% | 0.23776 | 0.21725 | 6677.7947 | 1003.2668 | 681.1886 | 4993.3394 | 6747.2559 | 0 | 0 | 6747.2559 | 0.02558%
2026 | 73 | 73-683R | Tier-3 | Tier-3---7 | 5--5 | 273 | 226 | 1378.6065 | 89.65% | 9.845% | 0.5099% | 102.3087 | 0 | 0 | 102.3087 | 0 | 97.5956 | 3.151 | 30.9733 | 97.5956 | 3.151 | 30.9733 | 102.8102 | 3.3193 | 30.9733 | 7.421% | 0.22716 | 0.20835 | 6068.9321 | 866.1538 | 585.2944 | 4617.4838 | 6125.6516 | 0 | 0 | 6125.6516 | 0.02147%
2026 | 75 | 75-2257F | Tier-3 | Tier-3---20 | 1--5 | 4 | 4 | 2.5742 | 95.54% | 0% | 4.459% | 0.24594 | 0 | 0 | 0.24594 | 0 | 0.23461 | 0.055769 | 4.2068 | 0.23461 | 0.055769 | 4.2068 | 0.24714 | 0.058749 | 4.2068 | 9.554% | 0.0002804 | 0.00025236 | 9180.3996 | 1426.0853 | 371.877 | 7382.4374 | 9225.8869 | 0 | 0 | 9225.8869 | 5.162e-05%
2026 | 75 | 75-2258F | Tier-3 | Tier-3---21 | 2--2 | 4 | 3 | 4.3243 | 0% | 100% | 0% | 0 | 0 | 0 | 0 | 0 | 0 | 0.041827 | 0 | 0 | 0.041827 | 0 | 0 | 0.044062 | 0 | 0% | 0.0051944 | 0.0048048 | 832.4969 | 1.4417 | 747.1872 | 83.868 | 899.9966 | 0 | 0 | 899.9966 | 0%
2026 | 75 | 75-2259F | Tier-3 | Tier-3---12 | 3--5 | 140 | 102 | 362.3539 | 98.06% | 1.201% | 0.7355% | 25.8887 | 0 | 0 | 25.8887 | 0 | 24.6961 | 1.4221 | 17.3658 | 24.6961 | 1.4221 | 17.3658 | 26.0156 | 1.4981 | 17.3658 | 7.145% | 0.020337 | 0.018856 | 17817.1226 | 3618.9618 | 323.8838 | 13874.277 | 17844.2415 | 0 | 0 | 17844.2415 | 0.005434%
2026 | 75 | 75-2260F | Tier-3 | Not Applicable | Not Applicable | 2 | 1 | 0 | 0% | 0% | 0% | 0 | 0 | 0 | 0 | 0 | 0 | 0.013942 | 0 | 0 | 0.013942 | 0 | 0 | 0.014687 | 0 | 0% | 0 | 0 | 0 | 0 | 0 | 0 | 0 | 0 | 0 | 0 | 0%
2026 | 75 | 75-32R | Tier-3 | Tier-3---13 | 3--5 | 84 | 65 | 196.1202 | 96.38% | 2.668% | 0.9512% | 14.6267 | 0 | 0 | 14.6267 | 0 | 13.9529 | 0.90625 | 15.3963 | 13.9529 | 0.90625 | 15.3963 | 14.6984 | 0.95467 | 15.3963 | 7.458% | 0.014781 | 0.013637 | 13268.2222 | 2437.4241 | 453.4454 | 10377.3526 | 13308.501 | 0 | 0 | 13308.501 | 0.00307%
2026 | 75 | 75-41 | Tier-3 | Tier-3---13 | 3--5 | 69 | 58 | 232.3508 | 98.84% | 0.3675% | 0.788% | 19.3053 | 0 | 0 | 19.3053 | 0 | 18.4159 | 0.80865 | 22.7736 | 18.4159 | 0.80865 | 22.7736 | 19.3999 | 0.85186 | 22.7736 | 8.309% | 0.0163 | 0.01493 | 14254.8272 | 3156.0323 | 229.2614 | 10869.5335 | 14269.9433 | 0 | 0 | 14269.9433 | 0.004052%
2026 | 75 | 75-996R | Tier-2 | Tier-2---7 | 4--5 | 319 | 241 | 357.2986 | 95.33% | 2.61% | 2.061% | 25.7325 | 0 | 0 | 25.7325 | 0 | 24.547 | 3.3601 | 7.3055 | 24.547 | 3.3601 | 7.3055 | 25.8586 | 3.5396 | 7.3055 | 7.202% | 0.043997 | 0.040673 | 8120.9384 | 1655.5756 | 489.8744 | 5975.4884 | 8151.9402 | 0 | 0 | 8151.9402 | 0.005401%
2026 | 770 | 770-259R | Tier-2 | Tier-2---17 | 2--3 | 24 | 21 | 10.9444 | 90.49% | 1.971% | 7.54% | 0.86656 | 0 | 0 | 0.86656 | 0 | 0.82664 | 0.29279 | 2.8233 | 0.82664 | 0.29279 | 2.8233 | 0.8708 | 0.30843 | 2.8233 | 7.918% | 0.010605 | 0.0096772 | 1031.9841 | 188.7755 | 88.8418 | 754.3668 | 1041.3957 | 0 | 0 | 1041.3957 | 0.0001819%
2026 | 78 | 78-26R | Tier-3 | Tier-3---5 | 5--5 | 186 | 143 | 1506.352 | 86.4% | 13.31% | 0.287% | 100.0598 | 0 | 0 | 100.0598 | 0 | 95.4502 | 1.9937 | 47.8748 | 95.4502 | 1.9937 | 47.8748 | 100.5503 | 2.1003 | 47.8748 | 6.643% | 0.34567 | 0.3191 | 4357.7168 | 613.0091 | 539.1725 | 3205.5352 | 4407.0782 | 0 | 0 | 4407.0782 | 0.021%
2026 | 78 | 78-35R | Tier-3 | Tier-3---10 | 2--5 | 29 | 29 | 489.2316 | 99.8% | 0% | 0.2011% | 48.8248 | 0 | 0 | 48.8248 | 0 | 46.5755 | 0.40433 | 115.1929 | 46.5755 | 0.40433 | 115.1929 | 49.0641 | 0.42593 | 115.1929 | 9.98% | 0.008188 | 0.0073692 | 59749.8307 | 9713.1665 | 132.8814 | 49903.7828 | 59763.1828 | 0 | 0 | 59763.1828 | 0.01025%
2026 | 78 | 78-782R | Tier-3 | Tier-3---7 | 5--5 | 33 | 32 | 610.0389 | 94.37% | 5.437% | 0.1919% | 55.8256 | 0 | 0 | 55.8256 | 0 | 53.2538 | 0.44615 | 119.3621 | 53.2538 | 0.44615 | 119.3621 | 56.0992 | 0.46999 | 119.3621 | 9.151% | 0.33808 | 0.30529 | 1804.4347 | 294.1768 | 90.6725 | 1419.5855 | 1815.3413 | 0 | 0 | 1815.3413 | 0.01172%
2026 | 788 | 788-34R | Tier-2 | Tier-2---6 | 5--5 | 521 | 143 | 1602.6496 | 68.44% | 30.89% | 0.6716% | 30.1049 | 0 | 0 | 30.1049 | 0 | 28.7181 | 1.9937 | 14.4041 | 28.7181 | 1.9937 | 14.4041 | 30.2525 | 2.1003 | 14.4041 | 1.878% | 0.12404 | 0.12064 | 12920.0508 | 2335.3392 | 3828.2096 | 6756.5021 | 13035.1326 | 0 | 0 | 13035.1326 | 0.006319%
2026 | 79 | 79-1215F | Tier-3 | Tier-3---18 | 5--3 | 9 | 5 | 33.4718 | 96.07% | 3.425% | 0.5103% | 1.7864 | 0 | 0 | 1.7864 | 0 | 1.7041 | 0.069711 | 24.4447 | 1.7041 | 0.069711 | 24.4447 | 1.7951 | 0.073436 | 24.4447 | 5.337% | 0.1831 | 0.17293 | 182.8036 | 27.7714 | 8.4859 | 146.5463 | 183.2268 | 0 | 0 | 183.2268 | 0.000375%
2026 | 791 | 791-419F | Tier-2 | Tier-2---5 | 5--5 | 141 | 48 | 638.6863 | 61.95% | 37.46% | 0.5934% | 13.4693 | 0 | 0 | 13.4693 | 0 | 12.8488 | 0.66923 | 19.1993 | 12.8488 | 0.66923 | 19.1993 | 13.5353 | 0.70499 | 19.1993 | 2.109% | 0.11325 | 0.1094 | 5639.4744 | 649.4436 | 1934.52 | 3055.5108 | 5715.1 | 0 | 0 | 5715.1 | 0.002827%
2026 | 79 | 79-658R | Tier-3 | Tier-3---5 | 5--5 | 198 | 185 | 1583.1515 | 94.39% | 5.201% | 0.4074% | 139.6252 | 0 | 0 | 139.6252 | 0 | 133.1929 | 2.5793 | 51.6387 | 133.1929 | 2.5793 | 51.6387 | 140.3096 | 2.7171 | 51.6387 | 8.819% | 0.46655 | 0.42296 | 3393.3013 | 536.1336 | 179.2959 | 2677.8718 | 3412.9143 | 0 | 0 | 3412.9143 | 0.02931%
2026 | 79 | 79-660R | Tier-3 | Tier-3---14 | 5--3 | 179 | 159 | 410.2866 | 87.38% | 11.28% | 1.342% | 31.8456 | 0 | 0 | 31.8456 | 0 | 30.3785 | 2.2168 | 13.7036 | 30.3785 | 2.2168 | 13.7036 | 32.0017 | 2.3353 | 13.7036 | 7.762% | 0.45747 | 0.41684 | 896.8574 | 100.1714 | 108.3483 | 688.3376 | 907.8902 | 0 | 0 | 907.8902 | 0.006684%
2026 | 79 | 79-668R | Tier-3 | Tier-3---15 | 5--3 | 309 | 206 | 744.6976 | 38.65% | 60.41% | 0.9336% | 19.1902 | 0 | 0 | 19.1902 | 0 | 18.3061 | 2.8721 | 6.3738 | 18.3061 | 2.8721 | 6.3738 | 19.2843 | 3.0256 | 6.3738 | 2.577% | 0.43999 | 0.41066 | 1692.5377 | 90.5162 | 925.3729 | 676.6485 | 1766.7027 | 0 | 0 | 1766.7027 | 0.004028%
2026 | 79 | 79-676R | Tier-3 | Tier-3---5 | 5--5 | 138 | 80 | 1054.6802 | 84.57% | 15.17% | 0.2582% | 51.7059 | 0 | 0 | 51.7059 | 0 | 49.3239 | 1.1154 | 44.2215 | 49.3239 | 1.1154 | 44.2215 | 51.9594 | 1.175 | 44.2215 | 4.903% | 0.38409 | 0.36182 | 2745.9122 | 408.062 | 399.7376 | 1938.1127 | 2771.9883 | 0 | 0 | 2771.9883 | 0.01085%
2026 | 79 | 79-679R | Tier-3 | Tier-3---3 | 5--5 | 192 | 130 | 1892.052 | 89.49% | 10.28% | 0.2308% | 114.6438 | 0 | 0 | 114.6438 | 0 | 109.3624 | 1.8125 | 60.338 | 109.3624 | 1.8125 | 60.338 | 115.2058 | 1.9093 | 60.338 | 6.059% | 0.3939 | 0.36723 | 4803.3522 | 735.2081 | 460.7879 | 3607.3562 | 4840.0154 | 0 | 0 | 4840.0154 | 0.02406%
2026 | 79 | 79-685R | Tier-3 | Tier-3---14 | 5--4 | 74 | 65 | 400.4276 | 96.08% | 3.359% | 0.5615% | 33.7937 | 0 | 0 | 33.7937 | 0 | 32.2369 | 0.90625 | 35.5718 | 32.2369 | 0.90625 | 35.5718 | 33.9593 | 0.95467 | 35.5718 | 8.439% | 0.43155 | 0.39364 | 927.8849 | 128.9201 | 31.6542 | 767.3106 | 931.3881 | 0 | 0 | 931.3881 | 0.007093%
2026 | 79 | 79-714R | Tier-3 | Tier-3---9 | 5--4 | 180 | 106 | 903.7514 | 77.92% | 21.67% | 0.4055% | 41.4708 | 0 | 0 | 41.4708 | 0 | 39.5603 | 1.4779 | 26.7682 | 39.5603 | 1.4779 | 26.7682 | 41.6741 | 1.5568 | 26.7682 | 4.589% | 0.37772 | 0.35547 | 2392.6757 | 300.8376 | 478.1412 | 1613.6969 | 2425.7307 | 0 | 0 | 2425.7307 | 0.008705%
2026 | 79 | 79-785 | Tier-3 | Tier-3---3 | 5--5 | 427 | 238 | 2480.4804 | 78.86% | 20.81% | 0.3308% | 109.0264 | 0 | 0 | 109.0264 | 0 | 104.0038 | 3.3183 | 31.3428 | 104.0038 | 3.3183 | 31.3428 | 109.5609 | 3.4956 | 31.3428 | 4.395% | 0.38023 | 0.35904 | 6523.6349 | 955.6486 | 1258.2917 | 4309.6946 | 6605.0468 | 0 | 0 | 6605.0468 | 0.02288%
2026 | 79 | 79-799R | Tier-3 | Tier-3---14 | 5--3 | 116 | 110 | 551.8926 | 84.52% | 14.8% | 0.6835% | 44.2312 | 0 | 0 | 44.2312 | 0 | 42.1936 | 1.5337 | 27.5118 | 42.1936 | 1.5337 | 27.5118 | 44.448 | 1.6156 | 27.5118 | 8.014% | 0.77068 | 0.6976 | 716.1099 | 80.6305 | 98.909 | 536.5704 | 727.726 | 0 | 0 | 727.726 | 0.009284%
2026 | 79 | 79-808R | Tier-3 | Tier-3---3 | 5--5 | 218 | 192 | 2167.6529 | 93.07% | 6.627% | 0.3038% | 177.681 | 0 | 0 | 177.681 | 0 | 169.4956 | 2.6769 | 63.3174 | 169.4956 | 2.6769 | 63.3174 | 178.552 | 2.82 | 63.3174 | 8.197% | 0.44563 | 0.40638 | 4864.2458 | 733.0646 | 303.7151 | 3827.4661 | 4896.8052 | 0 | 0 | 4896.8052 | 0.0373%
2026 | 799 | 799-504R | Tier-2 | Tier-2---15 | 1--5 | 38 | 11 | 27.7948 | 96.8% | 0% | 3.201% | 0.77883 | 0 | 0 | 0.77883 | 0 | 0.74295 | 0.15337 | 4.8443 | 0.74295 | 0.15337 | 4.8443 | 0.78265 | 0.16156 | 4.8443 | 2.802% | 0.0046964 | 0.0045605 | 5918.3199 | 1511.7003 | 676.4165 | 3730.2032 | 5923.9669 | 0 | 0 | 5923.9669 | 0.0001635%
2026 | 835 | 835-10F | Tier-2 | Tier-2---19 | 1--4 | 13 | 6 | 3.5155 | 95.99% | 0% | 4.014% | 0.15574 | 0 | 0 | 0.15574 | 0 | 0.14857 | 0.083654 | 1.776 | 0.14857 | 0.083654 | 1.776 | 0.15651 | 0.088123 | 1.776 | 4.43% | 0.0010446 | 0.00099639 | 3365.4208 | 527.6091 | 131.7666 | 2706.0451 | 3371.957 | 0 | 0 | 3371.957 | 3.269e-05%
2026 | 835 | 835-11F | Tier-2 | Tier-2---15 | 1--5 | 17 | 17 | 29.5331 | 98.28% | 0% | 1.716% | 2.9026 | 0 | 0 | 2.9026 | 0 | 2.7689 | 0.23702 | 11.6822 | 2.7689 | 0.23702 | 11.6822 | 2.9168 | 0.24968 | 11.6822 | 9.828% | 0.0041866 | 0.0037679 | 7054.2016 | 1691.248 | 112.5867 | 5250.3669 | 7067.6555 | 0 | 0 | 7067.6555 | 0.0006093%
2026 | 835 | 835-35F | Tier-2 | Tier-2---19 | 1--5 | 3 | 3 | 1.702 | 96.24% | 0% | 3.761% | 0.1638 | 0 | 0 | 0.1638 | 0 | 0.15625 | 0.041827 | 3.7357 | 0.15625 | 0.041827 | 3.7357 | 0.1646 | 0.044062 | 3.7357 | 9.624% | 0.0003154 | 0.00028386 | 5396.3575 | 853.3516 | 185.8923 | 4357.1135 | 5418.9094 | 0 | 0 | 5418.9094 | 3.438e-05%
2026 | 840 | 840-308F | Tier-2 | Tier-2---13 | 4--4 | 16 | 16 | 43.5719 | 95.47% | 3.384% | 1.143% | 4.16 | 0 | 0 | 4.16 | 0 | 3.9683 | 0.22308 | 17.789 | 3.9683 | 0.22308 | 17.789 | 4.1803 | 0.235 | 17.789 | 9.547% | 0.063249 | 0.056924 | 688.8919 | 152.3879 | 26.757 | 509.7471 | 692.3567 | 0 | 0 | 692.3567 | 0.0008732%
2026 | 840 | 840-374 | Tier-2 | Tier-2---13 | 4--3 | 40 | 36 | 37.0531 | 79.48% | 17.21% | 3.315% | 2.6504 | 0 | 0 | 2.6504 | 0 | 2.5283 | 0.50192 | 5.0373 | 2.5283 | 0.50192 | 5.0373 | 2.6634 | 0.52874 | 5.0373 | 7.153% | 0.064007 | 0.058246 | 578.893 | 75.1815 | 95.4784 | 408.233 | 590.6424 | 0 | 0 | 590.6424 | 0.0005563%
2026 | 855 | 855-46AE | Tier-2 | Tier-2---15 | 1--5 | 7 | 7 | 22.7812 | 99.05% | 0% | 0.9453% | 2.2566 | 0 | 0 | 2.2566 | 0 | 2.1526 | 0.097596 | 22.0566 | 2.1526 | 0.097596 | 22.0566 | 2.2677 | 0.10281 | 22.0566 | 9.905% | 0.0010888 | 0.00097992 | 20923.2579 | 6163.1266 | 183.5454 | 14576.586 | 20945.2349 | 0 | 0 | 20945.2349 | 0.0004737%
2026 | 859 | 859-42R | Tier-2 | Tier-2---3 | 4--5 | 557 | 159 | 1138.7404 | 98.96% | 0% | 1.04% | 32.1681 | 0 | 0 | 32.1681 | 0 | 30.6862 | 2.2168 | 13.8424 | 30.6862 | 2.2168 | 13.8424 | 32.3258 | 2.3353 | 13.8424 | 2.825% | 0.067132 | 0.065215 | 16962.7575 | 2757.3465 | 237.2903 | 13968.1207 | 16967.9421 | 0 | 0 | 16967.9421 | 0.006752%
2026 | 907 | 907-1475 | Tier-3 | Tier-3---21 | 3--1 | 4 | 4 | 4.1941 | 0% | 100% | 0% | 0 | 0 | 0 | 0 | 0 | 0 | 0.055769 | 0 | 0 | 0.055769 | 0 | 0 | 0.058749 | 0 | 0% | 0.017589 | 0.01583 | 238.4544 | 0.27979 | 194.8172 | 43.3575 | 264.9494 | 0 | 0 | 264.9494 | 0%
2026 | 907 | 907-1562AE | Tier-3 | Tier-3---6 | 4--5 | 162 | 123 | 858.7853 | 77.1% | 22.57% | 0.3293% | 50.2713 | 0 | 0 | 50.2713 | 0 | 47.9554 | 1.7149 | 27.9639 | 47.9554 | 1.7149 | 27.9639 | 50.5177 | 1.8065 | 27.9639 | 5.854% | 0.054867 | 0.050701 | 15652.2427 | 2298.9356 | 3240.4011 | 10112.906 | 15946.7703 | 0 | 0 | 15946.7703 | 0.01055%
2026 | 907 | 907-1602 | Tier-3 | Tier-3---17 | 3--4 | 5 | 5 | 23.6904 | 85.8% | 13.77% | 0.4286% | 2.0326 | 0 | 0 | 2.0326 | 0 | 1.9389 | 0.069711 | 27.8136 | 1.9389 | 0.069711 | 27.8136 | 2.0425 | 0.073436 | 27.8136 | 8.58% | 0.018131 | 0.016318 | 1306.6407 | 183.5641 | 147.0644 | 976.0122 | 1327.2614 | 0 | 0 | 1327.2614 | 0.0004266%
2026 | 907 | 907-1604 | Tier-3 | Tier-3---19 | 3--2 | 4 | 4 | 4.4413 | 34.35% | 64.88% | 0.7714% | 0.15255 | 0 | 0 | 0.15255 | 0 | 0.14552 | 0.055769 | 2.6093 | 0.14552 | 0.055769 | 2.6093 | 0.15329 | 0.058749 | 2.6093 | 3.435% | 0.017739 | 0.015965 | 250.3695 | 13.6489 | 133.9397 | 102.7809 | 268.6333 | 0 | 0 | 268.6333 | 3.202e-05%
2026 | 907 | 907-1702R | Tier-3 | Tier-3---6 | 4--5 | 148 | 117 | 840.6328 | 97.1% | 2.481% | 0.4145% | 64.5315 | 0 | 0 | 64.5315 | 0 | 61.5587 | 1.6312 | 37.7372 | 61.5587 | 1.6312 | 37.7372 | 64.8478 | 1.7184 | 37.7372 | 7.677% | 0.061079 | 0.05625 | 13763.1312 | 2505.9528 | 366.7943 | 10890.3841 | 13797.3346 | 0 | 0 | 13797.3346 | 0.01355%
2026 | 907 | 907-1716R | Tier-3 | Tier-3---2 | 4--5 | 388 | 278 | 2427.1827 | 91.21% | 8.47% | 0.3199% | 158.6204 | 0 | 0 | 158.6204 | 0 | 151.313 | 3.876 | 39.0389 | 151.313 | 3.876 | 39.0389 | 159.3979 | 4.0831 | 39.0389 | 6.535% | 0.088049 | 0.081741 | 27566.2098 | 5467.7784 | 2289.9071 | 19808.5244 | 27753.2167 | 0 | 0 | 27753.2167 | 0.03329%
2026 | 907 | 907-2820R | Tier-3 | Tier-3---10 | 4--5 | 33 | 29 | 535.894 | 99.72% | 0.09292% | 0.1857% | 46.9625 | 0 | 0 | 46.9625 | 0 | 44.799 | 0.40433 | 110.7992 | 44.799 | 0.40433 | 110.7992 | 47.1927 | 0.42593 | 110.7992 | 8.763% | 0.082479 | 0.075231 | 6497.3542 | 1341.6962 | 16.6169 | 5139.0411 | 6499.0983 | 0 | 0 | 6499.0983 | 0.009857%
2026 | 908 | 908-1172R | Tier-2 | Tier-2---2 | 5--5 | 303 | 240 | 1737.7755 | 85.15% | 14.43% | 0.419% | 117.2097 | 0 | 0 | 117.2097 | 0 | 111.8101 | 3.3461 | 33.4146 | 111.8101 | 3.3461 | 33.4146 | 117.7843 | 3.5249 | 33.4146 | 6.745% | 0.20692 | 0.19053 | 8398.1993 | 1379.7509 | 1146.2529 | 5872.1954 | 8505.4559 | 0 | 0 | 8505.4559 | 0.0246%
2026 | 908 | 908-1236 | Tier-2 | Tier-2---2 | 5--5 | 166 | 130 | 1117.3056 | 87.67% | 11.99% | 0.3416% | 76.7125 | 0 | 0 | 76.7125 | 0 | 73.1785 | 1.8125 | 40.3744 | 73.1785 | 1.8125 | 40.3744 | 77.0886 | 1.9093 | 40.3744 | 6.866% | 0.1877 | 0.173 | 5952.6009 | 1091.9072 | 667.6574 | 4193.0363 | 6014.955 | 0 | 0 | 6014.955 | 0.0161%
2026 | 908 | 908-1368R | Tier-2 | Tier-2---5 | 5--5 | 471 | 386 | 991.2216 | 79.39% | 19.4% | 1.209% | 64.4896 | 0 | 0 | 64.4896 | 0 | 61.5187 | 5.3817 | 11.431 | 61.5187 | 5.3817 | 11.431 | 64.8057 | 5.6693 | 11.431 | 6.506% | 0.23644 | 0.21707 | 4192.2079 | 563.5001 | 776.6437 | 2852.0641 | 4269.3467 | 0 | 0 | 4269.3467 | 0.01354%
2026 | 908 | 908-1370R | Tier-2 | Tier-2---8 | 5--4 | 150 | 131 | 321.5186 | 63.48% | 35.24% | 1.285% | 17.8239 | 0 | 0 | 17.8239 | 0 | 17.0028 | 1.8264 | 9.3093 | 17.0028 | 1.8264 | 9.3093 | 17.9113 | 1.924 | 9.3093 | 5.544% | 0.1878 | 0.1714 | 1711.9863 | 197.0075 | 569.379 | 945.5998 | 1771.8184 | 0 | 0 | 1771.8184 | 0.003741%
2026 | 908 | 908-1372R | Tier-2 | Tier-2---2 | 5--5 | 123 | 89 | 804.0275 | 84.01% | 15.68% | 0.3083% | 48.8738 | 0 | 0 | 48.8738 | 0 | 46.6223 | 1.2409 | 37.5725 | 46.6223 | 1.2409 | 37.5725 | 49.1134 | 1.3072 | 37.5725 | 6.079% | 0.17701 | 0.1642 | 4542.3486 | 816.5914 | 664.0711 | 3061.6861 | 4599.0101 | 0 | 0 | 4599.0101 | 0.01026%
2026 | 908 | 908-2038R | Tier-2 | Tier-2---1 | 5--5 | 547 | 423 | 3761.7346 | 88.11% | 11.56% | 0.3295% | 256.3093 | 0 | 0 | 256.3093 | 0 | 244.5017 | 5.8976 | 41.4579 | 244.5017 | 5.8976 | 41.4579 | 257.5657 | 6.2127 | 41.4579 | 6.814% | 0.23053 | 0.21271 | 16317.5676 | 2905.2613 | 1774.9087 | 11637.3976 | 16480.1821 | 0 | 0 | 16480.1821 | 0.0538%
2026 | 908 | 908-2040 | Tier-2 | Tier-2---5 | 5--5 | 162 | 124 | 697.2725 | 58.64% | 40.83% | 0.5327% | 31.2979 | 0 | 0 | 31.2979 | 0 | 29.8561 | 1.7288 | 17.2694 | 29.8561 | 1.7288 | 17.2694 | 31.4513 | 1.8212 | 17.2694 | 4.489% | 0.17929 | 0.16557 | 3888.9985 | 484.676 | 1468.7466 | 1935.576 | 4022.3174 | 0 | 0 | 4022.3174 | 0.006569%
2026 | 908 | 908-2055F | Tier-3 | Tier-3---2 | 5--5 | 363 | 282 | 2141.2623 | 90.56% | 9.061% | 0.3753% | 150.6484 | 0 | 0 | 150.6484 | 0 | 143.7084 | 3.9317 | 36.551 | 143.7084 | 3.9317 | 36.551 | 151.3869 | 4.1418 | 36.551 | 7.035% | 0.20355 | 0.18773 | 10519.7129 | 1841.0843 | 947.7804 | 7730.8482 | 10603.3286 | 0 | 0 | 10603.3286 | 0.03162%
2026 | 908 | 908-2062F | Tier-2 | Tier-2---16 | 5--2 | 7 | 5 | 16.6415 | 87.19% | 12.22% | 0.5909% | 1.0364 | 0 | 0 | 1.0364 | 0 | 0.98862 | 0.069711 | 14.1816 | 0.98862 | 0.069711 | 14.1816 | 1.0414 | 0.073436 | 14.1816 | 6.228% | 0.16054 | 0.14908 | 103.6572 | 14.5987 | 13.5444 | 75.5142 | 104.6789 | 0 | 0 | 104.6789 | 0.0002175%
2026 | 908 | 908-30 | Tier-2 | Tier-2---10 | 5--4 | 52 | 40 | 139.6838 | 79.37% | 19.74% | 0.8803% | 8.5287 | 0 | 0 | 8.5287 | 0 | 8.1358 | 0.55769 | 14.5884 | 8.1358 | 0.55769 | 14.5884 | 8.5705 | 0.58749 | 14.5884 | 6.106% | 0.16572 | 0.15298 | 842.8699 | 108.2915 | 162.9752 | 571.6032 | 857.3569 | 0 | 0 | 857.3569 | 0.00179%
2026 | 909 | 909-451 | Tier-3 | Tier-3---1 | 5--5 | 506 | 419 | 4745.7108 | 91.73% | 8.003% | 0.272% | 360.4566 | 0 | 0 | 360.4566 | 0 | 343.8511 | 5.8418 | 58.8603 | 343.8511 | 5.8418 | 58.8603 | 362.2235 | 6.154 | 58.8603 | 7.595% | 0.31112 | 0.28536 | 15253.5364 | 2448.7202 | 1130.6792 | 11674.137 | 15367.4921 | 0 | 0 | 15367.4921 | 0.07566%
2026 | 909 | 909-453R | Tier-2 | Tier-2---3 | 2--5 | 62 | 24 | 476.0233 | 99.61% | 0% | 0.3866% | 18.3555 | 0 | 0 | 18.3555 | 0 | 17.5099 | 0.33461 | 52.3284 | 17.5099 | 0.33461 | 52.3284 | 18.4455 | 0.35249 | 52.3284 | 3.856% | 0.0097928 | 0.0094137 | 48609.517 | 7840.4908 | 672.9123 | 40096.1139 | 48617.0842 | 0 | 0 | 48617.0842 | 0.003853%
2026 | 909 | 909-805R | Tier-2 | Tier-2---1 | 5--5 | 309 | 271 | 2804.3911 | 91.7% | 7.979% | 0.3181% | 225.5438 | 0 | 0 | 225.5438 | 0 | 215.1535 | 3.7784 | 56.9436 | 215.1535 | 3.7784 | 56.9436 | 226.6494 | 3.9802 | 56.9436 | 8.043% | 0.28921 | 0.26385 | 9696.7159 | 1951.0291 | 709.8564 | 7035.8304 | 9774.0627 | 0 | 0 | 9774.0627 | 0.04734%
2026 | 909 | 909-812 | Tier-2 | Tier-2---17 | 1--5 | 3 | 3 | 5.2728 | 98.62% | 0% | 1.38% | 0.52 | 0 | 0 | 0.52 | 0 | 0.49605 | 0.041827 | 11.8595 | 0.49605 | 0.041827 | 11.8595 | 0.52255 | 0.044062 | 11.8595 | 9.862% | 0.0001786 | 0.00016074 | 29522.7471 | 4707.1668 | 686.726 | 24128.8543 | 29568.0093 | 0 | 0 | 29568.0093 | 0.0001091%
2026 | 91 | 91-7F | Tier-2 | Tier-2---9 | 4--5 | 194 | 106 | 251.2122 | 79.73% | 18.17% | 2.101% | 10.9438 | 0 | 0 | 10.9438 | 0 | 10.4397 | 1.4779 | 7.0639 | 10.4397 | 1.4779 | 7.0639 | 10.9975 | 1.5568 | 7.0639 | 4.356% | 0.034038 | 0.032178 | 7380.3891 | 1285.4298 | 1444.1692 | 4650.7901 | 7466.8518 | 0 | 0 | 7466.8518 | 0.002297%
2026 | 920 | 920-1342R | Tier-3 | Tier-3---12 | 4--5 | 131 | 111 | 408.8204 | 94.62% | 4.403% | 0.9773% | 32.7766 | 0 | 0 | 32.7766 | 0 | 31.2667 | 1.5476 | 20.2034 | 31.2667 | 1.5476 | 20.2034 | 32.9373 | 1.6303 | 20.2034 | 8.017% | 0.068604 | 0.062791 | 5959.0983 | 1229.6301 | 289.5515 | 4439.9167 | 5988.782 | 0 | 0 | 5988.782 | 0.00688%
2026 | 920 | 920-735AE | Tier-2 | Tier-2---7 | 4--5 | 295 | 35 | 627.5827 | 25.02% | 74.11% | 0.8722% | 1.8629 | 0 | 0 | 1.8629 | 0 | 1.7771 | 0.48798 | 3.6417 | 1.7771 | 0.48798 | 3.6417 | 1.872 | 0.51405 | 3.6417 | 0.2968% | 0.068691 | 0.067876 | 9136.3433 | 511.7297 | 6274.1673 | 2350.4463 | 9218.5962 | 0 | 0 | 9218.5962 | 0.000391%
2026 | 921 | 921-800F | Tier-2 | Tier-2---7 | 4--5 | 252 | 24 | 650.3067 | 29.95% | 69.36% | 0.6872% | 1.8552 | 0 | 0 | 1.8552 | 0 | 1.7698 | 0.33461 | 5.2889 | 1.7698 | 0.33461 | 5.2889 | 1.8643 | 0.35249 | 5.2889 | 0.2853% | 0.065336 | 0.064714 | 9953.2373 | 702.3415 | 6282.5542 | 2968.3417 | 10020.2735 | 0 | 0 | 10020.2735 | 0.0003894%
2026 | 928 | 928-19 | Tier-2 | Tier-2---11 | 4--4 | 36 | 33 | 73.2406 | 96.92% | 1.567% | 1.51% | 6.5071 | 0 | 0 | 6.5071 | 0 | 6.2074 | 0.4601 | 13.4915 | 6.2074 | 0.4601 | 13.4915 | 6.539 | 0.48468 | 13.4915 | 8.885% | 0.051756 | 0.047012 | 1415.107 | 294.5529 | 37.2101 | 1083.344 | 1419.5014 | 0 | 0 | 1419.5014 | 0.001366%
2026 | 968 | 968-476F | Tier-2 | Tier-2---17 | 3--3 | 44 | 33 | 17.6086 | 89.28% | 2.69% | 8.028% | 1.1791 | 0 | 0 | 1.1791 | 0 | 1.1248 | 0.4601 | 2.4447 | 1.1248 | 0.4601 | 2.4447 | 1.1849 | 0.48468 | 2.4447 | 6.696% | 0.015315 | 0.014167 | 1149.748 | 271.1398 | 111.0595 | 767.5487 | 1159.7395 | 0 | 0 | 1159.7395 | 0.0002475%
2026 | 970 | 970-1341R | Tier-3 | Tier-3---4 | 5--5 | 92 | 64 | 1130.055 | 96.17% | 3.586% | 0.2481% | 75.5981 | 0 | 0 | 75.5981 | 0 | 72.1154 | 0.89231 | 80.8192 | 72.1154 | 0.89231 | 80.8192 | 75.9687 | 0.93998 | 80.8192 | 6.69% | 0.12497 | 0.11627 | 9042.8131 | 2000.05 | 446.8525 | 6595.9106 | 9068.7384 | 0 | 0 | 9068.7384 | 0.01587%
2026 | 971 | 971-1973R | Tier-3 | Tier-3---4 | 5--5 | 344 | 260 | 1698.739 | 91.74% | 7.818% | 0.44% | 117.7907 | 0 | 0 | 117.7907 | 0 | 112.3643 | 3.625 | 30.9971 | 112.3643 | 3.625 | 30.9971 | 118.3681 | 3.8187 | 30.9971 | 6.934% | 0.14704 | 0.13593 | 11552.8886 | 2071.9815 | 875.2489 | 8605.6581 | 11630.8891 | 0 | 0 | 11630.8891 | 0.02472%
2026 | 971 | 971-2050R | Tier-3 | Tier-3---2 | 5--5 | 597 | 478 | 3108.8974 | 90.26% | 9.266% | 0.4743% | 224.6745 | 0 | 0 | 224.6745 | 0 | 214.3242 | 6.6644 | 32.1595 | 214.3242 | 6.6644 | 32.1595 | 225.7758 | 7.0205 | 32.1595 | 7.227% | 0.18464 | 0.16986 | 16837.3789 | 2911.4979 | 1523.0662 | 12402.8149 | 16980.1187 | 0 | 0 | 16980.1187 | 0.04716%
2026 | 971 | 971-29R | Tier-3 | Tier-3---6 | 5--5 | 106 | 88 | 752.2042 | 94.43% | 5.253% | 0.3211% | 58.9663 | 0 | 0 | 58.9663 | 0 | 56.2498 | 1.2269 | 45.8463 | 56.2498 | 1.2269 | 45.8463 | 59.2554 | 1.2925 | 45.8463 | 7.839% | 0.12171 | 0.11161 | 6180.3198 | 998.028 | 309.4222 | 4872.8696 | 6211.5086 | 0 | 0 | 6211.5086 | 0.01238%
2026 | 971 | 971-371R | Tier-3 | Tier-3---12 | 5--5 | 58 | 50 | 419.6492 | 95.09% | 4.537% | 0.3709% | 34.4013 | 0 | 0 | 34.4013 | 0 | 32.8165 | 0.69711 | 47.0747 | 32.8165 | 0.69711 | 47.0747 | 34.5699 | 0.73436 | 47.0747 | 8.198% | 0.11668 | 0.10662 | 3596.6988 | 576.739 | 156.4778 | 2863.4821 | 3613.3508 | 0 | 0 | 3613.3508 | 0.007221%
2026 | 971 | 971-381R | Tier-2 | Tier-2---15 | 1--5 | 3 | 3 | 16.9397 | 99.3% | 0% | 0.6952% | 1.6822 | 0 | 0 | 1.6822 | 0 | 1.6047 | 0.041827 | 38.3654 | 1.6047 | 0.041827 | 38.3654 | 1.6904 | 0.044062 | 38.3654 | 9.93% | 0.0003802 | 0.00034218 | 44554.817 | 7239.3196 | 281.352 | 37034.1454 | 44589.2314 | 0 | 0 | 44589.2314 | 0.0003531%
2026 | 971 | 971-383R | Tier-3 | Tier-3---4 | 5--5 | 281 | 212 | 1568.3841 | 85.57% | 14.07% | 0.3633% | 101.2478 | 0 | 0 | 101.2478 | 0 | 96.5835 | 2.9558 | 32.6763 | 96.5835 | 2.9558 | 32.6763 | 101.7441 | 3.1137 | 32.6763 | 6.456% | 0.13837 | 0.12793 | 11334.794 | 1698.1384 | 1536.4876 | 8100.1681 | 11468.2949 | 0 | 0 | 11468.2949 | 0.02125%
2026 | 971 | 971-388R | Tier-3 | Tier-3---4 | 5--5 | 406 | 346 | 1370.1526 | 91.78% | 7.427% | 0.7941% | 107.1673 | 0 | 0 | 107.1673 | 0 | 102.2303 | 4.824 | 21.1919 | 102.2303 | 4.824 | 21.1919 | 107.6926 | 5.0818 | 21.1919 | 7.822% | 0.17642 | 0.16139 | 7766.4244 | 1241.1352 | 582.4552 | 5942.8339 | 7825.9056 | 0 | 0 | 7825.9056 | 0.02249%
2026 | 972 | 972-1582R | Tier-3 | Tier-3---6 | 5--5 | 213 | 190 | 1102.3739 | 89.57% | 9.851% | 0.5741% | 88.0823 | 0 | 0 | 88.0823 | 0 | 84.0246 | 2.649 | 31.7189 | 84.0246 | 2.649 | 31.7189 | 88.5141 | 2.7906 | 31.7189 | 7.99% | 0.15062 | 0.13719 | 7318.7038 | 1095.1808 | 689.6681 | 5533.8548 | 7393.4295 | 0 | 0 | 7393.4295 | 0.01849%
2026 | 972 | 972-1590F | Tier-3 | Tier-3---2 | 5--5 | 697 | 474 | 2662.477 | 86.18% | 13.31% | 0.5115% | 156.0421 | 0 | 0 | 156.0421 | 0 | 148.8536 | 6.6086 | 22.5241 | 148.8536 | 6.6086 | 22.5241 | 156.8071 | 6.9618 | 22.5241 | 5.861% | 0.17603 | 0.16406 | 15124.9944 | 2683.3405 | 1935.3853 | 10506.2686 | 15277.5087 | 0 | 0 | 15277.5087 | 0.03275%
2026 | 972 | 972-1641 | Tier-2 | Tier-2---13 | 5--3 | 3 | 3 | 288.416 | 0% | 100% | 0% | 0 | 0 | 0 | 0 | 0 | 0 | 0.041827 | 0 | 0 | 0.041827 | 0 | 0 | 0.044062 | 0 | 0% | 0.10934 | 0.098403 | 2637.8581 | 3.4491 | 2395.6189 | 238.7901 | 2930.9535 | 0 | 0 | 2930.9535 | 0%
2026 | 972 | 972-1642 | Tier-2 | Tier-2---16 | 5--2 | 9 | 9 | 181.1562 | 0% | 99.96% | 0.04161% | 0 | 0 | 0 | 0 | 0 | 0 | 0.12548 | 0 | 0 | 0.12548 | 0 | 0 | 0.13219 | 0 | 0% | 0.11047 | 0.099426 | 1639.8234 | 1.9894 | 1473.717 | 164.117 | 1822.026 | 0 | 0 | 1822.026 | 0%
2026 | 972 | 972-32R | Tier-2 | Tier-2---1 | 5--5 | 543 | 384 | 2627.0976 | 78.5% | 21.13% | 0.3758% | 145.8329 | 0 | 0 | 145.8329 | 0 | 139.1147 | 5.3538 | 25.9841 | 139.1147 | 5.3538 | 25.9841 | 146.5478 | 5.6399 | 25.9841 | 5.551% | 0.16607 | 0.15433 | 15819.0849 | 2182.9188 | 3069.8118 | 10566.3543 | 16077.9556 | 0 | 0 | 16077.9556 | 0.03061%
2026 | 972 | 972-942R | Tier-3 | Tier-3---6 | 5--5 | 189 | 155 | 1052.2316 | 92.49% | 7.06% | 0.4532% | 79.811 | 0 | 0 | 79.811 | 0 | 76.1343 | 2.1611 | 35.2302 | 76.1343 | 2.1611 | 35.2302 | 80.2022 | 2.2765 | 35.2302 | 7.585% | 0.14194 | 0.1303 | 7412.953 | 1277.1801 | 501.709 | 5634.0638 | 7462.7067 | 0 | 0 | 7462.7067 | 0.01675%
2026 | 973 | 973-1226R | Tier-3 | Tier-3---10 | 5--5 | 194 | 161 | 738.9301 | 81.66% | 17.71% | 0.6284% | 50.0792 | 0 | 0 | 50.0792 | 0 | 47.7722 | 2.2447 | 21.2821 | 47.7722 | 2.2447 | 21.2821 | 50.3247 | 2.3646 | 21.2821 | 6.777% | 0.13989 | 0.12828 | 5282.0414 | 696.4842 | 883.7073 | 3701.85 | 5369.693 | 0 | 0 | 5369.693 | 0.01051%
2026 | 973 | 973-1245R | Tier-3 | Tier-3---6 | 5--5 | 59 | 53 | 792.6367 | 95.03% | 4.73% | 0.2408% | 67.6635 | 0 | 0 | 67.6635 | 0 | 64.5464 | 0.73894 | 87.3498 | 64.5464 | 0.73894 | 87.3498 | 67.9952 | 0.77842 | 87.3498 | 8.537% | 0.12039 | 0.10957 | 6584.1053 | 1077.527 | 369.5828 | 5136.9955 | 6616.408 | 0 | 0 | 6616.408 | 0.0142%
2026 | 973 | 973-530AE | Tier-3 | Tier-3---17 | 5--3 | 2 | 2 | 357.6557 | 0.8429% | 99.15% | 0.008195% | 0.30146 | 0 | 0 | 0.30146 | 0 | 0.28757 | 0.027885 | 10.313 | 0.28757 | 0.027885 | 10.313 | 0.30294 | 0.029374 | 10.313 | 0.08429% | 0.10542 | 0.094874 | 3392.8097 | 9.5763 | 3070.1598 | 313.0736 | 3766.6111 | 0 | 0 | 3766.6111 | 6.328e-05%
2026 | 973 | 973-626R | Tier-3 | Tier-3---7 | 5--5 | 199 | 197 | 933.998 | 86.55% | 12.73% | 0.7172% | 80.0273 | 0 | 0 | 80.0273 | 0 | 76.3406 | 2.7466 | 27.7943 | 76.3406 | 2.7466 | 27.7943 | 80.4196 | 2.8934 | 27.7943 | 8.568% | 0.1523 | 0.13722 | 6132.6277 | 944.3399 | 738.3045 | 4449.9833 | 6223.2383 | 0 | 0 | 6223.2383 | 0.0168%
2026 | 974 | 974-23R | Tier-3 | Tier-3---11 | 5--5 | 389 | 305 | 770.0113 | 72.03% | 26.78% | 1.193% | 43.4842 | 0 | 0 | 43.4842 | 0 | 41.481 | 4.2524 | 9.7547 | 41.481 | 4.2524 | 9.7547 | 43.6974 | 4.4796 | 9.7547 | 5.647% | 0.16472 | 0.15181 | 4674.6625 | 542.8961 | 1175.2982 | 2956.4682 | 4785.9199 | 0 | 0 | 4785.9199 | 0.009127%
2026 | 974 | 974-715R | Tier-3 | Tier-3---6 | 5--5 | 134 | 111 | 765.8632 | 95.89% | 3.616% | 0.4898% | 60.8362 | 0 | 0 | 60.8362 | 0 | 58.0336 | 1.5476 | 37.4992 | 58.0336 | 1.5476 | 37.4992 | 61.1344 | 1.6303 | 37.4992 | 7.943% | 0.14069 | 0.12903 | 5443.6999 | 833.249 | 274.7582 | 4335.6927 | 5463.8865 | 0 | 0 | 5463.8865 | 0.01277%
2026 | 975 | 975-22R | Tier-3 | Tier-3---7 | 5--5 | 30 | 13 | 1670.0817 | 26.02% | 73.92% | 0.06338% | 18.8291 | 0 | 0 | 18.8291 | 0 | 17.9617 | 0.18125 | 99.099 | 17.9617 | 0.18125 | 99.099 | 18.9214 | 0.19093 | 99.099 | 1.127% | 0.19669 | 0.18817 | 8490.7264 | 507.2869 | 5821.7498 | 2161.6897 | 8775.2603 | 0 | 0 | 8775.2603 | 0.003952%
2026 | 991 | 991-1 | Tier-2 | Tier-2---12 | 4--5 | 29 | 29 | 269.0349 | 22.26% | 77.39% | 0.3477% | 5.99 | 0 | 0 | 5.99 | 0 | 5.714 | 0.40433 | 14.1323 | 5.714 | 0.40433 | 14.1323 | 6.0194 | 0.42593 | 14.1323 | 2.226% | 0.034773 | 0.031295 | 7736.9795 | 537.9923 | 5445.2245 | 1753.7627 | 8405.2419 | 0 | 0 | 8405.2419 | 0.001257%
2026 | 991 | 991-1206R | Tier-2 | Tier-2---4 | 4--5 | 164 | 158 | 580.6091 | 98.3% | 0.7633% | 0.9388% | 54.9847 | 0 | 0 | 54.9847 | 0 | 52.4516 | 2.2029 | 23.8105 | 52.4516 | 2.2029 | 23.8105 | 55.2542 | 2.3206 | 23.8105 | 9.47% | 0.063785 | 0.05764 | 9102.5384 | 2181.358 | 136.565 | 6784.6154 | 9119.0557 | 0 | 0 | 9119.0557 | 0.01154%
2026 | 1023 | CB 1023 | Tier-2 | Tier-2---4 | 4--5 | 78 | 55 | 374.8399 | 98.36% | 0.9442% | 0.6917% | 25.9986 | 0 | 0 | 25.9986 | 0 | 24.8009 | 0.76683 | 32.3423 | 24.8009 | 0.76683 | 32.3423 | 26.1261 | 0.8078 | 32.3423 | 6.936% | 0.082267 | 0.076466 | 4556.3931 | 688.3386 | 326.2097 | 3541.8448 | 4562.0478 | 0 | 0 | 4562.0478 | 0.005457%
2026 | 1090 | CB 1090 | Tier-2 | Tier-2---7 | 3--5 | 111 | 85 | 193.2665 | 97.29% | 1.202% | 1.508% | 14.3986 | 0 | 0 | 14.3986 | 0 | 13.7353 | 1.1851 | 11.59 | 13.7353 | 1.1851 | 11.59 | 14.4692 | 1.2484 | 11.59 | 7.45% | 0.025114 | 0.023191 | 7695.6285 | 1211.5196 | 206.2478 | 6277.8611 | 7712.9236 | 0 | 0 | 7712.9236 | 0.003022%
2026 | 1101 | CB 1101 | Tier-2 | Tier-2---9 | 4--4 | 41 | 38 | 199.93 | 98.45% | 0.8502% | 0.703% | 18.2423 | 0 | 0 | 18.2423 | 0 | 17.4019 | 0.52981 | 32.8458 | 17.4019 | 0.52981 | 32.8458 | 18.3317 | 0.55812 | 32.8458 | 9.124% | 0.091579 | 0.083091 | 2183.1518 | 318.4441 | 233.987 | 1630.7207 | 2186.6155 | 0 | 0 | 2186.6155 | 0.003829%
2026 | 1106 | CB 1106 | Tier-2 | Tier-2---7 | 4--5 | 24 | 24 | 1067.6226 | 5.884% | 94.04% | 0.07265% | 6.2814 | 0 | 0 | 6.2814 | 0 | 5.992 | 0.33461 | 17.9073 | 5.992 | 0.33461 | 17.9073 | 6.3122 | 0.35249 | 17.9073 | 0.5884% | 0.070774 | 0.063697 | 15084.9121 | 163.1311 | 12883.8022 | 2037.9789 | 16662.3991 | 0 | 0 | 16662.3991 | 0.001318%
2026 | 1138 | CB 1138 | Tier-2 | Tier-2---10 | 5--4 | 291 | 70 | 305.5776 | 38.78% | 59.44% | 1.777% | 2.8505 | 0 | 0 | 2.8505 | 0 | 2.7192 | 0.97596 | 2.7862 | 2.7192 | 0.97596 | 2.7862 | 2.8645 | 1.0281 | 2.7862 | 0.9328% | 0.11418 | 0.11143 | 2676.3311 | 209.1802 | 1537.4835 | 929.6674 | 2716.7161 | 0 | 0 | 2716.7161 | 0.0005983%
2026 | 1160 | CB 1160 | Tier-2 | Tier-2---22 | 4--1 | 8 | 1 | 2.3354 | 9.053% | 83.59% | 7.353% | 0.0026429 | 0 | 0 | 0.0026429 | 0 | 0.0025212 | 0.013942 | 0.18083 | 0.0025212 | 0.013942 | 0.18083 | 0.0026559 | 0.014687 | 0.18083 | 0.1132% | 0.059368 | 0.058626 | 39.3377 | 0.37252 | 31.1163 | 7.8489 | 39.7905 | 0 | 0 | 39.7905 | 5.547e-07%
2026 | 1161 | CB 1161 | Tier-2 | Tier-2---20 | 4--1 | 20 | 3 | 16.2447 | 8.481% | 86.73% | 4.794% | 0.020665 | 0 | 0 | 0.020665 | 0 | 0.019713 | 0.041827 | 0.47129 | 0.019713 | 0.041827 | 0.47129 | 0.020766 | 0.044062 | 0.47129 | 0.1272% | 0.061771 | 0.060845 | 262.9824 | 2.5967 | 199.3774 | 61.0083 | 266.6476 | 0 | 0 | 266.6476 | 4.338e-06%
2026 | 1162 | CB 1162 | Tier-2 | Tier-2---18 | 4--2 | 34 | 31 | 17.3545 | 85.79% | 8.389% | 5.825% | 1.3574 | 0 | 0 | 1.3574 | 0 | 1.2949 | 0.43221 | 2.996 | 1.2949 | 0.43221 | 2.996 | 1.3641 | 0.4553 | 2.996 | 7.822% | 0.064214 | 0.058359 | 270.2621 | 35.4982 | 38.2909 | 196.4729 | 274.1159 | 0 | 0 | 274.1159 | 0.0002849%
2026 | 1166 | CB 1166 | Tier-3 | Tier-3---20 | 1--5 | 5 | 4 | 8.8101 | 98.41% | 0% | 1.594% | 0.69357 | 0 | 0 | 0.69357 | 0 | 0.66162 | 0.055769 | 11.8635 | 0.66162 | 0.055769 | 11.8635 | 0.69697 | 0.058749 | 11.8635 | 7.872% | 0.0005142 | 0.00047306 | 17133.5613 | 2694.9948 | 342.3743 | 14096.1921 | 17157.3103 | 0 | 0 | 17157.3103 | 0.0001456%
2026 | 1215 | CB 1215 | Tier-3 | Tier-3---20 | 1--5 | 3 | 3 | 3.8855 | 98.12% | 0% | 1.884% | 0.38123 | 0 | 0 | 0.38123 | 0 | 0.36367 | 0.041827 | 8.6946 | 0.36367 | 0.041827 | 8.6946 | 0.3831 | 0.044062 | 8.6946 | 9.812% | 0.0002576 | 0.00023184 | 15083.5302 | 2158.6856 | 350.5407 | 12574.3039 | 15115.1043 | 0 | 0 | 15115.1043 | 8.002e-05%
2026 | 1233 | CB 1233 | Tier-3 | Tier-3---21 | 1--4 | 3 | 2 | 0.23879 | 71.75% | 0% | 28.25% | 0.011422 | 0 | 0 | 0.011422 | 0 | 0.010896 | 0.027885 | 0.39075 | 0.010896 | 0.027885 | 0.39075 | 0.011478 | 0.029374 | 0.39075 | 4.783% | 0.0001248 | 0.00011648 | 1913.3707 | 200.7219 | 542.3517 | 1170.2971 | 1951.9796 | 0 | 0 | 1951.9796 | 2.398e-06%
2026 | 1234 | CB 1234 | Tier-3 | Tier-3---10 | 5--5 | 332 | 332 | 1703.5911 | 47.26% | 52.1% | 0.6391% | 80.5121 | 0 | 0 | 80.5121 | 0 | 76.8031 | 4.6288 | 16.5923 | 76.8031 | 4.6288 | 16.5923 | 80.9068 | 4.8762 | 16.5923 | 4.726% | 0.11961 | 0.10765 | 14242.4054 | 1075.4767 | 7121.7223 | 6045.2064 | 15077.0067 | 0 | 0 | 15077.0067 | 0.0169%
2026 | 1235 | CB 1235 | Tier-2 | Tier-2---6 | 4--5 | 622 | 402 | 1038.4291 | 94.32% | 4.296% | 1.381% | 63.3041 | 0 | 0 | 63.3041 | 0 | 60.3878 | 5.6048 | 10.7743 | 60.3878 | 5.6048 | 10.7743 | 63.6144 | 5.9043 | 10.7743 | 6.096% | 0.082825 | 0.077472 | 12537.6589 | 2179.7945 | 762.6013 | 9595.263 | 12586.8359 | 0 | 0 | 12586.8359 | 0.01329%
2026 | 1243 | CB 1243 | Tier-2 | Tier-2---7 | 3--5 | 116 | 106 | 199.4877 | 98.24% | 0% | 1.764% | 17.9074 | 0 | 0 | 17.9074 | 0 | 17.0825 | 1.4779 | 11.5588 | 17.0825 | 1.4779 | 11.5588 | 17.9952 | 1.5568 | 11.5588 | 8.977% | 0.019586 | 0.017796 | 10185.2188 | 1675.1434 | 207.9289 | 8302.1466 | 10203.2909 | 0 | 0 | 10203.2909 | 0.003759%
2026 | 1245 | CB 1245 | Tier-2 | Tier-2---15 | 1--5 | 9 | 9 | 16.7924 | 98.43% | 0% | 1.568% | 1.6529 | 0 | 0 | 1.6529 | 0 | 1.5768 | 0.12548 | 12.5658 | 1.5768 | 0.12548 | 12.5658 | 1.661 | 0.13219 | 12.5658 | 9.843% | 0.001637 | 0.0014733 | 10258.0329 | 2664.8486 | 151.8636 | 7441.3207 | 10275.9011 | 0 | 0 | 10275.9011 | 0.0003469%
2026 | 1250 | CB 1250 | Tier-2 | Tier-2---4 | 4--5 | 32 | 31 | 388.8417 | 99.33% | 0.414% | 0.257% | 37.4163 | 0 | 0 | 37.4163 | 0 | 35.6926 | 0.43221 | 82.5814 | 35.6926 | 0.43221 | 82.5814 | 37.5997 | 0.4553 | 82.5814 | 9.622% | 0.088703 | 0.08011 | 4383.6458 | 676.5543 | 273.8326 | 3433.2589 | 4386.8011 | 0 | 0 | 4386.8011 | 0.007854%
2026 | 1299 | CB 1299 | Tier-2 | Tier-2---19 | 3--3 | 76 | 31 | 20.1766 | 88.04% | 0% | 11.96% | 0.72456 | 0 | 0 | 0.72456 | 0 | 0.69118 | 0.43221 | 1.5992 | 0.69118 | 0.43221 | 1.5992 | 0.72811 | 0.4553 | 1.5992 | 3.591% | 0.014997 | 0.014386 | 1345.3401 | 209.983 | 174.7231 | 960.634 | 1352.1826 | 0 | 0 | 1352.1826 | 0.0001521%
2026 | 1525 | CB 1525 | Tier-2 | Tier-2---13 | 4--4 | 184 | 8 | 193.8892 | 15.57% | 82.62% | 1.812% | 0.13122 | 0 | 0 | 0.13122 | 0 | 0.12517 | 0.11154 | 1.1222 | 0.12517 | 0.11154 | 1.1222 | 0.13186 | 0.1175 | 1.1222 | 0.06768% | 0.050512 | 0.050292 | 3838.4933 | 115.2522 | 3031.2128 | 692.0283 | 3852.6462 | 0 | 0 | 3852.6462 | 2.754e-05%
2026 | 157 | CB 157 | Tier-3 | Tier-3---21 | 1--5 | 2 | 2 | 1.2764 | 97.36% | 0% | 2.636% | 0.12427 | 0 | 0 | 0.12427 | 0 | 0.11855 | 0.027885 | 4.2514 | 0.11855 | 0.027885 | 4.2514 | 0.12488 | 0.029374 | 4.2514 | 9.736% | 0.0001334 | 0.00012006 | 9568.1185 | 1255.2912 | 1268.6255 | 7044.2018 | 9596.144 | 0 | 0 | 9596.144 | 2.609e-05%
2026 | 185 | CB 185 | Tier-2 | Tier-2---12 | 3--4 | 154 | 2 | 138.4091 | 43.72% | 54.12% | 2.153% | 0.078591 | 0 | 0 | 0.078591 | 0 | 0.074971 | 0.027885 | 2.6886 | 0.074971 | 0.027885 | 2.6886 | 0.078976 | 0.029374 | 2.6886 | 0.05678% | 0.027797 | 0.027761 | 4979.3165 | 370.0673 | 2508.501 | 2100.7482 | 4982.9606 | 0 | 0 | 4982.9606 | 1.65e-05%
2026 | 196 | CB 196 | Tier-2 | Tier-2---15 | 3--4 | 24 | 1 | 130.1585 | 2.113% | 97.57% | 0.316% | 0.011461 | 0 | 0 | 0.011461 | 0 | 0.010933 | 0.013942 | 0.78415 | 0.010933 | 0.013942 | 0.78415 | 0.011517 | 0.014687 | 0.78415 | 0.008805% | 0.019464 | 0.019383 | 6687.0046 | 19.3582 | 5804.1249 | 863.5215 | 6714.3924 | 0 | 0 | 6714.3924 | 2.406e-06%
2026 | 200 | CB 200 | Tier-2 | Tier-2---9 | 4--5 | 478 | 80 | 748.3334 | 16.62% | 82.09% | 1.289% | 2.0817 | 0 | 0 | 2.0817 | 0 | 1.9858 | 1.1154 | 1.7803 | 1.9858 | 1.1154 | 1.7803 | 2.0919 | 1.175 | 1.7803 | 0.2782% | 0.060261 | 0.059252 | 12418.2035 | 230.4691 | 10130.0521 | 2057.6824 | 12594.4453 | 0 | 0 | 12594.4453 | 0.0004369%
2026 | 202 | CB 202 | Tier-2 | Tier-2---16 | 4--3 | 193 | 188 | 63.0384 | 89.89% | 0% | 10.11% | 5.5198 | 0 | 0 | 5.5198 | 0 | 5.2655 | 2.6211 | 2.0089 | 5.2655 | 2.6211 | 2.0089 | 5.5468 | 2.7612 | 2.0089 | 8.756% | 0.040966 | 0.036976 | 1538.7821 | 188.6374 | 158.7642 | 1191.3805 | 1555.5697 | 0 | 0 | 1555.5697 | 0.001159%
2026 | 203 | CB 203 | Tier-2 | Tier-2---13 | 4--4 | 233 | 109 | 187.9021 | 7.943% | 89.84% | 2.222% | 0.69818 | 0 | 0 | 0.69818 | 0 | 0.66602 | 1.5197 | 0.43825 | 0.66602 | 1.5197 | 0.43825 | 0.70161 | 1.6009 | 0.43825 | 0.3716% | 0.03541 | 0.033754 | 5306.4388 | 19.0742 | 4782.3725 | 504.9921 | 5546.1782 | 0 | 0 | 5546.1782 | 0.0001465%
2026 | 204 | CB 204 | Tier-2 | Tier-2---9 | 4--4 | 229 | 220 | 421.5291 | 52.89% | 45.23% | 1.878% | 21.4193 | 0 | 0 | 21.4193 | 0 | 20.4325 | 3.0673 | 6.6614 | 20.4325 | 3.0673 | 6.6614 | 21.5243 | 3.2312 | 6.6614 | 5.081% | 0.068524 | 0.061941 | 6151.5544 | 481.5982 | 2922.6769 | 2747.2793 | 6459.5408 | 0 | 0 | 6459.5408 | 0.004496%
2026 | 210 | CB 210 | Tier-2 | Tier-2---21 | 1--4 | 3 | 1 | 0.64036 | 88.73% | 0% | 11.27% | 0.01894 | 0 | 0 | 0.01894 | 0 | 0.018067 | 0.013942 | 1.2958 | 0.018067 | 0.013942 | 1.2958 | 0.019032 | 0.014687 | 1.2958 | 2.958% | 0.0002002 | 0.00019353 | 3198.5975 | 256.1247 | 506.3194 | 2436.1534 | 3211.0283 | 0 | 0 | 3211.0283 | 3.975e-06%
2026 | 211 | CB 211 | Tier-2 | Tier-2---21 | 1--2 | 2 | 1 | 0.036349 | 0% | 0% | 100% | 0 | 0 | 0 | 0 | 0 | 0 | 0.013942 | 0 | 0 | 0.013942 | 0 | 0 | 0.014687 | 0 | 0% | 5.02e-05 | 4.769e-05 | 724.075 | 0.56677 | 657.7348 | 65.7735 | 762.1843 | 0 | 0 | 762.1843 | 0%
2026 | 212 | CB 212 | Tier-2 | Tier-2---19 | 1--5 | 7 | 6 | 7.0048 | 97.1% | 0% | 2.901% | 0.58299 | 0 | 0 | 0.58299 | 0 | 0.55613 | 0.083654 | 6.648 | 0.55613 | 0.083654 | 6.648 | 0.58585 | 0.088123 | 6.648 | 8.323% | 0.0011646 | 0.0010648 | 6014.7386 | 501.785 | 651.8944 | 4861.0592 | 6031.099 | 0 | 0 | 6031.099 | 0.0001224%
2026 | 214 | CB 214 | Tier-3 | Tier-3---20 | 1--5 | 3 | 2 | 5.9712 | 98.85% | 0% | 1.149% | 0.3935 | 0 | 0 | 0.3935 | 0 | 0.37538 | 0.027885 | 13.4617 | 0.37538 | 0.027885 | 13.4617 | 0.39543 | 0.029374 | 13.4617 | 6.59% | 0.0002016 | 0.00018816 | 29618.8066 | 4651.1274 | 1027.6548 | 23940.0244 | 29643.1148 | 0 | 0 | 29643.1148 | 8.26e-05%
2026 | 215 | CB 215 | Tier-3 | Tier-3---20 | 1--5 | 5 | 3 | 14.3567 | 99.04% | 0% | 0.9603% | 0.85313 | 0 | 0 | 0.85313 | 0 | 0.81383 | 0.041827 | 19.457 | 0.81383 | 0.041827 | 19.457 | 0.85731 | 0.044062 | 19.457 | 5.942% | 0.0005546 | 0.00052132 | 25886.5156 | 4082.8416 | 802.2051 | 21001.4689 | 25902.3831 | 0 | 0 | 25902.3831 | 0.0001791%
2026 | 217 | CB 217 | Tier-3 | Tier-3---20 | 1--5 | 3 | 2 | 2.4839 | 96.97% | 0% | 3.031% | 0.16057 | 0 | 0 | 0.16057 | 0 | 0.15318 | 0.027885 | 5.4932 | 0.15318 | 0.027885 | 5.4932 | 0.16136 | 0.029374 | 5.4932 | 6.465% | 0.000134 | 0.00012507 | 18536.6011 | 2846.2078 | 1011.8688 | 14678.5244 | 18576.7386 | 0 | 0 | 18576.7386 | 3.37e-05%
2026 | 220 | CB 220 | Tier-3 | Tier-3---21 | 1--2 | 2 | 1 | 0.032703 | 0% | 0% | 100% | 0 | 0 | 0 | 0 | 0 | 0 | 0.013942 | 0 | 0 | 0.013942 | 0 | 0 | 0.014687 | 0 | 0% | 4.74e-05 | 4.503e-05 | 689.9372 | 0.54005 | 626.7247 | 62.6725 | 726.2497 | 0 | 0 | 726.2497 | 0%
2026 | 230 | CB 230 | Tier-2 | Tier-2---14 | 1--5 | 12 | 10 | 37.0692 | 98.96% | 0% | 1.045% | 3.0568 | 0 | 0 | 3.0568 | 0 | 2.916 | 0.13942 | 20.9149 | 2.916 | 0.13942 | 20.9149 | 3.0718 | 0.14687 | 20.9149 | 8.246% | 0.0025822 | 0.002367 | 14355.6795 | 1973.4751 | 2354.5204 | 10027.684 | 14369.311 | 0 | 0 | 14369.311 | 0.0006416%
2026 | 231 | CB 231 | Tier-2 | Tier-2---7 | 4--5 | 260 | 174 | 416.5176 | 95.81% | 2.821% | 1.365% | 26.708 | 0 | 0 | 26.708 | 0 | 25.4776 | 2.426 | 10.5021 | 25.4776 | 2.426 | 10.5021 | 26.8389 | 2.5556 | 10.5021 | 6.412% | 0.037573 | 0.035058 | 11085.6737 | 1859.8233 | 754.4202 | 8471.4303 | 11118.9521 | 0 | 0 | 11118.9521 | 0.005606%
2026 | 232 | CB 232 | Tier-2 | Tier-2---7 | 4--5 | 259 | 144 | 300.2122 | 85.96% | 12.43% | 1.615% | 14.3476 | 0 | 0 | 14.3476 | 0 | 13.6866 | 2.0077 | 6.8171 | 13.6866 | 2.0077 | 6.8171 | 14.4179 | 2.115 | 6.8171 | 4.779% | 0.029023 | 0.02741 | 10343.7991 | 1418.351 | 1554.0747 | 7371.3734 | 10429.3071 | 0 | 0 | 10429.3071 | 0.003012%
2026 | 233 | CB 233 | Tier-2 | Tier-2---4 | 4--5 | 613 | 396 | 763.9567 | 93.34% | 4.903% | 1.762% | 46.0626 | 0 | 0 | 46.0626 | 0 | 43.9406 | 5.5211 | 7.9586 | 43.9406 | 5.5211 | 7.9586 | 46.2884 | 5.8161 | 7.9586 | 6.029% | 0.075451 | 0.070577 | 10125.1756 | 1595.7447 | 1194.5405 | 7334.8905 | 10171.7809 | 0 | 0 | 10171.7809 | 0.009669%
2026 | 234 | CB 234 | Tier-2 | Tier-2---4 | 4--5 | 352 | 201 | 535.5214 | 93.25% | 5.438% | 1.313% | 28.515 | 0 | 0 | 28.515 | 0 | 27.2014 | 2.8024 | 9.7065 | 27.2014 | 2.8024 | 9.7065 | 28.6548 | 2.9521 | 9.7065 | 5.325% | 0.044658 | 0.042108 | 11991.611 | 2064.9333 | 958.1122 | 8968.5654 | 12040.6397 | 0 | 0 | 12040.6397 | 0.005985%
2026 | 235 | CB 235 | Tier-2 | Tier-2---12 | 1--5 | 6 | 4 | 38.9047 | 99.56% | 0% | 0.4379% | 2.5823 | 0 | 0 | 2.5823 | 0 | 2.4633 | 0.055769 | 44.1701 | 2.4633 | 0.055769 | 44.1701 | 2.5949 | 0.058749 | 44.1701 | 6.637% | 0.0007134 | 0.00066584 | 54534.1843 | 8498.6142 | 2608.9633 | 43426.6068 | 54551.2427 | 0 | 0 | 54551.2427 | 0.000542%
2026 | 236 | CB 236 | Tier-2 | Tier-2---1 | 5--5 | 337 | 161 | 1431.5889 | 79.32% | 20.27% | 0.409% | 54.2527 | 0 | 0 | 54.2527 | 0 | 51.7534 | 2.2447 | 23.0557 | 51.7534 | 2.2447 | 23.0557 | 54.5186 | 2.3646 | 23.0557 | 3.79% | 0.1419 | 0.13512 | 10088.9585 | 1415.4843 | 1966.6729 | 6706.8012 | 10193.6136 | 0 | 0 | 10193.6136 | 0.01139%
2026 | 237 | CB 237 | Tier-2 | Tier-2---8 | 5--5 | 41 | 14 | 185.7066 | 94.91% | 4.738% | 0.3556% | 6.0182 | 0 | 0 | 6.0182 | 0 | 5.741 | 0.19519 | 29.4119 | 5.741 | 0.19519 | 29.4119 | 6.0477 | 0.20562 | 29.4119 | 3.241% | 0.10923 | 0.1055 | 1700.183 | 298.8503 | 101.9614 | 1299.3713 | 1703.2445 | 0 | 0 | 1703.2445 | 0.001263%
2026 | 239 | CB 239 | Tier-3 | Tier-3---20 | 1--5 | 2 | 1 | 1.953 | 98.06% | 0% | 1.937% | 0.09576 | 0 | 0 | 0.09576 | 0 | 0.091348 | 0.013942 | 6.5519 | 0.091348 | 0.013942 | 6.5519 | 0.096229 | 0.014687 | 6.5519 | 4.903% | 0.0001826 | 0.00017347 | 10695.6635 | 1375.739 | 1867.4317 | 7452.4928 | 10706.5678 | 0 | 0 | 10706.5678 | 2.01e-05%
2026 | 240 | CB 240 | Tier-2 | Tier-2---9 | 4--5 | 238 | 114 | 222.9994 | 87.14% | 10.79% | 2.065% | 9.3079 | 0 | 0 | 9.3079 | 0 | 8.8791 | 1.5894 | 5.5863 | 8.8791 | 1.5894 | 5.5863 | 9.3535 | 1.6743 | 5.5863 | 4.174% | 0.048511 | 0.046187 | 4596.922 | 825.8016 | 739.2506 | 3031.8699 | 4626.6627 | 0 | 0 | 4626.6627 | 0.001954%
2026 | 242 | CB 242 | Tier-2 | Tier-2---11 | 5--3 | 87 | 35 | 207.8863 | 31.82% | 66.99% | 1.182% | 2.6615 | 0 | 0 | 2.6615 | 0 | 2.5389 | 0.48798 | 5.2028 | 2.5389 | 0.48798 | 5.2028 | 2.6745 | 0.51405 | 5.2028 | 1.28% | 0.1014 | 0.097325 | 2050.064 | 80.1099 | 1437.2921 | 532.662 | 2108.6486 | 0 | 0 | 2108.6486 | 0.0005586%
2026 | 244 | CB 244 | Tier-2 | Tier-2---14 | 4--4 | 197 | 16 | 218.1664 | 17.26% | 81.28% | 1.461% | 0.30587 | 0 | 0 | 0.30587 | 0 | 0.29178 | 0.22308 | 1.308 | 0.29178 | 0.22308 | 1.308 | 0.30737 | 0.235 | 1.308 | 0.1402% | 0.040668 | 0.040338 | 5364.5179 | 74.3952 | 4565.48 | 724.6427 | 5400.8618 | 0 | 0 | 5400.8618 | 6.42e-05%
2026 | 246 | CB 246 | Tier-2 | Tier-2---7 | 4--5 | 303 | 180 | 397.8494 | 64.68% | 33.47% | 1.858% | 15.2857 | 0 | 0 | 15.2857 | 0 | 14.5816 | 2.5096 | 5.8103 | 14.5816 | 2.5096 | 5.8103 | 15.3607 | 2.6437 | 5.8103 | 3.842% | 0.066431 | 0.062485 | 5988.8765 | 880.2356 | 2229.0372 | 2879.6037 | 6122.4907 | 0 | 0 | 6122.4907 | 0.003208%
2026 | 247 | CB 247 | Tier-2 | Tier-2---12 | 4--4 | 90 | 29 | 172.2064 | 35.95% | 62.53% | 1.527% | 1.9947 | 0 | 0 | 1.9947 | 0 | 1.9028 | 0.40433 | 4.706 | 1.9028 | 0.40433 | 4.706 | 2.0044 | 0.42593 | 4.706 | 1.158% | 0.038566 | 0.037324 | 4465.2144 | 298.159 | 2868.7773 | 1298.2781 | 4560.4413 | 0 | 0 | 4560.4413 | 0.0004187%
2026 | 248 | CB 248 | Tier-2 | Tier-2---9 | 3--5 | 136 | 62 | 152.3893 | 96.93% | 0% | 3.073% | 6.7337 | 0 | 0 | 6.7337 | 0 | 6.4235 | 0.86442 | 7.4309 | 6.4235 | 0.86442 | 7.4309 | 6.7667 | 0.91061 | 7.4309 | 4.419% | 0.01881 | 0.017953 | 8101.4189 | 1342.8535 | 227.2912 | 6531.2742 | 8113.3105 | 0 | 0 | 8113.3105 | 0.001413%
2026 | 249 | CB 249 | Tier-3 | Tier-3---16 | 4--4 | 101 | 65 | 160.495 | 85.08% | 13.47% | 1.449% | 8.7877 | 0 | 0 | 8.7877 | 0 | 8.3828 | 0.90625 | 9.25 | 8.3828 | 0.90625 | 9.25 | 8.8307 | 0.95467 | 9.25 | 5.475% | 0.05906 | 0.055259 | 2717.4811 | 349.6551 | 457.423 | 1910.4031 | 2745.3718 | 0 | 0 | 2745.3718 | 0.001845%
2026 | 280 | CB 280 | Tier-2 | Tier-2---14 | 4--4 | 108 | 32 | 274.2011 | 7.05% | 92.04% | 0.912% | 0.57274 | 0 | 0 | 0.57274 | 0 | 0.54635 | 0.44615 | 1.2246 | 0.54635 | 0.44615 | 1.2246 | 0.57554 | 0.46999 | 1.2246 | 0.2089% | 0.042409 | 0.041153 | 6465.5727 | 45.4317 | 5724.1115 | 696.0295 | 6649.0775 | 0 | 0 | 6649.0775 | 0.0001202%
2026 | 283 | CB 283 | Tier-3 | Tier-3---21 | 1--5 | 2 | 2 | 0.8046 | 95.71% | 0% | 4.291% | 0.077008 | 0 | 0 | 0.077008 | 0 | 0.07346 | 0.027885 | 2.6344 | 0.07346 | 0.027885 | 2.6344 | 0.077385 | 0.029374 | 2.6344 | 9.571% | 7.6e-05 | 6.84e-05 | 10586.8728 | 1573.2738 | 728.9421 | 8284.6569 | 10637.3497 | 0 | 0 | 10637.3497 | 1.616e-05%
2026 | 292 | CB 292 | Tier-2 | Tier-2---18 | 4--3 | 17 | 13 | 47.5044 | 34.5% | 64.33% | 1.17% | 1.2534 | 0 | 0 | 1.2534 | 0 | 1.1957 | 0.18125 | 6.5969 | 1.1957 | 0.18125 | 6.5969 | 1.2596 | 0.19093 | 6.5969 | 2.639% | 0.048129 | 0.044449 | 987.0231 | 50.0827 | 552.1658 | 384.7746 | 1040.5515 | 0 | 0 | 1040.5515 | 0.0002631%
2026 | 315 | CB 315 | Tier-2 | Tier-2---19 | 1--4 | 21 | 1 | 5.1424 | 94.4% | 0% | 5.599% | 0.023117 | 0 | 0 | 0.023117 | 0 | 0.022052 | 0.013942 | 1.5816 | 0.022052 | 0.013942 | 1.5816 | 0.02323 | 0.014687 | 1.5816 | 0.4495% | 0.0017586 | 0.0017502 | 2924.1607 | 267.0973 | 1290.9222 | 1366.1411 | 2924.9441 | 0 | 0 | 2924.9441 | 4.852e-06%
2026 | 327 | CB 327 | Tier-3 | Tier-3---16 | 4--5 | 22 | 21 | 193.645 | 98.47% | 1.165% | 0.3624% | 18.202 | 0 | 0 | 18.202 | 0 | 17.3634 | 0.29279 | 59.3038 | 17.3634 | 0.29279 | 59.3038 | 18.2912 | 0.30843 | 59.3038 | 9.4% | 0.076966 | 0.06962 | 2515.9681 | 429.9476 | 31.582 | 2054.4384 | 2520.0235 | 0 | 0 | 2520.0235 | 0.003821%
2026 | 329 | CB 329 | Tier-2 | Tier-2---14 | 3--4 | 34 | 8 | 65.8898 | 89.85% | 8.372% | 1.777% | 1.393 | 0 | 0 | 1.393 | 0 | 1.3288 | 0.11154 | 11.9136 | 1.3288 | 0.11154 | 11.9136 | 1.3998 | 0.1175 | 11.9136 | 2.114% | 0.026212 | 0.025596 | 2513.6892 | 282.0394 | 739.5173 | 1492.1325 | 2519.8368 | 0 | 0 | 2519.8368 | 0.0002924%
2026 | 330 | CB 330 | Tier-2 | Tier-2---16 | 4--3 | 156 | 73 | 120.677 | 32.91% | 64.46% | 2.626% | 1.8585 | 0 | 0 | 1.8585 | 0 | 1.7729 | 1.0178 | 1.7419 | 1.7729 | 1.0178 | 1.7419 | 1.8676 | 1.0722 | 1.7419 | 1.54% | 0.029702 | 0.028312 | 4062.9261 | 7.6233 | 3748.7743 | 306.5286 | 4196.7393 | 0 | 0 | 4196.7393 | 0.0003901%
2026 | 331 | CB 331 | Tier-2 | Tier-2---14 | 2--5 | 48 | 25 | 85.8116 | 98.16% | 0% | 1.839% | 4.3872 | 0 | 0 | 4.3872 | 0 | 4.185 | 0.34856 | 12.0068 | 4.185 | 0.34856 | 12.0068 | 4.4087 | 0.36718 | 12.0068 | 5.113% | 0.010352 | 0.0098128 | 8289.3738 | 853.0321 | 3055.5825 | 4380.7593 | 8297.7504 | 0 | 0 | 8297.7504 | 0.0009209%
2026 | 350 | CB 350 | Tier-2 | Tier-2---15 | 1--5 | 4 | 1 | 13.015 | 99.22% | 0% | 0.7827% | 0.32283 | 0 | 0 | 0.32283 | 0 | 0.30796 | 0.013942 | 22.088 | 0.30796 | 0.013942 | 22.088 | 0.32441 | 0.014687 | 22.088 | 2.48% | 0.0004644 | 0.00045279 | 28025.4905 | 4248.3953 | 2001.1403 | 21775.9549 | 28031.1153 | 0 | 0 | 28031.1153 | 6.776e-05%
2026 | 351 | CB 351 | Tier-2 | Tier-2---3 | 5--5 | 154 | 110 | 1226.0332 | 96.06% | 3.555% | 0.3808% | 84.1267 | 0 | 0 | 84.1267 | 0 | 80.2511 | 1.5337 | 52.3268 | 80.2511 | 1.5337 | 52.3268 | 84.5391 | 1.6156 | 52.3268 | 6.862% | 0.12463 | 0.11573 | 9837.0052 | 2175.7089 | 389.2547 | 7272.0416 | 9866.7905 | 0 | 0 | 9866.7905 | 0.01766%
2026 | 352 | CB 352 | Tier-2 | Tier-2---18 | 4--2 | 5 | 4 | 9.3178 | 92.82% | 5.766% | 1.417% | 0.69187 | 0 | 0 | 0.69187 | 0 | 0.66 | 0.055769 | 11.8345 | 0.66 | 0.055769 | 11.8345 | 0.69527 | 0.058749 | 11.8345 | 7.425% | 0.066856 | 0.061507 | 139.3709 | 20.9143 | 9.4564 | 109.0003 | 140.2415 | 0 | 0 | 140.2415 | 0.0001452%
2026 | 353 | CB 353 | Tier-2 | Tier-2---19 | 1--5 | 4 | 1 | 1.2114 | 91.46% | 0% | 8.541% | 0.027698 | 0 | 0 | 0.027698 | 0 | 0.026422 | 0.013942 | 1.8951 | 0.026422 | 0.013942 | 1.8951 | 0.027834 | 0.014687 | 1.8951 | 2.286% | 0.0001926 | 0.00018778 | 6289.6304 | 841.6188 | 1074.3724 | 4373.6392 | 6303.4042 | 0 | 0 | 6303.4042 | 5.814e-06%
2026 | 354 | CB 354 | Tier-2 | Tier-2---19 | 1--5 | 3 | 2 | 1.802 | 96.49% | 0% | 3.514% | 0.11591 | 0 | 0 | 0.11591 | 0 | 0.11057 | 0.027885 | 3.9654 | 0.11057 | 0.027885 | 3.9654 | 0.11648 | 0.029374 | 3.9654 | 6.432% | 0.0002126 | 0.00019843 | 8476.0152 | 1131.4967 | 1490.9323 | 5853.5862 | 8497.2882 | 0 | 0 | 8497.2882 | 2.433e-05%
2026 | 355 | CB 355 | Tier-2 | Tier-2---3 | 5--5 | 302 | 168 | 1277.9843 | 89.96% | 9.576% | 0.4654% | 63.9543 | 0 | 0 | 63.9543 | 0 | 61.008 | 2.3423 | 26.0462 | 61.008 | 2.3423 | 26.0462 | 64.2678 | 2.4675 | 26.0462 | 5.004% | 0.1048 | 0.098973 | 12194.1112 | 2321.0506 | 1198.9562 | 8674.1044 | 12266.2409 | 0 | 0 | 12266.2409 | 0.01342%
2026 | 356 | CB 356 | Tier-2 | Tier-2---19 | 1--5 | 3 | 2 | 1.0316 | 94.21% | 0% | 5.788% | 0.064794 | 0 | 0 | 0.064794 | 0 | 0.061809 | 0.027885 | 2.2166 | 0.061809 | 0.027885 | 2.2166 | 0.065111 | 0.029374 | 2.2166 | 6.281% | 0.0001262 | 0.00011779 | 8174.5031 | 1142.3903 | 1177.2898 | 5854.823 | 8208.3014 | 0 | 0 | 8208.3014 | 1.36e-05%
2026 | 357 | CB 357 | Tier-3 | Tier-3---10 | 5--5 | 162 | 106 | 902.4975 | 73.58% | 26.03% | 0.3952% | 43.449 | 0 | 0 | 43.449 | 0 | 41.4474 | 1.4779 | 28.0451 | 41.4474 | 1.4779 | 28.0451 | 43.662 | 1.5568 | 28.0451 | 4.814% | 0.12773 | 0.11937 | 7065.5334 | 866.3454 | 1820.4674 | 4378.7206 | 7196.2423 | 0 | 0 | 7196.2423 | 0.00912%
2026 | 358 | CB 358 | Tier-3 | Tier-3---15 | 5--4 | 21 | 6 | 699.283 | 2.295% | 97.69% | 0.01935% | 0.45861 | 0 | 0 | 0.45861 | 0 | 0.43748 | 0.083654 | 5.2297 | 0.43748 | 0.083654 | 5.2297 | 0.46085 | 0.088123 | 5.2297 | 0.06558% | 0.1387 | 0.13474 | 5041.5636 | 26.6978 | 4414.3494 | 600.5164 | 5186.4413 | 0 | 0 | 5186.4413 | 9.626e-05%
2026 | 396 | CB 396 | Tier-2 | Tier-2---11 | 5--4 | 145 | 5 | 591.9026 | 5.239% | 94.32% | 0.4451% | 0.10694 | 0 | 0 | 0.10694 | 0 | 0.10201 | 0.069711 | 1.4633 | 0.10201 | 0.069711 | 1.4633 | 0.10746 | 0.073436 | 1.4633 | 0.01807% | 0.10036 | 0.10001 | 5897.7936 | 58.5391 | 5103.2719 | 735.9827 | 5917.132 | 0 | 0 | 5917.132 | 2.245e-05%
2026 | 441 | CB 441 | Tier-3 | Tier-3---15 | 5--3 | 94 | 87 | 331.3843 | 80.16% | 18.98% | 0.8593% | 24.5851 | 0 | 0 | 24.5851 | 0 | 23.4525 | 1.213 | 19.3347 | 23.4525 | 1.213 | 19.3347 | 24.7056 | 1.2778 | 19.3347 | 7.419% | 0.54555 | 0.49505 | 607.4359 | 49.8353 | 106.5497 | 451.0509 | 619.7286 | 0 | 0 | 619.7286 | 0.00516%
2026 | 443 | CB 443 | Tier-2 | Tier-2---17 | 2--4 | 36 | 22 | 20.1638 | 94.45% | 0% | 5.554% | 1.1638 | 0 | 0 | 1.1638 | 0 | 1.1102 | 0.30673 | 3.6194 | 1.1102 | 0.30673 | 3.6194 | 1.1695 | 0.32312 | 3.6194 | 5.772% | 0.007405 | 0.0069525 | 2722.9916 | 539.7491 | 142.9952 | 2040.2473 | 2732.8361 | 0 | 0 | 2732.8361 | 0.0002443%
2026 | 444 | CB 444 | Tier-2 | Tier-2---16 | 4--2 | 17 | 15 | 29.6249 | 91.02% | 7.551% | 1.432% | 2.3791 | 0 | 0 | 2.3791 | 0 | 2.2695 | 0.20913 | 10.8521 | 2.2695 | 0.20913 | 10.8521 | 2.3908 | 0.22031 | 10.8521 | 8.031% | 0.081621 | 0.074419 | 362.9586 | 45.1173 | 37.8839 | 279.9573 | 366.1139 | 0 | 0 | 366.1139 | 0.0004994%
2026 | 449 | CB 449 | Tier-3 | Tier-3---20 | 1--5 | 5 | 3 | 1.6713 | 91.87% | 0% | 8.133% | 0.092122 | 0 | 0 | 0.092122 | 0 | 0.087878 | 0.041827 | 2.101 | 0.087878 | 0.041827 | 2.101 | 0.092573 | 0.044062 | 2.101 | 5.512% | 0.0002642 | 0.00024835 | 6325.8072 | 811.4627 | 611.2056 | 4903.1389 | 6358.6448 | 0 | 0 | 6358.6448 | 1.934e-05%
2026 | 461 | CB 461 | Tier-2 | Tier-2---15 | 2--4 | 36 | 27 | 41.2423 | 96.76% | 0% | 3.245% | 2.9928 | 0 | 0 | 2.9928 | 0 | 2.8549 | 0.37644 | 7.584 | 2.8549 | 0.37644 | 7.584 | 3.0075 | 0.39656 | 7.584 | 7.257% | 0.0097562 | 0.0090245 | 4227.2887 | 696.6246 | 1534.0336 | 1996.6306 | 4238.4098 | 0 | 0 | 4238.4098 | 0.0006282%
2026 | 470 | CB 470 | Tier-2 | Tier-2---6 | 5--5 | 381 | 48 | 1121.5891 | 72.77% | 26.47% | 0.763% | 10.2827 | 0 | 0 | 10.2827 | 0 | 9.809 | 0.66923 | 14.6571 | 9.809 | 0.66923 | 14.6571 | 10.3331 | 0.70499 | 14.6571 | 0.9168% | 0.114 | 0.11256 | 9838.8116 | 1666.77 | 2557.3386 | 5614.703 | 9872.994 | 0 | 0 | 9872.994 | 0.002158%
2026 | 499 | CB 499 | Tier-2 | Tier-2---19 | 2--3 | 31 | 6 | 12.7092 | 92.01% | 0% | 7.988% | 0.22634 | 0 | 0 | 0.22634 | 0 | 0.21591 | 0.083654 | 2.581 | 0.21591 | 0.083654 | 2.581 | 0.22745 | 0.088123 | 2.581 | 1.781% | 0.00687 | 0.006737 | 1849.953 | 152.4302 | 848.7409 | 848.782 | 1852.8695 | 0 | 0 | 1852.8695 | 4.751e-05%
2026 | 520 | CB 520 | Tier-2 | Tier-2---21 | 1--5 | 2 | 2 | 0.50118 | 92.64% | 0% | 7.355% | 0.046431 | 0 | 0 | 0.046431 | 0 | 0.044292 | 0.027885 | 1.5884 | 0.044292 | 0.027885 | 1.5884 | 0.046659 | 0.029374 | 1.5884 | 9.264% | 7.36e-05 | 6.624e-05 | 6809.4677 | 1224.7725 | 1893.3117 | 3691.3835 | 6865.1181 | 0 | 0 | 6865.1181 | 9.746e-06%
2026 | 521 | CB 521 | Tier-2 | Tier-2---20 | 3--1 | 14 | 11 | 11.4145 | 12.51% | 85.49% | 2% | 0.11217 | 0 | 0 | 0.11217 | 0 | 0.107 | 0.15337 | 0.69771 | 0.107 | 0.15337 | 0.69771 | 0.11272 | 0.16156 | 0.69771 | 0.9827% | 0.025917 | 0.02388 | 440.4321 | 3.6709 | 389.1723 | 47.5888 | 473.291 | 0 | 0 | 473.291 | 2.355e-05%
2026 | 522 | CB 522 | Tier-2 | Tier-2---9 | 4--5 | 253 | 129 | 287.6477 | 61.65% | 36.8% | 1.551% | 9.0425 | 0 | 0 | 9.0425 | 0 | 8.6259 | 1.7986 | 4.796 | 8.6259 | 1.7986 | 4.796 | 9.0868 | 1.8947 | 4.796 | 3.144% | 0.049006 | 0.046507 | 5869.6662 | 552.6079 | 2337.7067 | 2979.3516 | 5990.5975 | 0 | 0 | 5990.5975 | 0.001898%
2026 | 523 | CB 523 | Tier-2 | Tier-2---13 | 4--4 | 259 | 126 | 222.6972 | 15.76% | 82.25% | 1.985% | 1.7076 | 0 | 0 | 1.7076 | 0 | 1.629 | 1.7567 | 0.92727 | 1.629 | 1.7567 | 0.92727 | 1.716 | 1.8506 | 0.92727 | 0.7668% | 0.044603 | 0.042433 | 4992.8754 | 164.6768 | 3992.464 | 835.7347 | 5207.9501 | 0 | 0 | 5207.9501 | 0.0003584%
2026 | 524 | CB 524 | Tier-3 | Tier-3---17 | 3--5 | 90 | 12 | 116.6365 | 76.81% | 21.38% | 1.816% | 1.1945 | 0 | 0 | 1.1945 | 0 | 1.1394 | 0.16731 | 6.8104 | 1.1394 | 0.16731 | 6.8104 | 1.2003 | 0.17625 | 6.8104 | 1.024% | 0.018139 | 0.017897 | 6430.2901 | 828.1118 | 2267.5068 | 3334.6715 | 6450.4443 | 0 | 0 | 6450.4443 | 0.0002507%
2026 | 533 | CB 533 | Tier-2 | Tier-2---20 | 4--1 | 14 | 1 | 10.3489 | 2.922% | 94.16% | 2.918% | 0.0021601 | 0 | 0 | 0.0021601 | 0 | 0.0020606 | 0.013942 | 0.1478 | 0.0020606 | 0.013942 | 0.1478 | 0.0021707 | 0.014687 | 0.1478 | 0.02087% | 0.06013 | 0.059701 | 172.1074 | 1.1447 | 134.3385 | 36.6243 | 173.3094 | 0 | 0 | 173.3094 | 4.534e-07%
2026 | 534 | CB 534 | Tier-2 | Tier-2---21 | 4--1 | 12 | 6 | 4.9029 | 19.37% | 69.23% | 11.4% | 0.047478 | 0 | 0 | 0.047478 | 0 | 0.045291 | 0.083654 | 0.54141 | 0.045291 | 0.083654 | 0.54141 | 0.047711 | 0.088123 | 0.54141 | 0.9684% | 0.060541 | 0.057514 | 80.9852 | 1.7721 | 56.9489 | 22.2642 | 84.4221 | 0 | 0 | 84.4221 | 9.966e-06%
2026 | 535 | CB 535 | Tier-2 | Tier-2---16 | 4--3 | 10 | 5 | 106.4965 | 2.067% | 97.63% | 0.3001% | 0.11007 | 0 | 0 | 0.11007 | 0 | 0.105 | 0.069711 | 1.5062 | 0.105 | 0.069711 | 1.5062 | 0.11061 | 0.073436 | 1.5062 | 0.1034% | 0.059698 | 0.056713 | 1783.9201 | 7.5184 | 1394.7698 | 381.6318 | 1875.8698 | 0 | 0 | 1875.8698 | 2.31e-05%
2026 | 536 | CB 536 | Tier-2 | Tier-2---18 | 4--2 | 39 | 33 | 21.8677 | 42.26% | 53.34% | 4.392% | 0.78205 | 0 | 0 | 0.78205 | 0 | 0.74602 | 0.4601 | 1.6214 | 0.74602 | 0.4601 | 1.6214 | 0.78588 | 0.48468 | 1.6214 | 3.576% | 0.063476 | 0.058105 | 344.504 | 23.2544 | 160.0251 | 161.2245 | 362.8897 | 0 | 0 | 362.8897 | 0.0001642%
2026 | 540 | CB 540 | Tier-2 | Tier-2---17 | 1--5 | 16 | 5 | 18.5654 | 97.32% | 0% | 2.676% | 0.56464 | 0 | 0 | 0.56464 | 0 | 0.53863 | 0.069711 | 7.7266 | 0.53863 | 0.069711 | 7.7266 | 0.56741 | 0.073436 | 7.7266 | 3.041% | 0.0036022 | 0.0034896 | 5153.9037 | 633.0265 | 1280.5124 | 3240.3647 | 5158.3523 | 0 | 0 | 5158.3523 | 0.0001185%
2026 | 542 | CB 542 | Tier-2 | Tier-2---9 | 4--5 | 43 | 35 | 175.7332 | 76% | 23.31% | 0.6907% | 10.871 | 0 | 0 | 10.871 | 0 | 10.3702 | 0.48798 | 21.2512 | 10.3702 | 0.48798 | 21.2512 | 10.9243 | 0.51405 | 21.2512 | 6.186% | 0.053515 | 0.049159 | 3283.8373 | 324.6387 | 1232.8957 | 1726.3029 | 3353.6702 | 0 | 0 | 3353.6702 | 0.002282%
2026 | 576 | CB 576 | Tier-2 | Tier-2---12 | 4--4 | 19 | 13 | 131.3157 | 32.74% | 66.81% | 0.4539% | 2.9416 | 0 | 0 | 2.9416 | 0 | 2.8061 | 0.18125 | 15.4818 | 2.8061 | 0.18125 | 15.4818 | 2.956 | 0.19093 | 15.4818 | 2.24% | 0.047237 | 0.044005 | 2779.9099 | 133.7981 | 1808.4788 | 837.633 | 2917.238 | 0 | 0 | 2917.238 | 0.0006174%
2026 | 599 | CB 599 | Tier-2 | Tier-2---4 | 4--5 | 369 | 262 | 599.9379 | 98.66% | 0% | 1.337% | 42.0275 | 0 | 0 | 42.0275 | 0 | 40.0914 | 3.6529 | 10.9753 | 40.0914 | 3.6529 | 10.9753 | 42.2336 | 3.8481 | 10.9753 | 7.005% | 0.043095 | 0.040035 | 13921.4169 | 2931.9396 | 582.1864 | 10407.2909 | 13935.6466 | 0 | 0 | 13935.6466 | 0.008822%
2026 | 67 | CB 67 | Tier-3 | Tier-3---20 | 1--5 | 3 | 2 | 2.38 | 96.87% | 0% | 3.131% | 0.1537 | 0 | 0 | 0.1537 | 0 | 0.14662 | 0.027885 | 5.2581 | 0.14662 | 0.027885 | 5.2581 | 0.15446 | 0.029374 | 5.2581 | 6.458% | 0.0002312 | 0.00021579 | 10294.281 | 1439.5269 | 844.8507 | 8009.9033 | 10317.3 | 0 | 0 | 10317.3 | 3.226e-05%
2026 | 776 | CB 776 | Tier-2 | Tier-2---18 | 3--3 | 53 | 53 | 19.7396 | 79.97% | 11.02% | 9.01% | 1.5787 | 0 | 0 | 1.5787 | 0 | 1.5059 | 0.73894 | 2.038 | 1.5059 | 0.73894 | 2.038 | 1.5864 | 0.77842 | 2.038 | 7.997% | 0.014982 | 0.013484 | 1317.5724 | 201.6613 | 223.1115 | 892.7996 | 1346.8901 | 0 | 0 | 1346.8901 | 0.0003314%
2026 | 78 | CB 78 | Tier-3 | Tier-3---20 | 1--5 | 4 | 3 | 2.8323 | 96.15% | 0% | 3.85% | 0.20425 | 0 | 0 | 0.20425 | 0 | 0.19484 | 0.041827 | 4.6582 | 0.19484 | 0.041827 | 4.6582 | 0.20525 | 0.044062 | 4.6582 | 7.211% | 0.0002122 | 0.00019629 | 13347.4872 | 2034.5577 | 528.8363 | 10784.0932 | 13389.1481 | 0 | 0 | 13389.1481 | 4.287e-05%
2026 | 788 | CB 788 | Tier-2 | Tier-2---2 | 5--5 | 708 | 24 | 1509.6378 | 72.67% | 26.38% | 0.9544% | 3.7186 | 0 | 0 | 3.7186 | 0 | 3.5473 | 0.33461 | 10.6011 | 3.5473 | 0.33461 | 10.6011 | 3.7368 | 0.35249 | 10.6011 | 0.2463% | 0.14181 | 0.14133 | 10645.451 | 1766.7834 | 2805.5671 | 6073.1005 | 10655.3486 | 0 | 0 | 10655.3486 | 0.0007805%
2026 | 835 | CB 835 | Tier-2 | Tier-2---17 | 1--5 | 12 | 8 | 10.4449 | 97.71% | 0% | 2.289% | 0.68039 | 0 | 0 | 0.68039 | 0 | 0.64904 | 0.11154 | 5.819 | 0.64904 | 0.11154 | 5.819 | 0.68372 | 0.1175 | 5.819 | 6.514% | 0.0017112 | 0.0015971 | 6103.8249 | 1270.1971 | 131.1199 | 4702.5079 | 6113.8025 | 0 | 0 | 6113.8025 | 0.0001428%
2026 | 907 | CB 907 | Tier-3 | Tier-3---13 | 3--5 | 51 | 39 | 230.3059 | 98.07% | 1.485% | 0.4463% | 17.2716 | 0 | 0 | 17.2716 | 0 | 16.4759 | 0.54375 | 30.3006 | 16.4759 | 0.54375 | 30.3006 | 17.3562 | 0.5728 | 30.3006 | 7.499% | 0.023668 | 0.021858 | 9730.5209 | 1957.65 | 164.6441 | 7608.2269 | 9746.0783 | 0 | 0 | 9746.0783 | 0.003625%
2026 | 91 | CB 91 | Tier-2 | Tier-2---12 | 3--5 | 68 | 30 | 89.8564 | 75.83% | 22.36% | 1.818% | 3.0059 | 0 | 0 | 3.0059 | 0 | 2.8675 | 0.41827 | 6.8556 | 2.8675 | 0.41827 | 6.8556 | 3.0207 | 0.44062 | 6.8556 | 3.345% | 0.015476 | 0.014793 | 5806.255 | 775.6182 | 1813.9846 | 3216.6522 | 5871.0364 | 0 | 0 | 5871.0364 | 0.0006309%
2026 | 928 | CB 928 | Tier-2 | Tier-2---7 | 4--5 | 62 | 53 | 505.3794 | 35.21% | 64.4% | 0.3975% | 15.2095 | 0 | 0 | 15.2095 | 0 | 14.5088 | 0.73894 | 19.6346 | 14.5088 | 0.73894 | 19.6346 | 15.2841 | 0.77842 | 19.6346 | 3.01% | 0.057199 | 0.052309 | 8835.5199 | 595.4493 | 5398.0775 | 2841.9931 | 9370.6526 | 0 | 0 | 9370.6526 | 0.003192%
2026 | 970 | CB 970 | Tier-2 | Tier-2---14 | 1--5 | 4 | 3 | 22.122 | 99.63% | 0% | 0.3731% | 1.653 | 0 | 0 | 1.653 | 0 | 1.5768 | 0.041827 | 37.6985 | 1.5768 | 0.041827 | 37.6985 | 1.6611 | 0.044062 | 37.6985 | 7.472% | 0.00034 | 0.0003145 | 65064.7285 | 10349.1227 | 1856.0637 | 52859.5421 | 65084.4133 | 0 | 0 | 65084.4133 | 0.000347%
2026 | 971 | CB 971 | Tier-2 | Tier-2---3 | 5--5 | 167 | 114 | 1052.4948 | 94.77% | 4.863% | 0.3691% | 68.0882 | 0 | 0 | 68.0882 | 0 | 64.9515 | 1.5894 | 40.8649 | 64.9515 | 1.5894 | 40.8649 | 68.4219 | 1.6743 | 40.8649 | 6.469% | 0.12528 | 0.11672 | 8401.3813 | 1359.4082 | 538.7088 | 6503.2643 | 8433.5835 | 0 | 0 | 8433.5835 | 0.01429%
2026 | 973 | CB 973 | Tier-2 | Tier-2---14 | 1--5 | 7 | 4 | 27.7114 | 99.25% | 0% | 0.7494% | 1.5716 | 0 | 0 | 1.5716 | 0 | 1.4992 | 0.055769 | 26.883 | 1.4992 | 0.055769 | 26.883 | 1.5793 | 0.058749 | 26.883 | 5.671% | 0.000676 | 0.00063737 | 40993.2566 | 6491.547 | 1311.4323 | 33190.2773 | 41011.8741 | 0 | 0 | 41011.8741 | 0.0003299%
2026 | 974 | CB 974 | Tier-2 | Tier-2---12 | 1--5 | 7 | 5 | 28.6559 | 99.26% | 0% | 0.7399% | 2.0317 | 0 | 0 | 2.0317 | 0 | 1.9381 | 0.069711 | 27.8019 | 1.9381 | 0.069711 | 27.8019 | 2.0417 | 0.073436 | 27.8019 | 7.09% | 0.0006326 | 0.00058741 | 45298.5797 | 7319.2756 | 540.0082 | 37439.2958 | 45324.3609 | 0 | 0 | 45324.3609 | 0.0004265%
2026 | 975 | CB 975 | Tier-3 | Tier-3---16 | 5--4 | 11 | 8 | 120.9969 | 94.86% | 4.853% | 0.2849% | 8.3477 | 0 | 0 | 8.3477 | 0 | 7.9631 | 0.11154 | 71.3936 | 7.9631 | 0.11154 | 71.3936 | 8.3886 | 0.1175 | 71.3936 | 6.899% | 0.10726 | 0.099458 | 1128.0883 | 171.5054 | 73.8837 | 882.6993 | 1132.634 | 0 | 0 | 1132.634 | 0.001752%
2026 | 980 | CB 980 | Tier-2 | Tier-2---12 | 2--5 | 35 | 24 | 71.0483 | 98.38% | 0% | 1.619% | 4.793 | 0 | 0 | 4.793 | 0 | 4.5722 | 0.33461 | 13.6641 | 4.5722 | 0.33461 | 13.6641 | 4.8165 | 0.35249 | 13.6641 | 6.746% | 0.0069124 | 0.0064384 | 10278.3875 | 4306.656 | 761.4547 | 5210.2768 | 10290.6371 | 0 | 0 | 10290.6371 | 0.001006%
2026 | 981 | CB 981 | Tier-2 | Tier-2---15 | 1--5 | 14 | 11 | 31.4522 | 98.54% | 0% | 1.457% | 2.4352 | 0 | 0 | 2.4352 | 0 | 2.323 | 0.15337 | 15.1472 | 2.323 | 0.15337 | 15.1472 | 2.4472 | 0.16156 | 15.1472 | 7.743% | 0.0030076 | 0.0027713 | 10457.5682 | 1238.1114 | 2911.2172 | 6308.2397 | 10470.5612 | 0 | 0 | 10470.5612 | 0.0005112%
2026 | 982 | CB 982 | Tier-2 | Not Applicable | Not Applicable | 1 | 1 | 0 | 0% | 0% | 0% | 0 | 0 | 0 | 0 | 0 | 0 | 0.013942 | 0 | 0 | 0.013942 | 0 | 0 | 0.014687 | 0 | 0% | 0 | 0 | 0 | 0 | 0 | 0 | 0 | 0 | 0 | 0 | 0%
2026 | CTL1 | CB CTL1 | Tier-3 | Tier-3---19 | 5--1 | 6 | 2 | 6.7195 | 60.86% | 38.02% | 1.116% | 0.13632 | 0 | 0 | 0.13632 | 0 | 0.13004 | 0.027885 | 4.6635 | 0.13004 | 0.027885 | 4.6635 | 0.13699 | 0.029374 | 4.6635 | 2.029% | 0.42111 | 0.40708 | 15.9564 | 1.4967 | 5.9559 | 8.5038 | 16.1718 | 0 | 0 | 16.1718 | 2.861e-05%
2026 | DV1 | CB DV1 | Tier-3 | Tier-3---20 | 1--5 | 2 | 2 | 2.0345 | 98.61% | 0% | 1.387% | 0.20063 | 0 | 0 | 0.20063 | 0 | 0.19139 | 0.027885 | 6.8637 | 0.19139 | 0.027885 | 6.8637 | 0.20162 | 0.029374 | 6.8637 | 9.861% | 0.000145 | 0.0001305 | 14031.3666 | 2214.0355 | 378.6957 | 11438.6354 | 14052.9872 | 0 | 0 | 14052.9872 | 4.211e-05%
2026 | FB1 | CB FB1 | Tier-2 | Tier-2---11 | 4--4 | 371 | 161 | 245.022 | 12.75% | 85.01% | 2.236% | 1.3559 | 0 | 0 | 1.3559 | 0 | 1.2935 | 2.2447 | 0.57624 | 1.2935 | 2.2447 | 0.57624 | 1.3626 | 2.3646 | 0.57624 | 0.5534% | 0.04664 | 0.044616 | 5253.4738 | 206.1005 | 4090.6925 | 956.6808 | 5461.4056 | 0 | 0 | 5461.4056 | 0.0002846%
2026 | FB2 | CB FB2 | Tier-2 | Tier-2---9 | 4--5 | 173 | 109 | 225.8323 | 74.73% | 23.69% | 1.581% | 10.6328 | 0 | 0 | 10.6328 | 0 | 10.143 | 1.5197 | 6.6743 | 10.143 | 1.5197 | 6.6743 | 10.6849 | 1.6009 | 6.6743 | 4.708% | 0.045688 | 0.04281 | 4942.9022 | 871.2523 | 1151.504 | 2920.1458 | 5026.9005 | 0 | 0 | 5026.9005 | 0.002232%
2026 | JU1 | CB JU1 | Tier-3 | Tier-3---15 | 5--4 | 80 | 67 | 282.3719 | 88.57% | 10.71% | 0.7177% | 20.9467 | 0 | 0 | 20.9467 | 0 | 19.9817 | 0.93413 | 21.3907 | 19.9817 | 0.93413 | 21.3907 | 21.0494 | 0.98405 | 21.3907 | 7.418% | 0.1808 | 0.16566 | 1561.7518 | 212.6103 | 161.3522 | 1187.7892 | 1578.0618 | 0 | 0 | 1578.0618 | 0.004397%
2026 | MOR1 | CB MOR1 | Tier-2 | Tier-2---4 | 5--5 | 116 | 86 | 584.1991 | 87.63% | 11.93% | 0.4377% | 37.955 | 0 | 0 | 37.955 | 0 | 36.2065 | 1.199 | 30.1963 | 36.2065 | 1.199 | 30.1963 | 38.141 | 1.2631 | 30.1963 | 6.497% | 0.12647 | 0.11709 | 4619.2848 | 721.3686 | 522.5493 | 3375.3669 | 4665.0288 | 0 | 0 | 4665.0288 | 0.007967%
2026 | NVS1 | CB NVS1 | Tier-2 | Tier-2---12 | 4--5 | 403 | 5 | 109.1989 | 94.39% | 0% | 5.606% | 0.12789 | 0 | 0 | 0.12789 | 0 | 0.122 | 0.069711 | 1.75 | 0.122 | 0.069711 | 1.75 | 0.12851 | 0.073436 | 1.75 | 0.1171% | 0.029239 | 0.029203 | 3734.676 | 571.7006 | 249.4939 | 2913.4815 | 3734.9361 | 0 | 0 | 3734.9361 | 2.684e-05%
2026 | OK1 | CB OK1 | Tier-3 | Tier-3---7 | 5--5 | 190 | 153 | 1048.1259 | 93.55% | 5.94% | 0.509% | 78.959 | 0 | 0 | 78.959 | 0 | 75.3215 | 2.1332 | 35.3097 | 75.3215 | 2.1332 | 35.3097 | 79.3461 | 2.2471 | 35.3097 | 7.533% | 0.20255 | 0.18624 | 5174.6627 | 847.3251 | 299.3088 | 4028.0288 | 5203.887 | 0 | 0 | 5203.887 | 0.01657%
2026 | PE1 | CB PE1 | Tier-3 | Tier-3---13 | 5--4 | 247 | 132 | 620.7512 | 74.86% | 24.36% | 0.7799% | 24.8335 | 0 | 0 | 24.8335 | 0 | 23.6895 | 1.8404 | 12.872 | 23.6895 | 1.8404 | 12.872 | 24.9552 | 1.9387 | 12.872 | 4.001% | 0.24168 | 0.22876 | 2568.4774 | 292.3041 | 583.6879 | 1692.4855 | 2604.9351 | 0 | 0 | 2604.9351 | 0.005213%
2026 | RA1 | CB RA1 | Tier-2 | Tier-2---2 | 5--5 | 353 | 179 | 1222.3715 | 85.76% | 13.62% | 0.6194% | 53.156 | 0 | 0 | 53.156 | 0 | 50.7072 | 2.4957 | 20.3181 | 50.7072 | 2.4957 | 20.3181 | 53.4166 | 2.629 | 20.3181 | 4.349% | 0.14726 | 0.13979 | 8300.6807 | 1160.1787 | 1072.7493 | 6067.7527 | 8363.8328 | 0 | 0 | 8363.8328 | 0.01116%
2026 | RA2 | CB RA2 | Tier-2 | Tier-2---4 | 5--5 | 118 | 62 | 579.2495 | 83.34% | 16.16% | 0.4909% | 25.366 | 0 | 0 | 25.366 | 0 | 24.1974 | 0.86442 | 27.9926 | 24.1974 | 0.86442 | 27.9926 | 25.4903 | 0.91061 | 27.9926 | 4.379% | 0.12706 | 0.12038 | 4558.9302 | 908.2518 | 686.0992 | 2964.5792 | 4601.0393 | 0 | 0 | 4601.0393 | 0.005324%
2026 | RA3 | CB RA3 | Tier-2 | Tier-2---10 | 5--4 | 241 | 93 | 353.8636 | 22.75% | 76.17% | 1.082% | 3.1067 | 0 | 0 | 3.1067 | 0 | 2.9636 | 1.2966 | 2.2856 | 2.9636 | 1.2966 | 2.2856 | 3.1219 | 1.3659 | 2.2856 | 0.8779% | 0.12911 | 0.12413 | 2740.8339 | 103.3538 | 1864.7752 | 772.7049 | 2825.8174 | 0 | 0 | 2825.8174 | 0.0006521%
2026 | RB1 | CB RB1 | Tier-3 | Tier-3---20 | 1--5 | 2 | 2 | 3.2964 | 98.93% | 0% | 1.066% | 0.32612 | 0 | 0 | 0.32612 | 0 | 0.3111 | 0.027885 | 11.1567 | 0.3111 | 0.027885 | 11.1567 | 0.32772 | 0.029374 | 11.1567 | 9.893% | 0.0001458 | 0.00013122 | 22608.9431 | 3603.4994 | 517.2364 | 18488.2073 | 22635.7333 | 0 | 0 | 22635.7333 | 6.845e-05%
2026 | RC1 | CB RC1 | Tier-2 | Tier-2---4 | 4--5 | 94 | 58 | 397.5199 | 92.07% | 7.427% | 0.5025% | 22.583 | 0 | 0 | 22.583 | 0 | 21.5426 | 0.80865 | 26.6401 | 21.5426 | 0.80865 | 26.6401 | 22.6937 | 0.85186 | 26.6401 | 5.681% | 0.084253 | 0.079055 | 4718.147 | 893.9653 | 343.0371 | 3481.1447 | 4742.7484 | 0 | 0 | 4742.7484 | 0.00474%
2026 | SL1 | CB SL1 | Tier-3 | Tier-3---11 | 5--5 | 225 | 184 | 677.9763 | 69.55% | 29.7% | 0.758% | 38.5585 | 0 | 0 | 38.5585 | 0 | 36.7822 | 2.5654 | 14.3379 | 36.7822 | 2.5654 | 14.3379 | 38.7475 | 2.7025 | 14.3379 | 5.687% | 0.19527 | 0.1793 | 3471.9301 | 456.3042 | 974.4203 | 2041.2056 | 3566.0989 | 0 | 0 | 3566.0989 | 0.008093%
2026 | SSC1 | CB SSC1 | Tier-2 | Tier-2---18 | 4--3 | 220 | 27 | 91.8404 | 1.784% | 94.85% | 3.363% | 0.020111 | 0 | 0 | 0.020111 | 0 | 0.019185 | 0.37644 | 0.050964 | 0.019185 | 0.37644 | 0.050964 | 0.02021 | 0.39656 | 0.050964 | 0.0219% | 0.031528 | 0.031141 | 2912.9967 | 6.2531 | 2639.8755 | 266.8681 | 2948.5455 | 0 | 0 | 2948.5455 | 4.221e-06%
2026 | CTL1 | CTL1-3R | Tier-3 | Tier-3---14 | 5--4 | 314 | 138 | 691.1308 | 38.4% | 60.91% | 0.6868% | 11.6643 | 0 | 0 | 11.6643 | 0 | 11.127 | 1.924 | 5.7831 | 11.127 | 1.924 | 5.7831 | 11.7215 | 2.0268 | 5.7831 | 1.688% | 0.42513 | 0.40645 | 1625.6897 | 99.6026 | 905.5939 | 620.4932 | 1671.7234 | 0 | 0 | 1671.7234 | 0.002448%
2026 | DV1 | DV1-3R | Tier-3 | Tier-3---11 | 5--5 | 235 | 175 | 634.2705 | 72.29% | 26.89% | 0.8162% | 34.146 | 0 | 0 | 34.146 | 0 | 32.573 | 2.4399 | 13.3501 | 32.573 | 2.4399 | 13.3501 | 34.3134 | 2.5703 | 13.3501 | 5.384% | 0.19421 | 0.17975 | 3265.8667 | 390.6526 | 820.8791 | 2054.3349 | 3338.6729 | 0 | 0 | 3338.6729 | 0.007167%
2026 | RA1 | RA1-402R | Tier-3 | Tier-3---4 | 5--5 | 122 | 74 | 861.3982 | 92.86% | 6.845% | 0.2988% | 48.5162 | 0 | 0 | 48.5162 | 0 | 46.2811 | 1.0317 | 44.8578 | 46.2811 | 1.0317 | 44.8578 | 48.754 | 1.0869 | 44.8578 | 5.632% | 0.12948 | 0.12162 | 6652.8745 | 1118.7394 | 431.7484 | 5102.3868 | 6683.5639 | 0 | 0 | 6683.5639 | 0.01018%
2026 | RB1 | RB1-427R | Tier-3 | Tier-3---7 | 5--5 | 433 | 306 | 996.0696 | 83.51% | 15.68% | 0.8099% | 58.7868 | 0 | 0 | 58.7868 | 0 | 56.0786 | 4.2663 | 13.1444 | 56.0786 | 4.2663 | 13.1444 | 59.075 | 4.4943 | 13.1444 | 5.902% | 0.15381 | 0.14294 | 6476.1764 | 929.4617 | 937.2221 | 4609.4925 | 6557.3677 | 0 | 0 | 6557.3677 | 0.01234%
2026 | RB1 | RB1-433R | Tier-3 | Tier-3---10 | 5--5 | 125 | 117 | 717.075 | 94.45% | 5% | 0.5477% | 63.3947 | 0 | 0 | 63.3947 | 0 | 60.4742 | 1.6312 | 37.0724 | 60.4742 | 1.6312 | 37.0724 | 63.7055 | 1.7184 | 37.0724 | 8.841% | 0.15284 | 0.13854 | 4691.5909 | 760.1035 | 231.5295 | 3699.958 | 4718.4684 | 0 | 0 | 4718.4684 | 0.01331%
2026 | TM1 | TM1-10R | Tier-3 | Tier-3---12 | 5--5 | 103 | 81 | 437.3004 | 95.61% | 3.838% | 0.5568% | 32.8783 | 0 | 0 | 32.8783 | 0 | 31.3636 | 1.1293 | 27.772 | 31.3636 | 1.1293 | 27.772 | 33.0394 | 1.1897 | 27.772 | 7.518% | 0.093421 | 0.086074 | 4680.975 | 712.9363 | 184.5612 | 3783.4774 | 4698.5339 | 0 | 0 | 4698.5339 | 0.006901%
2027 | 1001 | 1001-1231F | Tier-2 | Tier-2---15 | 3--3 | 4 | 1 | 14.0535 | 92.14% | 7.108% | 0.7568% | 0.32371 | 0 | 0 | 0.32371 | 0 | 0.29457 | 0.0133 | 22.1479 | 0.29457 | 0.0133 | 22.1479 | 0.32689 | 0.014759 | 22.1479 | 2.303% | 0.025088 | 0.024461 | 560.1576 | 85.0993 | 40.4936 | 434.5648 | 561.2872 | 0 | 0 | 561.2872 | 6.795e-05%
2027 | 1001 | 1001-1814AE | Tier-2 | Tier-2---11 | 5--3 | 10 | 10 | 47.9998 | 92.92% | 6.426% | 0.6525% | 4.4602 | 0 | 0 | 4.4602 | 0 | 4.0587 | 0.133 | 30.5168 | 4.0587 | 0.133 | 30.5168 | 4.504 | 0.14759 | 30.5168 | 9.292% | 0.094213 | 0.084792 | 509.4829 | 78.1654 | 33.1388 | 398.1787 | 513.49 | 0 | 0 | 513.49 | 0.0009362%
2027 | 1001 | 1001-1820F | Tier-2 | Tier-2---5 | 5--5 | 146 | 117 | 829.5199 | 57.26% | 42.23% | 0.5113% | 38.0648 | 0 | 0 | 38.0648 | 0 | 34.6385 | 1.5561 | 22.2598 | 34.6385 | 1.5561 | 22.2598 | 38.4389 | 1.7268 | 22.2598 | 4.589% | 0.12846 | 0.11817 | 6457.4377 | 610.0184 | 2517.829 | 3329.5903 | 6697.8671 | 0 | 0 | 6697.8671 | 0.00799%
2027 | 1006 | 1006-829F | Tier-2 | Tier-2---15 | 1--5 | 10 | 10 | 17.7536 | 98.49% | 0% | 1.506% | 1.7486 | 0 | 0 | 1.7486 | 0 | 1.5912 | 0.133 | 11.964 | 1.5912 | 0.133 | 11.964 | 1.7658 | 0.14759 | 11.964 | 9.849% | 0.0022112 | 0.0019901 | 8028.9403 | 1624.4298 | 111.3505 | 6293.1601 | 8042.379 | 0 | 0 | 8042.379 | 0.000367%
2027 | 1021 | 1021-1748F | Tier-3 | Tier-3---2 | 5--5 | 516 | 421 | 3232.7645 | 89.58% | 10.03% | 0.3884% | 236.2759 | 0 | 0 | 236.2759 | 0 | 215.0079 | 5.5993 | 38.3991 | 215.0079 | 5.5993 | 38.3991 | 238.598 | 6.2136 | 38.3991 | 7.309% | 0.16564 | 0.15212 | 19517.3055 | 3280.9667 | 1890.5731 | 14345.7657 | 19697.9673 | 0 | 0 | 19697.9673 | 0.04959%
2027 | 1021 | 1021-1760R | Tier-3 | Tier-3---6 | 5--5 | 85 | 70 | 678.7974 | 81.46% | 18.22% | 0.3148% | 45.5395 | 0 | 0 | 45.5395 | 0 | 41.4403 | 0.931 | 44.5116 | 41.4403 | 0.931 | 44.5116 | 45.9871 | 1.0331 | 44.5116 | 6.709% | 0.10829 | 0.099373 | 6268.2599 | 949.9835 | 1058.3856 | 4259.8908 | 6372.5283 | 0 | 0 | 6372.5283 | 0.009559%
2027 | 1021 | 1021-25R | Tier-3 | Tier-3---2 | 5--5 | 168 | 139 | 1498.4695 | 96.3% | 3.418% | 0.2826% | 119.393 | 0 | 0 | 119.393 | 0 | 108.646 | 1.8487 | 58.7689 | 108.646 | 1.8487 | 58.7689 | 120.5664 | 2.0515 | 58.7689 | 7.968% | 0.12361 | 0.11338 | 12122.637 | 2220.1266 | 404.4712 | 9498.0392 | 12163.0973 | 0 | 0 | 12163.0973 | 0.02506%
2027 | 1021 | 1021-855 | Tier-3 | Tier-3---10 | 5--5 | 69 | 61 | 466.7529 | 94.79% | 4.788% | 0.426% | 39.112 | 0 | 0 | 39.112 | 0 | 35.5914 | 0.8113 | 43.8696 | 35.5914 | 0.8113 | 43.8696 | 39.4963 | 0.90031 | 43.8696 | 8.38% | 0.10909 | 0.099445 | 4278.6432 | 663.1014 | 202.1105 | 3413.4312 | 4300.2803 | 0 | 0 | 4300.2803 | 0.00821%
2027 | 1021 | 1021-883R | Tier-3 | Tier-3---16 | 5--4 | 16 | 16 | 128.5827 | 95.57% | 4.014% | 0.4192% | 12.2882 | 0 | 0 | 12.2882 | 0 | 11.1821 | 0.2128 | 52.5475 | 11.1821 | 0.2128 | 52.5475 | 12.409 | 0.23615 | 52.5475 | 9.557% | 0.10042 | 0.090377 | 1280.464 | 200.1169 | 52.1937 | 1028.1534 | 1286.7716 | 0 | 0 | 1286.7716 | 0.002579%
2027 | 1021 | 1021-92 | Tier-3 | Tier-3---15 | 5--4 | 12 | 10 | 73.801 | 95.78% | 3.784% | 0.4383% | 5.8904 | 0 | 0 | 5.8904 | 0 | 5.3602 | 0.133 | 40.302 | 5.3602 | 0.133 | 40.302 | 5.9483 | 0.14759 | 40.302 | 7.981% | 0.099013 | 0.090762 | 745.3636 | 116.7498 | 26.9385 | 601.6753 | 748.225 | 0 | 0 | 748.225 | 0.001236%
2027 | 1022 | 1022-17F | Tier-3 | Tier-3---4 | 5--5 | 139 | 107 | 887.1334 | 95.91% | 3.733% | 0.3607% | 65.4944 | 0 | 0 | 65.4944 | 0 | 59.599 | 1.4231 | 41.8797 | 59.599 | 1.4231 | 41.8797 | 66.138 | 1.5792 | 41.8797 | 7.383% | 0.10945 | 0.10102 | 8105.3609 | 1393.5381 | 301.1063 | 6410.7165 | 8133.0349 | 0 | 0 | 8133.0349 | 0.01375%
2027 | 1022 | 1022-26R | Tier-3 | Tier-3---15 | 4--4 | 9 | 9 | 67.2303 | 92.09% | 7.549% | 0.3574% | 6.1915 | 0 | 0 | 6.1915 | 0 | 5.6342 | 0.1197 | 47.069 | 5.6342 | 0.1197 | 47.069 | 6.2523 | 0.13283 | 47.069 | 9.209% | 0.092662 | 0.083396 | 725.545 | 109.1423 | 50.7298 | 565.6729 | 731.9189 | 0 | 0 | 731.9189 | 0.0013%
2027 | 1022 | 1022-322R | Tier-3 | Tier-3---10 | 5--5 | 89 | 76 | 526.8683 | 92.1% | 7.447% | 0.4577% | 41.4347 | 0 | 0 | 41.4347 | 0 | 37.705 | 1.0108 | 37.3021 | 37.705 | 1.0108 | 37.3021 | 41.8419 | 1.1217 | 37.3021 | 7.864% | 0.10587 | 0.096826 | 4976.7569 | 830.1937 | 356.0985 | 3790.4647 | 5013.4861 | 0 | 0 | 5013.4861 | 0.008697%
2027 | 1023 | 1023-200R | Tier-2 | Tier-2---5 | 4--5 | 82 | 73 | 340.3967 | 93.71% | 5.554% | 0.7407% | 28.3962 | 0 | 0 | 28.3962 | 0 | 25.8401 | 0.9709 | 26.6146 | 25.8401 | 0.9709 | 26.6146 | 28.6753 | 1.0774 | 26.6146 | 8.342% | 0.083115 | 0.075715 | 4095.5104 | 628.6418 | 234.4876 | 3232.381 | 4120.7024 | 0 | 0 | 4120.7024 | 0.00596%
2027 | 1023 | 1023-46AE | Tier-2 | Tier-2---2 | 5--5 | 469 | 376 | 1480.046 | 74.84% | 24.29% | 0.8655% | 88.8049 | 0 | 0 | 88.8049 | 0 | 80.8113 | 5.0008 | 16.1597 | 80.8113 | 5.0008 | 16.1597 | 89.6777 | 5.5495 | 16.1597 | 6% | 0.13914 | 0.12798 | 10637.4667 | 1301.0798 | 2440.2216 | 6896.1652 | 10870.7144 | 0 | 0 | 10870.7144 | 0.01864%
2027 | 1023 | 1023-48R | Tier-2 | Tier-2---5 | 5--5 | 380 | 290 | 664.4014 | 85.5% | 12.99% | 1.509% | 43.3545 | 0 | 0 | 43.3545 | 0 | 39.452 | 3.857 | 10.2287 | 39.452 | 3.857 | 10.2287 | 43.7806 | 4.2802 | 10.2287 | 6.525% | 0.12816 | 0.11838 | 5184.0424 | 718.5028 | 688.8951 | 3776.6445 | 5246.1277 | 0 | 0 | 5246.1277 | 0.0091%
2027 | 1023 | 1023-89R | Tier-2 | Tier-2---11 | 4--4 | 119 | 85 | 171.3673 | 58.84% | 39.57% | 1.585% | 7.2027 | 0 | 0 | 7.2027 | 0 | 6.5544 | 1.1305 | 5.7978 | 6.5544 | 1.1305 | 5.7978 | 7.2735 | 1.2545 | 5.7978 | 4.203% | 0.083403 | 0.077446 | 2054.6806 | 198.0279 | 761.6338 | 1095.0189 | 2119.73 | 0 | 0 | 2119.73 | 0.001512%
2027 | 1030 | 1030-1728R | Tier-3 | Tier-3---9 | 5--5 | 85 | 60 | 527.0422 | 83.47% | 16.25% | 0.2733% | 31.0547 | 0 | 0 | 31.0547 | 0 | 28.2593 | 0.798 | 35.4127 | 28.2593 | 0.798 | 35.4127 | 31.3599 | 0.88555 | 35.4127 | 5.892% | 0.23544 | 0.21882 | 2238.5434 | 326.4296 | 340.3101 | 1571.8036 | 2266.6409 | 0 | 0 | 2266.6409 | 0.006518%
2027 | 1030 | 1030-1735F | Tier-3 | Not Applicable | Not Applicable | 6 | 6 | 0 | 0% | 0% | 0% | 0 | 0 | 0 | 0 | 0 | 0 | 0.0798 | 0 | 0 | 0.0798 | 0 | 0 | 0.088555 | 0 | 0% | 0 | 0 | 0 | 0 | 0 | 0 | 0 | 0 | 0 | 0 | 0%
2027 | 1030 | 1030-1777 | Tier-3 | Tier-3---5 | 5--5 | 193 | 143 | 1156.6044 | 85.87% | 13.79% | 0.3401% | 73.5852 | 0 | 0 | 73.5852 | 0 | 66.9615 | 1.9019 | 35.2077 | 66.9615 | 1.9019 | 35.2077 | 74.3084 | 2.1106 | 35.2077 | 6.362% | 0.24629 | 0.22805 | 4696.0317 | 680.3464 | 620.6467 | 3395.0386 | 4749.1413 | 0 | 0 | 4749.1413 | 0.01545%
2027 | 1030 | 1030-1823F | Tier-3 | Tier-3---13 | 5--5 | 20 | 17 | 202.5757 | 94.25% | 5.49% | 0.2586% | 16.2292 | 0 | 0 | 16.2292 | 0 | 14.7683 | 0.2261 | 65.3176 | 14.7683 | 0.2261 | 65.3176 | 16.3887 | 0.25091 | 65.3176 | 8.011% | 0.10605 | 0.097039 | 1910.1293 | 293.8795 | 98.2865 | 1517.9633 | 1920.3292 | 0 | 0 | 1920.3292 | 0.003407%
2027 | 1030 | 1030-18R | Tier-3 | Tier-3---7 | 5--5 | 98 | 72 | 693.6608 | 87.49% | 12.21% | 0.2965% | 44.5871 | 0 | 0 | 44.5871 | 0 | 40.5737 | 0.9576 | 42.3702 | 40.5737 | 0.9576 | 42.3702 | 45.0253 | 1.0627 | 42.3702 | 6.428% | 0.23843 | 0.22091 | 2909.3141 | 434.9069 | 331.8024 | 2142.6047 | 2938.175 | 0 | 0 | 2938.175 | 0.009359%
2027 | 1030 | 1030-20R | Tier-3 | Tier-3---3 | 5--5 | 367 | 323 | 2610.2797 | 91.86% | 7.744% | 0.3915% | 211.0426 | 0 | 0 | 211.0426 | 0 | 192.0459 | 4.2959 | 44.7045 | 192.0459 | 4.2959 | 44.7045 | 213.1167 | 4.7672 | 44.7045 | 8.085% | 0.28668 | 0.26145 | 9105.2413 | 1516.1831 | 664.7389 | 6924.3193 | 9176.7296 | 0 | 0 | 9176.7296 | 0.0443%
2027 | 1030 | 1030-42R | Tier-3 | Tier-3---3 | 5--5 | 472 | 375 | 2942.2545 | 85.79% | 13.83% | 0.3713% | 200.5527 | 0 | 0 | 200.5527 | 0 | 182.5002 | 4.9875 | 36.5915 | 182.5002 | 4.9875 | 36.5915 | 202.5237 | 5.5347 | 36.5915 | 6.816% | 0.28228 | 0.25985 | 10423.3029 | 1628.0334 | 1345.6404 | 7449.6291 | 10551.0955 | 0 | 0 | 10551.0955 | 0.0421%
2027 | 1030 | 1030-989R | Tier-3 | Tier-3---3 | 5--5 | 422 | 372 | 3020.5785 | 92.73% | 6.883% | 0.3901% | 246.9028 | 0 | 0 | 246.9028 | 0 | 224.6782 | 4.9476 | 45.4116 | 224.6782 | 4.9476 | 45.4116 | 249.3294 | 5.4904 | 45.4116 | 8.174% | 0.30703 | 0.27996 | 9838.1975 | 1537.3198 | 631.4887 | 7669.389 | 9907.3722 | 0 | 0 | 9907.3722 | 0.05183%
2027 | 1039 | 1039-13 | Tier-2 | Tier-2---3 | 5--5 | 534 | 338 | 2056.5259 | 80.69% | 18.74% | 0.569% | 105.0351 | 0 | 0 | 105.0351 | 0 | 95.5805 | 4.4954 | 21.2619 | 95.5805 | 4.4954 | 21.2619 | 106.0674 | 4.9886 | 21.2619 | 5.107% | 0.1351 | 0.12655 | 15222.1821 | 2652.795 | 2719.3692 | 9850.0179 | 15420.7963 | 0 | 0 | 15420.7963 | 0.02205%
2027 | 1073 | 1073-872F | Tier-2 | Tier-2---20 | 3--2 | 16 | 12 | 7.9014 | 70.78% | 23.83% | 5.396% | 0.41942 | 0 | 0 | 0.41942 | 0 | 0.38167 | 0.1596 | 2.3914 | 0.38167 | 0.1596 | 2.3914 | 0.42354 | 0.17711 | 2.3914 | 5.308% | 0.018584 | 0.017191 | 425.1621 | 49.479 | 114.8811 | 260.802 | 435.2363 | 0 | 0 | 435.2363 | 8.804e-05%
2027 | 1073 | 1073-874F | Tier-2 | Tier-2---20 | 3--3 | 40 | 1 | 35.832 | 14.27% | 82.6% | 3.135% | 0.012782 | 0 | 0 | 0.012782 | 0 | 0.011632 | 0.0133 | 0.87458 | 0.011632 | 0.0133 | 0.87458 | 0.012908 | 0.014759 | 0.87458 | 0.03567% | 0.021565 | 0.021511 | 1661.6132 | 28.3794 | 1209.603 | 423.6308 | 1665.1834 | 0 | 0 | 1665.1834 | 2.683e-06%
2027 | 1073 | 1073-886F | Tier-2 | Tier-2---20 | 3--2 | 4 | 4 | 24.1814 | 4.506% | 95.04% | 0.4562% | 0.10896 | 0 | 0 | 0.10896 | 0 | 0.099148 | 0.0532 | 1.8637 | 0.099148 | 0.0532 | 1.8637 | 0.11003 | 0.059037 | 1.8637 | 0.4506% | 0.016776 | 0.015099 | 1441.409 | 12.0618 | 1249.7892 | 179.558 | 1594.3493 | 0 | 0 | 1594.3493 | 2.287e-05%
2027 | 1073 | 1073-887F | Tier-2 | Tier-2---21 | 3--1 | 3 | 3 | 4.8278 | 14.92% | 83.66% | 1.424% | 0.072029 | 0 | 0 | 0.072029 | 0 | 0.065546 | 0.0399 | 1.6427 | 0.065546 | 0.0399 | 1.6427 | 0.072737 | 0.044278 | 1.6427 | 1.492% | 0.016639 | 0.014975 | 290.1481 | 7.5827 | 212.0226 | 70.5428 | 317.5769 | 0 | 0 | 317.5769 | 1.512e-05%
2027 | 1079 | 1079-9 | Tier-2 | Tier-2---15 | 3--3 | 237 | 1 | 45.7794 | 87.48% | 0% | 12.52% | 0.016899 | 0 | 0 | 0.016899 | 0 | 0.015377 | 0.0133 | 1.1562 | 0.015377 | 0.0133 | 1.1562 | 0.017065 | 0.014759 | 1.1562 | 0.03691% | 0.027256 | 0.027244 | 1679.619 | 335.1196 | 406.2528 | 938.2467 | 1679.7077 | 0 | 0 | 1679.7077 | 3.547e-06%
2027 | 1090 | 1090-1734 | Tier-3 | Tier-3---16 | 2--5 | 44 | 38 | 102.6812 | 94.73% | 4.077% | 1.193% | 8.4005 | 0 | 0 | 8.4005 | 0 | 7.6444 | 0.5054 | 15.1254 | 7.6444 | 0.5054 | 15.1254 | 8.4831 | 0.56085 | 15.1254 | 8.181% | 0.01345 | 0.012288 | 7634.5181 | 1203.6871 | 422.3196 | 6008.5114 | 7672.5543 | 0 | 0 | 7672.5543 | 0.001763%
2027 | 1090 | 1090-636R | Tier-3 | Tier-3---15 | 5--3 | 122 | 117 | 202.402 | 73% | 25.01% | 1.988% | 14.1703 | 0 | 0 | 14.1703 | 0 | 12.8948 | 1.5561 | 8.2866 | 12.8948 | 1.5561 | 8.2866 | 14.3096 | 1.7268 | 8.2866 | 7.001% | 0.38465 | 0.34776 | 526.2047 | 57.0359 | 118.3494 | 350.8194 | 541.2738 | 0 | 0 | 541.2738 | 0.002974%
2027 | 1090 | 1090-639R | Tier-3 | Tier-3---18 | 5--2 | 80 | 72 | 130.2918 | 69.21% | 28.83% | 1.952% | 8.1162 | 0 | 0 | 8.1162 | 0 | 7.3857 | 0.9576 | 7.7127 | 7.3857 | 0.9576 | 7.7127 | 8.196 | 1.0627 | 7.7127 | 6.229% | 0.37006 | 0.33675 | 352.0864 | 32.8232 | 86.7133 | 232.5499 | 362.8066 | 0 | 0 | 362.8066 | 0.001704%
2027 | 1090 | 1090-70F | Tier-2 | Tier-2---15 | 2--5 | 29 | 14 | 35.1863 | 53.14% | 45.71% | 1.154% | 0.90267 | 0 | 0 | 0.90267 | 0 | 0.82142 | 0.1862 | 4.4115 | 0.82142 | 0.1862 | 4.4115 | 0.91154 | 0.20663 | 4.4115 | 2.565% | 0.0083 | 0.0078993 | 4239.3083 | 364.6844 | 1853.0615 | 2021.5624 | 4340.074 | 0 | 0 | 4340.074 | 0.0001895%
2027 | 1090 | 1090-73F | Tier-3 | Tier-3---10 | 4--5 | 317 | 215 | 724.1417 | 96.98% | 2.008% | 1.013% | 47.63 | 0 | 0 | 47.63 | 0 | 43.3426 | 2.8595 | 15.1574 | 43.3426 | 2.8595 | 15.1574 | 48.0981 | 3.1732 | 15.1574 | 6.577% | 0.046754 | 0.043583 | 15488.4699 | 2874.558 | 442.3847 | 12171.5272 | 15522.5144 | 0 | 0 | 15522.5144 | 0.009998%
2027 | 1090 | 1090-74F | Tier-3 | Tier-3---10 | 4--5 | 321 | 225 | 595.9278 | 96.92% | 1.794% | 1.287% | 40.4838 | 0 | 0 | 40.4838 | 0 | 36.8397 | 2.9925 | 12.3107 | 36.8397 | 2.9925 | 12.3107 | 40.8817 | 3.3208 | 12.3107 | 6.793% | 0.045737 | 0.042531 | 13029.5603 | 2451.0895 | 420.5295 | 10157.9412 | 13059.8163 | 0 | 0 | 13059.8163 | 0.008498%
2027 | 1094 | 1094-35F | Tier-2 | Tier-2---7 | 3--5 | 167 | 128 | 314.0502 | 98.71% | 0% | 1.287% | 23.7612 | 0 | 0 | 23.7612 | 0 | 21.6224 | 1.7024 | 12.7011 | 21.6224 | 1.7024 | 12.7011 | 23.9947 | 1.8892 | 12.7011 | 7.566% | 0.020398 | 0.018834 | 15396.4279 | 2493.2081 | 249.741 | 12653.4788 | 15412.8729 | 0 | 0 | 15412.8729 | 0.004987%
2027 | 1094 | 1094-7 | Tier-2 | Tier-2---17 | 2--4 | 65 | 34 | 23.6343 | 95.14% | 0% | 4.857% | 1.1762 | 0 | 0 | 1.1762 | 0 | 1.0703 | 0.4522 | 2.367 | 1.0703 | 0.4522 | 2.367 | 1.1878 | 0.50181 | 2.367 | 4.977% | 0.0065074 | 0.006167 | 3631.9148 | 548.3695 | 294.63 | 2788.9153 | 3641.6512 | 0 | 0 | 3641.6512 | 0.0002469%
2027 | 1100 | 1100-1168F | Tier-2 | Tier-2---18 | 4--2 | 4 | 4 | 7.378 | 90.91% | 7.749% | 1.342% | 0.67073 | 0 | 0 | 0.67073 | 0 | 0.61036 | 0.0532 | 11.4729 | 0.61036 | 0.0532 | 11.4729 | 0.67733 | 0.059037 | 11.4729 | 9.091% | 0.070904 | 0.063814 | 104.0564 | 15.6381 | 7.6766 | 80.7416 | 105.1074 | 0 | 0 | 105.1074 | 0.0001408%
2027 | 1100 | 1100-1172R | Tier-2 | Tier-2---7 | 4--5 | 34 | 32 | 224.6699 | 96.97% | 2.526% | 0.5062% | 20.5041 | 0 | 0 | 20.5041 | 0 | 18.6585 | 0.4256 | 43.8405 | 18.6585 | 0.4256 | 43.8405 | 20.7057 | 0.4723 | 43.8405 | 9.126% | 0.080798 | 0.073193 | 2780.644 | 645.5698 | 68.3515 | 2066.7227 | 2789.4052 | 0 | 0 | 2789.4052 | 0.004304%
2027 | 1105 | 1105-1479 | Tier-2 | Tier-2---4 | 5--5 | 54 | 51 | 388.9465 | 99.2% | 0.3457% | 0.4512% | 36.4411 | 0 | 0 | 36.4411 | 0 | 33.1609 | 0.6783 | 48.8883 | 33.1609 | 0.6783 | 48.8883 | 36.7992 | 0.75272 | 48.8883 | 9.369% | 0.10556 | 0.095592 | 3684.559 | 828.8019 | 25.956 | 2829.8012 | 3687.6213 | 0 | 0 | 3687.6213 | 0.007649%
2027 | 1105 | 1105-1483 | Tier-2 | Tier-2---11 | 4--4 | 12 | 12 | 59.1581 | 61.98% | 37.43% | 0.5957% | 3.6665 | 0 | 0 | 3.6665 | 0 | 3.3364 | 0.1596 | 20.905 | 3.3364 | 0.1596 | 20.905 | 3.7025 | 0.17711 | 20.905 | 6.198% | 0.063819 | 0.057437 | 926.9702 | 95.1212 | 282.7416 | 549.1075 | 966.1322 | 0 | 0 | 966.1322 | 0.0007696%
2027 | 1118 | 1118-1718F | Tier-2 | Tier-2---10 | 5--4 | 19 | 17 | 86.4712 | 94.68% | 4.653% | 0.67% | 7.325 | 0 | 0 | 7.325 | 0 | 6.6657 | 0.2261 | 29.4811 | 6.6657 | 0.2261 | 29.4811 | 7.397 | 0.25091 | 29.4811 | 8.471% | 0.10781 | 0.098163 | 802.0788 | 148.072 | 34.1971 | 619.8097 | 806.2746 | 0 | 0 | 806.2746 | 0.001538%
2027 | 1138 | 1138-6R | Tier-2 | Tier-2---5 | 5--5 | 804 | 397 | 1117.3657 | 63.79% | 34.95% | 1.264% | 35.194 | 0 | 0 | 35.194 | 0 | 32.0261 | 5.2801 | 6.0654 | 32.0261 | 5.2801 | 6.0654 | 35.5399 | 5.8594 | 6.0654 | 3.15% | 0.17153 | 0.16306 | 6514.2797 | 790.3405 | 2180.8634 | 3543.0757 | 6636.8104 | 0 | 0 | 6636.8104 | 0.007387%
2027 | 1162 | 1162-324R | Tier-2 | Tier-2---13 | 4--3 | 65 | 56 | 67.3479 | 58.69% | 38.45% | 2.854% | 3.4056 | 0 | 0 | 3.4056 | 0 | 3.099 | 0.7448 | 4.1609 | 3.099 | 0.7448 | 4.1609 | 3.4391 | 0.82652 | 4.1609 | 5.057% | 0.068658 | 0.062743 | 980.9191 | 90.4084 | 338.5141 | 551.9967 | 1019.118 | 0 | 0 | 1019.118 | 0.0007148%
2027 | 1162 | 1162-329R | Tier-2 | Tier-2---13 | 4--3 | 49 | 46 | 43.5602 | 84.31% | 12.05% | 3.642% | 3.4476 | 0 | 0 | 3.4476 | 0 | 3.1373 | 0.6118 | 5.1279 | 3.1373 | 0.6118 | 5.1279 | 3.4815 | 0.67892 | 5.1279 | 7.915% | 0.070019 | 0.063446 | 622.1156 | 81.8972 | 81.6762 | 458.5422 | 632.2299 | 0 | 0 | 632.2299 | 0.0007237%
2027 | 1162 | 1162-363 | Tier-2 | Tier-2---13 | 4--3 | 37 | 30 | 41.7736 | 86.9% | 10.44% | 2.668% | 2.9432 | 0 | 0 | 2.9432 | 0 | 2.6783 | 0.399 | 6.7125 | 2.6783 | 0.399 | 6.7125 | 2.9722 | 0.44278 | 6.7125 | 7.046% | 0.064829 | 0.059573 | 644.3653 | 89.5043 | 68.646 | 486.215 | 651.8154 | 0 | 0 | 651.8154 | 0.0006178%
2027 | 1166 | 1166-15R | Tier-3 | Tier-3---11 | 5--5 | 123 | 98 | 528.031 | 87.26% | 12.17% | 0.5736% | 36.7108 | 0 | 0 | 36.7108 | 0 | 33.4063 | 1.3034 | 25.6301 | 33.4063 | 1.3034 | 25.6301 | 37.0716 | 1.4464 | 25.6301 | 6.952% | 0.19397 | 0.17851 | 2722.2863 | 390.5327 | 317.9476 | 2013.8061 | 2752.3122 | 0 | 0 | 2752.3122 | 0.007706%
2027 | 1166 | 1166-18R | Tier-3 | Tier-3---5 | 5--5 | 100 | 94 | 1129.6851 | 97.99% | 1.718% | 0.2919% | 104.0564 | 0 | 0 | 104.0564 | 0 | 94.6899 | 1.2502 | 75.7398 | 94.6899 | 1.2502 | 75.7398 | 105.079 | 1.3874 | 75.7398 | 9.211% | 0.21365 | 0.19357 | 5287.5602 | 933.108 | 102.1782 | 4252.2741 | 5298.585 | 0 | 0 | 5298.585 | 0.02184%
2027 | 1166 | 1166-342R | Tier-3 | Tier-3---5 | 5--5 | 216 | 186 | 1306.4494 | 92.9% | 6.658% | 0.4418% | 104.5121 | 0 | 0 | 104.5121 | 0 | 95.1045 | 2.4738 | 38.4447 | 95.1045 | 2.4738 | 38.4447 | 105.5392 | 2.7452 | 38.4447 | 8% | 0.21878 | 0.19994 | 5971.6251 | 888.1999 | 386.1133 | 4697.3119 | 6011.5764 | 0 | 0 | 6011.5764 | 0.02194%
2027 | 1201 | 1201-282F | Tier-2 | Tier-2---17 | 2--4 | 29 | 15 | 23.2513 | 96.04% | 0% | 3.961% | 1.155 | 0 | 0 | 1.155 | 0 | 1.0511 | 0.1995 | 5.2684 | 1.0511 | 0.1995 | 5.2684 | 1.1664 | 0.22139 | 5.2684 | 4.968% | 0.0070442 | 0.0066798 | 3300.7709 | 722.7915 | 505.6546 | 2072.3247 | 3307.902 | 0 | 0 | 3307.902 | 0.0002424%
2027 | 1215 | 1215-10R | Tier-3 | Tier-3---18 | 5--1 | 13 | 12 | 54.6915 | 39.12% | 60.14% | 0.7473% | 1.9748 | 0 | 0 | 1.9748 | 0 | 1.797 | 0.1596 | 11.2594 | 1.797 | 0.1596 | 11.2594 | 1.9942 | 0.17711 | 11.2594 | 3.611% | 0.66566 | 0.60421 | 82.162 | 5.3755 | 39.0422 | 37.7442 | 87.2491 | 0 | 0 | 87.2491 | 0.0004145%
2027 | 1215 | 1215-12R | Tier-3 | Tier-3---9 | 5--4 | 149 | 133 | 1149.8777 | 88.93% | 10.69% | 0.3802% | 91.2797 | 0 | 0 | 91.2797 | 0 | 83.0633 | 1.7689 | 46.9576 | 83.0633 | 1.7689 | 46.9576 | 92.1768 | 1.963 | 46.9576 | 7.938% | 0.69907 | 0.63667 | 1644.8687 | 214.1134 | 166.723 | 1264.0324 | 1662.7122 | 0 | 0 | 1662.7122 | 0.01916%
2027 | 1215 | 1215-28R | Tier-3 | Tier-3---14 | 5--3 | 58 | 55 | 466.2657 | 75.31% | 24.3% | 0.3892% | 33.2986 | 0 | 0 | 33.2986 | 0 | 30.3013 | 0.7315 | 41.4235 | 30.3013 | 0.7315 | 41.4235 | 33.6258 | 0.81176 | 41.4235 | 7.142% | 0.66756 | 0.60426 | 698.4647 | 77.4157 | 150.4059 | 470.6431 | 716.5304 | 0 | 0 | 716.5304 | 0.006989%
2027 | 1215 | 1215-32R | Tier-3 | Tier-3---7 | 5--4 | 234 | 205 | 1677.0531 | 82.12% | 17.49% | 0.3917% | 120.6564 | 0 | 0 | 120.6564 | 0 | 109.7957 | 2.7265 | 40.2698 | 109.7957 | 2.7265 | 40.2698 | 121.8422 | 3.0256 | 40.2698 | 7.195% | 0.68132 | 0.62163 | 2461.4685 | 295.8109 | 389.7657 | 1775.8918 | 2503.72 | 0 | 0 | 2503.72 | 0.02533%
2027 | 1233 | 1233-259R | Tier-3 | Tier-3---16 | 5--4 | 105 | 95 | 252.1704 | 91.31% | 7.348% | 1.341% | 20.8329 | 0 | 0 | 20.8329 | 0 | 18.9576 | 1.2635 | 15.0041 | 18.9576 | 1.2635 | 15.0041 | 21.0376 | 1.4021 | 15.0041 | 8.261% | 0.12749 | 0.11595 | 1978.0181 | 293.7888 | 180.7034 | 1503.5259 | 1995.1163 | 0 | 0 | 1995.1163 | 0.004373%
2027 | 1233 | 1233-585R | Tier-3 | Tier-3---12 | 5--5 | 166 | 136 | 496.1989 | 88.91% | 10.23% | 0.8642% | 36.1435 | 0 | 0 | 36.1435 | 0 | 32.8901 | 1.8088 | 18.1834 | 32.8901 | 1.8088 | 18.1834 | 36.4987 | 2.0073 | 18.1834 | 7.284% | 0.12988 | 0.11924 | 3820.3589 | 569.6038 | 386.1666 | 2864.5885 | 3858.1726 | 0 | 0 | 3858.1726 | 0.007587%
2027 | 1233 | 1233-587R | Tier-3 | Tier-3---13 | 5--5 | 187 | 157 | 468.3326 | 86.93% | 12.01% | 1.054% | 34.1827 | 0 | 0 | 34.1827 | 0 | 31.1058 | 2.0881 | 14.8967 | 31.1058 | 2.0881 | 14.8967 | 34.5186 | 2.3172 | 14.8967 | 7.299% | 0.13489 | 0.12356 | 3472.0209 | 495.7254 | 420.8281 | 2555.4674 | 3513.5967 | 0 | 0 | 3513.5967 | 0.007175%
2027 | 1233 | 1233-589R | Tier-3 | Tier-3---16 | 5--4 | 58 | 56 | 204.2414 | 92.81% | 6.245% | 0.9483% | 18.3014 | 0 | 0 | 18.3014 | 0 | 16.6541 | 0.7448 | 22.3605 | 16.6541 | 0.7448 | 22.3605 | 18.4813 | 0.82652 | 22.3605 | 8.961% | 0.11751 | 0.10616 | 1738.0856 | 257.6679 | 107.3811 | 1373.0366 | 1751.4463 | 0 | 0 | 1751.4463 | 0.003841%
2027 | 1233 | 1233-591R | Tier-3 | Tier-3---12 | 5--5 | 167 | 146 | 575.4654 | 90.21% | 8.957% | 0.8354% | 45.3838 | 0 | 0 | 45.3838 | 0 | 41.2987 | 1.9418 | 21.2682 | 41.2987 | 1.9418 | 21.2682 | 45.8299 | 2.1548 | 21.2682 | 7.886% | 0.13142 | 0.11993 | 4378.9662 | 686.8056 | 385.5684 | 3306.5923 | 4420.0439 | 0 | 0 | 4420.0439 | 0.009526%
2027 | 1242 | 1242-1079R | Tier-2 | Tier-2---12 | 2--5 | 44 | 44 | 62.7006 | 97.78% | 0% | 2.22% | 6.1309 | 0 | 0 | 6.1309 | 0 | 5.579 | 0.5852 | 9.5335 | 5.579 | 0.5852 | 9.5335 | 6.1911 | 0.64941 | 9.5335 | 9.778% | 0.0067316 | 0.0060584 | 9314.3707 | 3724.1415 | 317.0899 | 5273.1393 | 9337.342 | 0 | 0 | 9337.342 | 0.001287%
2027 | 1242 | 1242-1084 | Tier-2 | Tier-2---12 | 2--5 | 34 | 31 | 67.671 | 98.5% | 0% | 1.502% | 6.0773 | 0 | 0 | 6.0773 | 0 | 5.5303 | 0.4123 | 13.4132 | 5.5303 | 0.4123 | 13.4132 | 6.137 | 0.45754 | 13.4132 | 8.981% | 0.005996 | 0.0054493 | 11286.0292 | 3154.1305 | 158.2746 | 7973.6241 | 11303.0386 | 0 | 0 | 11303.0386 | 0.001276%
2027 | 1242 | 1242-127AE | Tier-2 | Tier-2---21 | 1--4 | 2 | 2 | 0.5888 | 94.38% | 0% | 5.622% | 0.05557 | 0 | 0 | 0.05557 | 0 | 0.050568 | 0.0266 | 1.901 | 0.050568 | 0.0266 | 1.901 | 0.056116 | 0.029518 | 1.901 | 9.438% | 0.0001786 | 0.00016074 | 3296.756 | 510.8285 | 168.3633 | 2617.5642 | 3317.3499 | 0 | 0 | 3317.3499 | 1.166e-05%
2027 | 1243 | 1243-319R | Tier-2 | Tier-2---9 | 4--4 | 64 | 52 | 157.976 | 95.24% | 3.794% | 0.9624% | 12.225 | 0 | 0 | 12.225 | 0 | 11.1246 | 0.6916 | 16.0853 | 11.1246 | 0.6916 | 16.0853 | 12.3452 | 0.76748 | 16.0853 | 7.739% | 0.081051 | 0.074466 | 1949.0936 | 286.756 | 79.621 | 1582.7166 | 1957.2922 | 0 | 0 | 1957.2922 | 0.002566%
2027 | 1243 | 1243-38R | Tier-2 | Tier-2---16 | 4--3 | 7 | 7 | 20.6467 | 96.08% | 2.766% | 1.159% | 1.9836 | 0 | 0 | 1.9836 | 0 | 1.8051 | 0.0931 | 19.3886 | 1.8051 | 0.0931 | 19.3886 | 2.0031 | 0.10331 | 19.3886 | 9.608% | 0.072591 | 0.065332 | 284.4264 | 43.4839 | 9.2234 | 231.7191 | 285.6668 | 0 | 0 | 285.6668 | 0.0004164%
2027 | 1243 | 1243-45R | Tier-2 | Tier-2---7 | 4--5 | 72 | 68 | 254.5086 | 93.11% | 5.994% | 0.8952% | 22.381 | 0 | 0 | 22.381 | 0 | 20.3664 | 0.9044 | 22.5193 | 20.3664 | 0.9044 | 22.5193 | 22.601 | 1.0036 | 22.5193 | 8.794% | 0.087615 | 0.079341 | 2904.8382 | 427.4889 | 168.1582 | 2309.191 | 2925.709 | 0 | 0 | 2925.709 | 0.004698%
2027 | 1250 | 1250-27R | Tier-2 | Tier-2---6 | 5--5 | 152 | 29 | 986.6118 | 55.72% | 43.98% | 0.301% | 10.4889 | 0 | 0 | 10.4889 | 0 | 9.5448 | 0.3857 | 24.7466 | 9.5448 | 0.3857 | 24.7466 | 10.592 | 0.42802 | 24.7466 | 1.063% | 0.097369 | 0.095512 | 10132.6684 | 1217.1368 | 4251.8401 | 4663.6915 | 10219.9311 | 0 | 0 | 10219.9311 | 0.002202%
2027 | 1250 | 1250-671R | Tier-2 | Tier-2---6 | 4--5 | 48 | 28 | 929.0776 | 60.83% | 39% | 0.1645% | 32.9686 | 0 | 0 | 32.9686 | 0 | 30.001 | 0.3724 | 80.5612 | 30.001 | 0.3724 | 80.5612 | 33.2926 | 0.41326 | 80.5612 | 3.549% | 0.09205 | 0.08668 | 10093.1841 | 1136.9369 | 3676.6867 | 5279.5604 | 10338.0789 | 0 | 0 | 10338.0789 | 0.00692%
2027 | 1250 | 1250-677R | Tier-2 | Tier-2---3 | 5--5 | 267 | 209 | 1140.8126 | 92.57% | 6.885% | 0.545% | 82.665 | 0 | 0 | 82.665 | 0 | 75.224 | 2.7797 | 27.0619 | 75.224 | 2.7797 | 27.0619 | 83.4774 | 3.0847 | 27.0619 | 7.246% | 0.11659 | 0.10746 | 9785.2264 | 1563.6458 | 667.8739 | 7553.7067 | 9846.9665 | 0 | 0 | 9846.9665 | 0.01735%
2027 | 1250 | 1250-8R | Tier-2 | Tier-2---4 | 4--5 | 146 | 102 | 384.7428 | 82.72% | 16.59% | 0.6903% | 22.2345 | 0 | 0 | 22.2345 | 0 | 20.2331 | 1.3566 | 14.9146 | 20.2331 | 1.3566 | 14.9146 | 22.453 | 1.5054 | 14.9146 | 5.779% | 0.092289 | 0.085841 | 4168.9089 | 570.5627 | 668.7462 | 2929.6001 | 4223.0178 | 0 | 0 | 4223.0178 | 0.004667%
2027 | 1458 | 1458-1056 | Tier-2 | Tier-2---11 | 5--3 | 22 | 18 | 79.604 | 49.93% | 49.51% | 0.5563% | 3.252 | 0 | 0 | 3.252 | 0 | 2.9593 | 0.2394 | 12.3611 | 2.9593 | 0.2394 | 12.3611 | 3.2839 | 0.26567 | 12.3611 | 4.085% | 0.13508 | 0.12402 | 589.3284 | 48.7394 | 264.1575 | 276.4315 | 615.6223 | 0 | 0 | 615.6223 | 0.0006826%
2027 | 1458 | 1458-1057F | Tier-3 | Tier-3---18 | 5--2 | 3 | 3 | 152.4609 | 0% | 100% | 0% | 0 | 0 | 0 | 0 | 0 | 0 | 0.0399 | 0 | 0 | 0.0399 | 0 | 0 | 0.044278 | 0 | 0% | 0.13292 | 0.11963 | 1147.0231 | 1.8883 | 1045.7628 | 99.3719 | 1274.4701 | 0 | 0 | 1274.4701 | 0%
2027 | 1458 | 1458-1058F | Tier-3 | Tier-3---13 | 5--5 | 36 | 29 | 533.9366 | 37.36% | 62.45% | 0.1834% | 16.0705 | 0 | 0 | 16.0705 | 0 | 14.624 | 0.3857 | 37.9154 | 14.624 | 0.3857 | 37.9154 | 16.2285 | 0.42802 | 37.9154 | 3.01% | 0.13833 | 0.12719 | 3859.7922 | 265.8584 | 2184.7015 | 1409.2323 | 4071.6103 | 0 | 0 | 4071.6103 | 0.003373%
2027 | 1458 | 1458-1061 | Tier-2 | Tier-2---5 | 5--5 | 80 | 52 | 412.6338 | 86.27% | 13.38% | 0.3514% | 23.1387 | 0 | 0 | 23.1387 | 0 | 21.0559 | 0.6916 | 30.4452 | 21.0559 | 0.6916 | 30.4452 | 23.3661 | 0.76748 | 30.4452 | 5.608% | 0.14228 | 0.13303 | 2900.2061 | 586.2064 | 364.6762 | 1949.3235 | 2927.8883 | 0 | 0 | 2927.8883 | 0.004857%
2027 | 1458 | 1458-1075F | Tier-3 | Tier-3---20 | 1--5 | 2 | 2 | 5.049 | 99.29% | 0% | 0.71% | 0.50131 | 0 | 0 | 0.50131 | 0 | 0.45619 | 0.0266 | 17.15 | 0.45619 | 0.0266 | 17.15 | 0.50624 | 0.029518 | 17.15 | 9.929% | 0.00013 | 0.000117 | 38838.3667 | 6319.0217 | 320.6643 | 32198.6807 | 38869.0038 | 0 | 0 | 38869.0038 | 0.0001052%
2027 | 1458 | 1458-1115F | Tier-2 | Tier-2---18 | 4--2 | 3 | 3 | 65.1969 | 0% | 100% | 0% | 0 | 0 | 0 | 0 | 0 | 0 | 0.0399 | 0 | 0 | 0.0399 | 0 | 0 | 0.044278 | 0 | 0% | 0.091242 | 0.082118 | 714.5495 | 1.4118 | 564.5507 | 148.587 | 793.9439 | 0 | 0 | 793.9439 | 0%
2027 | 1458 | 1458-1117F | Tier-2 | Tier-2---16 | 4--2 | 5 | 5 | 136.3317 | 0% | 100% | 0% | 0 | 0 | 0 | 0 | 0 | 0 | 0.0665 | 0 | 0 | 0.0665 | 0 | 0 | 0.073796 | 0 | 0% | 0.091116 | 0.082004 | 1496.247 | 1.9882 | 1350.0391 | 144.2196 | 1662.4966 | 0 | 0 | 1662.4966 | 0%
2027 | 1458 | 1458-1119F | Tier-2 | Not Applicable | Not Applicable | 1 | 1 | 0 | 0% | 0% | 0% | 0 | 0 | 0 | 0 | 0 | 0 | 0.0133 | 0 | 0 | 0.0133 | 0 | 0 | 0.014759 | 0 | 0% | 0 | 0 | 0 | 0 | 0 | 0 | 0 | 0 | 0 | 0 | 0%
2027 | 1458 | 1458-1131R | Tier-3 | Tier-3---4 | 5--5 | 188 | 132 | 1406.6624 | 89.91% | 9.875% | 0.2137% | 88.8017 | 0 | 0 | 88.8017 | 0 | 80.8084 | 1.7556 | 46.0289 | 80.8084 | 1.7556 | 46.0289 | 89.6745 | 1.9482 | 46.0289 | 6.313% | 0.15941 | 0.14822 | 8824.2343 | 1339.2018 | 802.9411 | 6682.0914 | 8891.4599 | 0 | 0 | 8891.4599 | 0.01864%
2027 | 1458 | 1458-454F | Tier-2 | Tier-2---18 | 5--2 | 2 | 2 | 82.2149 | 0% | 100% | 0% | 0 | 0 | 0 | 0 | 0 | 0 | 0.0266 | 0 | 0 | 0.0266 | 0 | 0 | 0.029518 | 0 | 0% | 0.13508 | 0.12157 | 608.6572 | 0.80898 | 545.689 | 62.1593 | 676.2858 | 0 | 0 | 676.2858 | 0%
2027 | 1458 | 1458-456F | Tier-2 | Tier-2---16 | 4--3 | 7 | 6 | 120.5031 | 4.551% | 95.42% | 0.02562% | 0.47003 | 0 | 0 | 0.47003 | 0 | 0.42772 | 0.0798 | 5.3599 | 0.42772 | 0.0798 | 5.3599 | 0.47465 | 0.088555 | 5.3599 | 0.3901% | 0.091761 | 0.083895 | 1313.2339 | 11.3935 | 1113.5701 | 188.2703 | 1430.747 | 0 | 0 | 1430.747 | 9.866e-05%
2027 | 1458 | 1458-519 | Tier-2 | Tier-2---17 | 1--5 | 2 | 2 | 7.6147 | 99.51% | 0% | 0.4892% | 0.75774 | 0 | 0 | 0.75774 | 0 | 0.68954 | 0.0266 | 25.9225 | 0.68954 | 0.0266 | 25.9225 | 0.76519 | 0.029518 | 25.9225 | 9.951% | 0.000217 | 0.0001953 | 35090.7714 | 5636.6246 | 740.6939 | 28713.4529 | 35109.8455 | 0 | 0 | 35109.8455 | 0.0001591%
2027 | 1458 | 1458-565R | Tier-3 | Tier-3---6 | 5--5 | 127 | 108 | 865.4889 | 93.04% | 6.555% | 0.3997% | 68.4817 | 0 | 0 | 68.4817 | 0 | 62.3174 | 1.4364 | 43.3844 | 62.3174 | 1.4364 | 43.3844 | 69.1547 | 1.594 | 43.3844 | 7.912% | 0.15819 | 0.14474 | 5471.15 | 831.2842 | 343.7471 | 4296.1187 | 5506.5169 | 0 | 0 | 5506.5169 | 0.01437%
2027 | 1458 | 1458-601R | Tier-3 | Tier-3---2 | 5--5 | 441 | 353 | 3446.9071 | 93.23% | 6.468% | 0.3015% | 257.2324 | 0 | 0 | 257.2324 | 0 | 234.078 | 4.6949 | 49.858 | 234.078 | 4.6949 | 49.858 | 259.7605 | 5.21 | 49.858 | 7.463% | 0.20421 | 0.18787 | 16878.9798 | 3452.9233 | 1062.0214 | 12364.0351 | 16978.3933 | 0 | 0 | 16978.3933 | 0.05399%
2027 | 1525 | 1525-23R | Tier-2 | Tier-2---20 | 4--1 | 9 | 7 | 2.2492 | 62.24% | 25.04% | 12.72% | 0.10887 | 0 | 0 | 0.10887 | 0 | 0.099074 | 0.0931 | 1.0642 | 0.099074 | 0.0931 | 1.0642 | 0.10994 | 0.10331 | 1.0642 | 4.841% | 0.032823 | 0.03027 | 68.526 | 7.5628 | 21.4776 | 39.4855 | 70.7085 | 0 | 0 | 70.7085 | 2.285e-05%
2027 | 157 | 157-165R | Tier-3 | Tier-3---18 | 5--2 | 87 | 81 | 161.4875 | 68.83% | 29.58% | 1.593% | 10.3485 | 0 | 0 | 10.3485 | 0 | 9.417 | 1.0773 | 8.7413 | 9.417 | 1.0773 | 8.7413 | 10.4502 | 1.1955 | 8.7413 | 6.408% | 0.28262 | 0.2563 | 571.4006 | 45.3664 | 164.9781 | 361.0561 | 589.6858 | 0 | 0 | 589.6858 | 0.002172%
2027 | 157 | 157-189R | Tier-3 | Tier-3---9 | 5--4 | 669 | 544 | 1466.7959 | 72.32% | 26.57% | 1.114% | 86.2542 | 0 | 0 | 86.2542 | 0 | 78.4901 | 7.2352 | 10.8484 | 78.4901 | 7.2352 | 10.8484 | 87.1019 | 8.029 | 10.8484 | 5.88% | 0.3705 | 0.34037 | 3959.0061 | 404.1268 | 974.6501 | 2580.2292 | 4056.0152 | 0 | 0 | 4056.0152 | 0.0181%
2027 | 157 | 157-1928R | Tier-3 | Tier-3---11 | 5--4 | 60 | 55 | 379.4778 | 92.67% | 6.848% | 0.4867% | 32.2341 | 0 | 0 | 32.2341 | 0 | 29.3326 | 0.7315 | 40.0992 | 29.3326 | 0.7315 | 40.0992 | 32.5509 | 0.81176 | 40.0992 | 8.494% | 0.2812 | 0.25543 | 1349.4751 | 199.7127 | 87.7056 | 1062.0567 | 1359.4638 | 0 | 0 | 1359.4638 | 0.006766%
2027 | 157 | 157-204R | Tier-3 | Tier-3---11 | 5--4 | 213 | 203 | 728.9999 | 94.73% | 4.338% | 0.9356% | 65.8137 | 0 | 0 | 65.8137 | 0 | 59.8896 | 2.6999 | 22.1822 | 59.8896 | 2.6999 | 22.1822 | 66.4605 | 2.9961 | 22.1822 | 9.028% | 0.32777 | 0.29653 | 2224.1461 | 315.248 | 151.9679 | 1756.9302 | 2236.5015 | 0 | 0 | 2236.5015 | 0.01381%
2027 | 157 | 157-207R | Tier-3 | Tier-3---16 | 2--5 | 23 | 23 | 147.8265 | 99.47% | 0% | 0.5328% | 14.7039 | 0 | 0 | 14.7039 | 0 | 13.3803 | 0.3059 | 43.7409 | 13.3803 | 0.3059 | 43.7409 | 14.8484 | 0.33946 | 43.7409 | 9.947% | 0.0095404 | 0.0085864 | 15494.7917 | 2131.5652 | 1274.1533 | 12089.0732 | 15503.964 | 0 | 0 | 15503.964 | 0.003086%
2027 | 157 | 157-232R | Tier-3 | Tier-3---11 | 5--4 | 250 | 219 | 737.6356 | 80.19% | 18.85% | 0.9654% | 51.8135 | 0 | 0 | 51.8135 | 0 | 47.1496 | 2.9127 | 16.1876 | 47.1496 | 2.9127 | 16.1876 | 52.3227 | 3.2323 | 16.1876 | 7.024% | 0.32167 | 0.29349 | 2293.1426 | 264.1373 | 427.4504 | 1601.5549 | 2336.7669 | 0 | 0 | 2336.7669 | 0.01088%
2027 | 157 | 157-257R | Tier-3 | Tier-3---14 | 5--4 | 554 | 449 | 854.144 | 56.45% | 41.98% | 1.572% | 39.0758 | 0 | 0 | 39.0758 | 0 | 35.5584 | 5.9717 | 5.9545 | 35.5584 | 5.9717 | 5.9545 | 39.4598 | 6.6269 | 5.9545 | 4.575% | 0.36686 | 0.33713 | 2328.2535 | 169.8306 | 913.7375 | 1244.6854 | 2417.6855 | 0 | 0 | 2417.6855 | 0.008202%
2027 | 157 | 157-273R | Tier-3 | Tier-3---14 | 5--4 | 173 | 154 | 480.7998 | 81.05% | 17.89% | 1.052% | 34.6908 | 0 | 0 | 34.6908 | 0 | 31.5681 | 2.0482 | 15.4126 | 31.5681 | 2.0482 | 15.4126 | 35.0317 | 2.2729 | 15.4126 | 7.215% | 0.32295 | 0.2942 | 1488.7712 | 174.3464 | 278.1483 | 1036.2764 | 1516.333 | 0 | 0 | 1516.333 | 0.007282%
2027 | 157 | 157-81R | Tier-3 | Tier-3---3 | 5--5 | 675 | 562 | 2882.5826 | 80.96% | 18.44% | 0.5996% | 194.2952 | 0 | 0 | 194.2952 | 0 | 176.806 | 7.4746 | 23.6542 | 176.806 | 7.4746 | 23.6542 | 196.2047 | 8.2947 | 23.6542 | 6.74% | 0.38414 | 0.35215 | 7504.0834 | 990.345 | 1294.8297 | 5218.9087 | 7633.8753 | 0 | 0 | 7633.8753 | 0.04078%
2027 | 175 | 175-2024R | Tier-2 | Tier-2---5 | 5--5 | 103 | 99 | 563.0882 | 93.71% | 5.71% | 0.5784% | 50.7186 | 0 | 0 | 50.7186 | 0 | 46.1532 | 1.3167 | 35.0522 | 46.1532 | 1.3167 | 35.0522 | 51.2171 | 1.4612 | 35.0522 | 9.007% | 0.19114 | 0.17277 | 2945.925 | 621.2029 | 162.2415 | 2162.4806 | 2965.6244 | 0 | 0 | 2965.6244 | 0.01065%
2027 | 175 | 175-24R | Tier-2 | Tier-2---8 | 5--4 | 86 | 62 | 1055.746 | 27.96% | 71.78% | 0.2605% | 21.2788 | 0 | 0 | 21.2788 | 0 | 19.3634 | 0.8246 | 23.4822 | 19.3634 | 0.8246 | 23.4822 | 21.488 | 0.91507 | 23.4822 | 2.016% | 0.17491 | 0.1623 | 6035.8973 | 385.7406 | 3993.7328 | 1656.4239 | 6373.7448 | 0 | 0 | 6373.7448 | 0.004466%
2027 | 175 | 175-64R | Tier-3 | Tier-3---11 | 5--5 | 239 | 216 | 731.7191 | 85.48% | 13.53% | 0.984% | 56.53 | 0 | 0 | 56.53 | 0 | 51.4415 | 2.8728 | 17.9064 | 51.4415 | 2.8728 | 17.9064 | 57.0856 | 3.188 | 17.9064 | 7.726% | 0.20232 | 0.18404 | 3616.5854 | 555.855 | 463.329 | 2597.4013 | 3668.7501 | 0 | 0 | 3668.7501 | 0.01187%
2027 | 175 | 175-90R | Tier-3 | Tier-3---9 | 5--5 | 300 | 251 | 894.6693 | 80.29% | 18.79% | 0.921% | 60.1023 | 0 | 0 | 60.1023 | 0 | 54.6923 | 3.3383 | 16.3833 | 54.6923 | 3.3383 | 16.3833 | 60.693 | 3.7046 | 16.3833 | 6.718% | 0.20491 | 0.18777 | 4366.1148 | 584.0624 | 757.6208 | 3024.4316 | 4444.6781 | 0 | 0 | 4444.6781 | 0.01262%
2027 | 175 | 175-94R | Tier-2 | Tier-2---10 | 5--4 | 52 | 43 | 275.6722 | 39.95% | 59.59% | 0.4576% | 9.1076 | 0 | 0 | 9.1076 | 0 | 8.2878 | 0.5719 | 14.4917 | 8.2878 | 0.5719 | 14.4917 | 9.1971 | 0.63465 | 14.4917 | 3.304% | 0.16555 | 0.15186 | 1665.1861 | 117.2564 | 895.8047 | 652.125 | 1755.3238 | 0 | 0 | 1755.3238 | 0.001912%
2027 | 176 | 176-161R | Tier-3 | Tier-3---5 | 5--5 | 236 | 191 | 1442.7596 | 90.39% | 9.157% | 0.4576% | 105.5396 | 0 | 0 | 105.5396 | 0 | 96.0396 | 2.5403 | 37.8064 | 96.0396 | 2.5403 | 37.8064 | 106.5768 | 2.819 | 37.8064 | 7.315% | 0.22417 | 0.20603 | 6436.0353 | 957.8537 | 605.899 | 4872.2826 | 6490.524 | 0 | 0 | 6490.524 | 0.02215%
2027 | 176 | 176-164R | Tier-3 | Tier-3---11 | 5--5 | 131 | 126 | 613.402 | 87.29% | 12.01% | 0.6968% | 51.5027 | 0 | 0 | 51.5027 | 0 | 46.8667 | 1.6758 | 27.9668 | 46.8667 | 1.6758 | 27.9668 | 52.0088 | 1.8597 | 27.9668 | 8.396% | 0.20727 | 0.18733 | 2959.4233 | 422.7131 | 329.6607 | 2207.0495 | 2999.4389 | 0 | 0 | 2999.4389 | 0.01081%
2027 | 176 | 176-1834R | Tier-3 | Tier-3---5 | 5--5 | 312 | 250 | 1527.634 | 81.51% | 17.94% | 0.5573% | 99.7705 | 0 | 0 | 99.7705 | 0 | 90.7898 | 3.325 | 27.3052 | 90.7898 | 3.325 | 27.3052 | 100.751 | 3.6898 | 27.3052 | 6.531% | 0.23205 | 0.21345 | 6583.3295 | 1087.0711 | 1168.7765 | 4327.4819 | 6689.3771 | 0 | 0 | 6689.3771 | 0.02094%
2027 | 176 | 176-1836R | Tier-2 | Tier-2---11 | 5--3 | 50 | 9 | 176.1999 | 27.39% | 72.07% | 0.5367% | 0.86873 | 0 | 0 | 0.86873 | 0 | 0.79053 | 0.1197 | 6.6043 | 0.79053 | 0.1197 | 6.6043 | 0.87726 | 0.13283 | 6.6043 | 0.493% | 0.10638 | 0.10446 | 1656.3379 | 87.619 | 1121.6433 | 447.0755 | 1678.3825 | 0 | 0 | 1678.3825 | 0.0001823%
2027 | 176 | 176-1845R | Tier-3 | Tier-3---11 | 5--5 | 172 | 143 | 550.3123 | 86.34% | 12.77% | 0.8885% | 39.5044 | 0 | 0 | 39.5044 | 0 | 35.9484 | 1.9019 | 18.9013 | 35.9484 | 1.9019 | 18.9013 | 39.8926 | 2.1106 | 18.9013 | 7.179% | 0.20978 | 0.19234 | 2623.3078 | 370.7068 | 320.9781 | 1931.6229 | 2655.7942 | 0 | 0 | 2655.7942 | 0.008292%
2027 | 176 | 176-194R | Tier-3 | Tier-3---9 | 5--5 | 214 | 166 | 677.779 | 83.64% | 15.51% | 0.8494% | 43.9737 | 0 | 0 | 43.9737 | 0 | 40.0155 | 2.2078 | 18.1246 | 40.0155 | 2.2078 | 18.1246 | 44.4059 | 2.45 | 18.1246 | 6.488% | 0.21542 | 0.19871 | 3146.314 | 445.8846 | 458.0112 | 2242.4182 | 3189.6016 | 0 | 0 | 3189.6016 | 0.00923%
2027 | 176 | 176-197F | Tier-3 | Tier-3---5 | 5--5 | 345 | 270 | 1901.6652 | 78.35% | 21.16% | 0.4918% | 116.6099 | 0 | 0 | 116.6099 | 0 | 106.1134 | 3.591 | 29.5498 | 106.1134 | 3.591 | 29.5498 | 117.7559 | 3.985 | 29.5498 | 6.132% | 0.23242 | 0.21423 | 8182.1472 | 1427.4932 | 1620.6818 | 5133.9723 | 8332.5301 | 0 | 0 | 8332.5301 | 0.02448%
2027 | 176 | 176-200F | Tier-3 | Tier-3---15 | 5--4 | 30 | 27 | 342.7574 | 49.83% | 49.91% | 0.2576% | 15.3715 | 0 | 0 | 15.3715 | 0 | 13.9878 | 0.3591 | 38.9525 | 13.9878 | 0.3591 | 38.9525 | 15.5225 | 0.3985 | 38.9525 | 4.485% | 0.18529 | 0.16862 | 1849.8169 | 153.4619 | 845.5193 | 850.8357 | 1941.6033 | 0 | 0 | 1941.6033 | 0.003226%
2027 | 177 | 177-955 | Tier-2 | Tier-2---5 | 5--5 | 176 | 7 | 950.0511 | 33.62% | 66.04% | 0.3363% | 1.2704 | 0 | 0 | 1.2704 | 0 | 1.156 | 0.0931 | 12.4171 | 1.156 | 0.0931 | 12.4171 | 1.2829 | 0.10331 | 12.4171 | 0.1337% | 0.11726 | 0.11679 | 8102.2285 | 665.4806 | 4864.4056 | 2572.3423 | 8123.7046 | 0 | 0 | 8123.7046 | 0.0002667%
2027 | 178 | 178-968AE | Tier-2 | Tier-2---18 | 3--3 | 200 | 7 | 15.4322 | 73.56% | 0% | 26.44% | 0.039731 | 0 | 0 | 0.039731 | 0 | 0.036155 | 0.0931 | 0.38834 | 0.036155 | 0.0931 | 0.38834 | 0.040122 | 0.10331 | 0.38834 | 0.2575% | 0.018466 | 0.018402 | 835.6994 | 94.2014 | 379.7988 | 361.6992 | 836.4755 | 0 | 0 | 836.4755 | 8.34e-06%
2027 | 178 | 178-982 | Tier-2 | Tier-2---21 | 1--1 | 45 | 7 | 0.93128 | 13.4% | 0% | 86.6% | 0.0019413 | 0 | 0 | 0.0019413 | 0 | 0.0017665 | 0.0931 | 0.018975 | 0.0017665 | 0.0931 | 0.018975 | 0.0019604 | 0.10331 | 0.018975 | 0.2085% | 0.0033454 | 0.0032934 | 278.3757 | 0.63264 | 254.3025 | 23.4406 | 282.185 | 0 | 0 | 282.185 | 4.075e-07%
2027 | 182 | 182-2240F | Tier-2 | Tier-2---2 | 5--5 | 291 | 166 | 1849.4802 | 64.04% | 35.59% | 0.3658% | 67.5639 | 0 | 0 | 67.5639 | 0 | 61.4822 | 2.2078 | 27.8477 | 61.4822 | 2.2078 | 27.8477 | 68.2279 | 2.45 | 27.8477 | 3.653% | 0.1455 | 0.1372 | 12710.8197 | 2473.4049 | 4337.8066 | 5899.6082 | 12987.3356 | 0 | 0 | 12987.3356 | 0.01418%
2027 | 182 | 182-2250 | Tier-2 | Tier-2---8 | 5--5 | 26 | 26 | 188.3209 | 97.39% | 2.141% | 0.4657% | 18.3412 | 0 | 0 | 18.3412 | 0 | 16.6903 | 0.3458 | 48.2657 | 16.6903 | 0.3458 | 48.2657 | 18.5215 | 0.38374 | 48.2657 | 9.739% | 0.10496 | 0.094461 | 1794.2707 | 286.1267 | 42.0773 | 1466.0666 | 1799.4673 | 0 | 0 | 1799.4673 | 0.00385%
2027 | 182 | 182-2252R | Tier-2 | Tier-2---5 | 5--5 | 104 | 81 | 437.4034 | 92.58% | 6.861% | 0.5557% | 31.5405 | 0 | 0 | 31.5405 | 0 | 28.7014 | 1.0773 | 26.642 | 28.7014 | 1.0773 | 26.642 | 31.8505 | 1.1955 | 26.642 | 7.211% | 0.11307 | 0.10426 | 3868.3889 | 593.9237 | 259.5961 | 3014.8691 | 3892.6205 | 0 | 0 | 3892.6205 | 0.00662%
2027 | 182 | 182-2254R | Tier-2 | Tier-2---11 | 5--4 | 19 | 19 | 74.8792 | 92.6% | 6.527% | 0.8705% | 6.934 | 0 | 0 | 6.934 | 0 | 6.3099 | 0.2527 | 24.9698 | 6.3099 | 0.2527 | 24.9698 | 7.0022 | 0.28043 | 24.9698 | 9.26% | 0.10223 | 0.092004 | 732.4796 | 113.3566 | 46.859 | 572.264 | 738.5 | 0 | 0 | 738.5 | 0.001455%
2027 | 183 | 183-439 | Tier-2 | Tier-2---14 | 3--5 | 42 | 25 | 138.4322 | 24.55% | 74.86% | 0.5956% | 2.0227 | 0 | 0 | 2.0227 | 0 | 1.8407 | 0.3325 | 5.5358 | 1.8407 | 0.3325 | 5.5358 | 2.0426 | 0.36898 | 5.5358 | 1.461% | 0.018422 | 0.017326 | 7514.4213 | 312.7649 | 5165.0291 | 2036.6274 | 7873.2694 | 0 | 0 | 7873.2694 | 0.0004246%
2027 | 183 | 183-440 | Tier-2 | Tier-2---12 | 3--5 | 114 | 50 | 173.9797 | 32.16% | 66.62% | 1.222% | 2.4542 | 0 | 0 | 2.4542 | 0 | 2.2333 | 0.665 | 3.3583 | 2.2333 | 0.665 | 3.3583 | 2.4783 | 0.73796 | 3.3583 | 1.411% | 0.025335 | 0.024224 | 6867.059 | 365.5871 | 4285.7066 | 2215.7653 | 7080.7495 | 0 | 0 | 7080.7495 | 0.0005151%
2027 | 185 | 185-51F | Tier-2 | Tier-2---7 | 4--5 | 260 | 161 | 390.6047 | 65.18% | 33.32% | 1.503% | 15.7647 | 0 | 0 | 15.7647 | 0 | 14.3456 | 2.1413 | 6.6995 | 14.3456 | 2.1413 | 6.6995 | 15.9196 | 2.3762 | 6.6995 | 4.036% | 0.048222 | 0.045236 | 8100.2023 | 1032.7815 | 2609.1587 | 4458.2621 | 8286.4001 | 0 | 0 | 8286.4001 | 0.003309%
2027 | 197 | 197-1150F | Tier-2 | Tier-2---15 | 3--4 | 29 | 29 | 37.9092 | 96.86% | 0.4538% | 2.686% | 3.6719 | 0 | 0 | 3.6719 | 0 | 3.3414 | 0.3857 | 8.6632 | 3.3414 | 0.3857 | 8.6632 | 3.708 | 0.42802 | 8.6632 | 9.686% | 0.021777 | 0.019599 | 1740.8051 | 277.2878 | 48.7789 | 1414.7385 | 1746.8778 | 0 | 0 | 1746.8778 | 0.0007707%
2027 | 197 | 197-1155F | Tier-2 | Tier-2---21 | 1--4 | 9 | 9 | 2.6346 | 91.13% | 0% | 8.87% | 0.24009 | 0 | 0 | 0.24009 | 0 | 0.21848 | 0.1197 | 1.8252 | 0.21848 | 0.1197 | 1.8252 | 0.24245 | 0.13283 | 1.8252 | 9.113% | 0.0010316 | 0.00092844 | 2553.8632 | 379.4847 | 234.4628 | 1939.9157 | 2579.0339 | 0 | 0 | 2579.0339 | 5.039e-05%
2027 | 198 | 198-37R | Tier-2 | Tier-2---9 | 4--5 | 188 | 84 | 225.7204 | 81.18% | 16.94% | 1.877% | 8.1878 | 0 | 0 | 8.1878 | 0 | 7.4507 | 1.1172 | 6.6691 | 7.4507 | 1.1172 | 6.6691 | 8.2682 | 1.2398 | 6.6691 | 3.627% | 0.030671 | 0.029301 | 7359.4074 | 2410.2174 | 1700.5946 | 3248.5954 | 7424.1713 | 0 | 0 | 7424.1713 | 0.001719%
2027 | 204 | 204-32R | Tier-2 | Tier-2---11 | 4--4 | 336 | 315 | 174.7993 | 90.03% | 3.465% | 6.507% | 14.7533 | 0 | 0 | 14.7533 | 0 | 13.4253 | 4.1895 | 3.2045 | 13.4253 | 4.1895 | 3.2045 | 14.8983 | 4.6492 | 3.2045 | 8.44% | 0.087106 | 0.07894 | 2006.7428 | 246.9421 | 179.8959 | 1579.9048 | 2027.4443 | 0 | 0 | 2027.4443 | 0.003097%
2027 | 205 | 205-1550 | Tier-2 | Tier-2---15 | 2--4 | 102 | 1 | 27.6639 | 93.54% | 0% | 6.46% | 0.025369 | 0 | 0 | 0.025369 | 0 | 0.023086 | 0.0133 | 1.7358 | 0.023086 | 0.0133 | 1.7358 | 0.025619 | 0.014759 | 1.7358 | 0.09171% | 0.008789 | 0.0087804 | 3147.5552 | 439.5356 | 466.2565 | 2241.7631 | 3147.7548 | 0 | 0 | 3147.7548 | 5.325e-06%
2027 | 206 | 206-1105 | Tier-2 | Tier-2---9 | 3--5 | 132 | 16 | 189.805 | 98.58% | 0% | 1.419% | 2.268 | 0 | 0 | 2.268 | 0 | 2.0639 | 0.2128 | 9.6987 | 2.0639 | 0.2128 | 9.6987 | 2.2903 | 0.23615 | 9.6987 | 1.195% | 0.014019 | 0.013849 | 13539.1253 | 2187.5417 | 263.1851 | 11088.3985 | 13541.4818 | 0 | 0 | 13541.4818 | 0.0004761%
2027 | 206 | 206-1817 | Tier-2 | Tier-2---4 | 4--5 | 413 | 106 | 414.414 | 98.25% | 0% | 1.752% | 10.4499 | 0 | 0 | 10.4499 | 0 | 9.5093 | 1.4098 | 6.7451 | 9.5093 | 1.4098 | 6.7451 | 10.5526 | 1.5645 | 6.7451 | 2.522% | 0.038208 | 0.037227 | 10846.319 | 1742.1104 | 241.9911 | 8862.2175 | 10851.3257 | 0 | 0 | 10851.3257 | 0.002193%
2027 | 209 | 209-1769F | Tier-2 | Tier-2---6 | 5--5 | 1069 | 345 | 1246.6839 | 98.28% | 0% | 1.716% | 39.5439 | 0 | 0 | 39.5439 | 0 | 35.9844 | 4.5885 | 7.8423 | 35.9844 | 4.5885 | 7.8423 | 39.9325 | 5.0919 | 7.8423 | 3.172% | 0.11169 | 0.10809 | 11161.7212 | 1795.9566 | 261.2581 | 9104.5065 | 11168.1097 | 0 | 0 | 11168.1097 | 0.0083%
2027 | 210 | 210-172R | Tier-2 | Tier-2---11 | 5--2 | 111 | 105 | 187.8449 | 74.26% | 23.89% | 1.85% | 13.1958 | 0 | 0 | 13.1958 | 0 | 12.008 | 1.3965 | 8.5986 | 12.008 | 1.3965 | 8.5986 | 13.3255 | 1.5497 | 8.5986 | 7.025% | 0.32588 | 0.29505 | 576.4292 | 39.7856 | 130.795 | 405.8486 | 591.9294 | 0 | 0 | 591.9294 | 0.00277%
2027 | 210 | 210-392R | Tier-2 | Tier-2---10 | 5--3 | 221 | 193 | 420.3387 | 65.56% | 32.94% | 1.504% | 24.0662 | 0 | 0 | 24.0662 | 0 | 21.8999 | 2.5669 | 8.5317 | 21.8999 | 2.5669 | 8.5317 | 24.3027 | 2.8485 | 8.5317 | 5.725% | 0.34771 | 0.31734 | 1208.8925 | 89.1732 | 378.0363 | 741.683 | 1248.7303 | 0 | 0 | 1248.7303 | 0.005052%
2027 | 210 | 210-394R | Tier-2 | Tier-2---16 | 5--2 | 77 | 72 | 90.8214 | 45.65% | 51.72% | 2.624% | 3.877 | 0 | 0 | 3.877 | 0 | 3.528 | 0.9576 | 3.6843 | 3.528 | 0.9576 | 3.6843 | 3.9151 | 1.0627 | 3.6843 | 4.269% | 0.31841 | 0.28864 | 285.2308 | 14.2948 | 124.8192 | 146.1168 | 301.2208 | 0 | 0 | 301.2208 | 0.0008138%
2027 | 210 | 210-9R | Tier-2 | Tier-2---13 | 5--2 | 95 | 71 | 204.3186 | 25.26% | 73.76% | 0.9801% | 3.8574 | 0 | 0 | 3.8574 | 0 | 3.5101 | 0.9443 | 3.7172 | 3.5101 | 0.9443 | 3.7172 | 3.8953 | 1.0479 | 3.7172 | 1.888% | 0.31397 | 0.2905 | 650.7604 | 21.6073 | 447.6112 | 181.5419 | 690.0465 | 0 | 0 | 690.0465 | 0.0008097%
2027 | 211 | 211-279R | Tier-2 | Tier-2---10 | 5--3 | 293 | 259 | 472.6727 | 73.92% | 24.32% | 1.766% | 30.8851 | 0 | 0 | 30.8851 | 0 | 28.105 | 3.4447 | 8.1589 | 28.105 | 3.4447 | 8.1589 | 31.1886 | 3.8226 | 8.1589 | 6.534% | 0.37314 | 0.34015 | 1266.7597 | 81.8701 | 334.8802 | 850.0094 | 1298.7962 | 0 | 0 | 1298.7962 | 0.006483%
2027 | 211 | 211-312R | Tier-2 | Tier-2---8 | 5--3 | 420 | 361 | 754.0624 | 63.09% | 35.39% | 1.526% | 40.8886 | 0 | 0 | 40.8886 | 0 | 37.208 | 4.8013 | 7.7496 | 37.208 | 4.8013 | 7.7496 | 41.2904 | 5.3281 | 7.7496 | 5.422% | 0.39031 | 0.35676 | 1931.9795 | 162.2508 | 643.7527 | 1125.9761 | 1999.0415 | 0 | 0 | 1999.0415 | 0.008583%
2027 | 211 | 211-771R | Tier-3 | Tier-3---14 | 5--4 | 279 | 252 | 617.3051 | 73.22% | 25.44% | 1.334% | 40.8273 | 0 | 0 | 40.8273 | 0 | 37.1523 | 3.3516 | 11.0849 | 37.1523 | 3.3516 | 11.0849 | 41.2285 | 3.7193 | 11.0849 | 6.614% | 0.3743 | 0.3405 | 1649.207 | 127.1804 | 388.1922 | 1133.8343 | 1693.0528 | 0 | 0 | 1693.0528 | 0.00857%
2027 | 212 | 212-1177R | Tier-2 | Tier-2---8 | 5--4 | 287 | 250 | 484.9484 | 83.96% | 14.37% | 1.67% | 35.4678 | 0 | 0 | 35.4678 | 0 | 32.2753 | 3.325 | 9.7068 | 32.2753 | 3.325 | 9.7068 | 35.8164 | 3.6898 | 9.7068 | 7.314% | 0.15054 | 0.13742 | 3221.4606 | 348.4219 | 528.8758 | 2344.1629 | 3270.761 | 0 | 0 | 3270.761 | 0.007445%
2027 | 212 | 212-1204R | Tier-2 | Tier-2---8 | 5--4 | 219 | 185 | 431.7599 | 82.12% | 16.51% | 1.365% | 29.9516 | 0 | 0 | 29.9516 | 0 | 27.2556 | 2.4605 | 11.0772 | 27.2556 | 2.4605 | 11.0772 | 30.246 | 2.7305 | 11.0772 | 6.937% | 0.19221 | 0.17597 | 2246.3396 | 244.3912 | 383.4547 | 1618.4937 | 2283.3986 | 0 | 0 | 2283.3986 | 0.006287%
2027 | 212 | 212-638R | Tier-2 | Tier-2---11 | 5--4 | 79 | 77 | 157.455 | 96.47% | 1.863% | 1.664% | 14.8056 | 0 | 0 | 14.8056 | 0 | 13.4729 | 1.0241 | 13.1558 | 13.4729 | 1.0241 | 13.1558 | 14.9511 | 1.1365 | 13.1558 | 9.403% | 0.10708 | 0.096639 | 1470.5114 | 155.1186 | 63.8116 | 1251.5811 | 1476.1129 | 0 | 0 | 1476.1129 | 0.003108%
2027 | 212 | 212-725R | Tier-3 | Tier-3---10 | 5--5 | 218 | 186 | 749.6423 | 94.58% | 4.636% | 0.779% | 60.4966 | 0 | 0 | 60.4966 | 0 | 55.051 | 2.4738 | 22.2536 | 55.051 | 2.4738 | 22.2536 | 61.0911 | 2.7452 | 22.2536 | 8.07% | 0.13941 | 0.12751 | 5377.288 | 738.7725 | 258.1994 | 4380.3161 | 5404.4516 | 0 | 0 | 5404.4516 | 0.0127%
2027 | 212 | 212-734R | Tier-2 | Tier-2---10 | 5--4 | 273 | 259 | 405.6391 | 93.64% | 4.241% | 2.118% | 36.0365 | 0 | 0 | 36.0365 | 0 | 32.7927 | 3.4447 | 9.5198 | 32.7927 | 3.4447 | 9.5198 | 36.3906 | 3.8226 | 9.5198 | 8.884% | 0.17753 | 0.16069 | 2284.84 | 188.9421 | 239.3419 | 1856.5561 | 2300.0693 | 0 | 0 | 2300.0693 | 0.007564%
2027 | 212 | 212-739R | Tier-3 | Tier-3---15 | 5--4 | 201 | 179 | 301.7157 | 89.07% | 9.028% | 1.906% | 23.9314 | 0 | 0 | 23.9314 | 0 | 21.7773 | 2.3807 | 9.1474 | 21.7773 | 2.3807 | 9.1474 | 24.1666 | 2.6419 | 9.1474 | 7.932% | 0.13097 | 0.11931 | 2303.7005 | 251.0522 | 237.9772 | 1814.6711 | 2328.3243 | 0 | 0 | 2328.3243 | 0.005023%
2027 | 212 | 212-743R | Tier-2 | Tier-2---13 | 5--3 | 71 | 66 | 81.923 | 90.82% | 6.613% | 2.567% | 6.9163 | 0 | 0 | 6.9163 | 0 | 6.2937 | 0.8778 | 7.1699 | 6.2937 | 0.8778 | 7.1699 | 6.9842 | 0.97411 | 7.1699 | 8.442% | 0.11654 | 0.10571 | 702.9342 | 71.3752 | 58.8304 | 572.7286 | 709.5477 | 0 | 0 | 709.5477 | 0.001452%
2027 | 212 | 212-758R | Tier-2 | Tier-2---8 | 5--4 | 201 | 183 | 381.3507 | 89.63% | 8.808% | 1.561% | 31.1202 | 0 | 0 | 31.1202 | 0 | 28.3189 | 2.4339 | 11.6352 | 28.3189 | 2.4339 | 11.6352 | 31.426 | 2.7009 | 11.6352 | 8.161% | 0.1427 | 0.12971 | 2672.3387 | 313.5648 | 256.9237 | 2101.8502 | 2700.0915 | 0 | 0 | 2700.0915 | 0.006532%
2027 | 212 | 212-773R | Tier-2 | Tier-2---5 | 5--4 | 297 | 234 | 677.1103 | 83.18% | 15.77% | 1.046% | 44.376 | 0 | 0 | 44.376 | 0 | 40.3816 | 3.1122 | 12.9753 | 40.3816 | 3.1122 | 12.9753 | 44.8122 | 3.4537 | 12.9753 | 6.554% | 0.19881 | 0.18315 | 3405.7885 | 402.585 | 522.8709 | 2480.3327 | 3454.7766 | 0 | 0 | 3454.7766 | 0.009315%
2027 | 212 | 212-799R | Tier-2 | Tier-2---10 | 5--4 | 115 | 105 | 254.923 | 88.52% | 10.12% | 1.358% | 20.6039 | 0 | 0 | 20.6039 | 0 | 18.7492 | 1.3965 | 13.4259 | 18.7492 | 1.3965 | 13.4259 | 20.8064 | 1.5497 | 13.4259 | 8.082% | 0.12493 | 0.11352 | 2040.5268 | 236.751 | 211.9535 | 1591.8223 | 2064.0612 | 0 | 0 | 2064.0612 | 0.004325%
2027 | 212 | 212-880R | Tier-2 | Tier-2---16 | 5--2 | 31 | 29 | 30.3116 | 92.5% | 4.382% | 3.114% | 2.623 | 0 | 0 | 2.623 | 0 | 2.3869 | 0.3857 | 6.1886 | 2.3869 | 0.3857 | 6.1886 | 2.6488 | 0.42802 | 6.1886 | 8.654% | 0.10736 | 0.097316 | 282.3367 | 28.4993 | 19.5005 | 234.337 | 284.521 | 0 | 0 | 284.521 | 0.0005506%
2027 | 212 | 212-886R | Tier-2 | Tier-2---8 | 5--4 | 155 | 151 | 472.8052 | 94.27% | 4.633% | 1.099% | 43.4204 | 0 | 0 | 43.4204 | 0 | 39.512 | 2.0083 | 19.6743 | 39.512 | 2.0083 | 19.6743 | 43.8471 | 2.2286 | 19.6743 | 9.184% | 0.18767 | 0.16939 | 2519.3545 | 323.5371 | 126.2126 | 2069.6048 | 2534.9401 | 0 | 0 | 2534.9401 | 0.009114%
2027 | 212 | 212-888R | Tier-2 | Tier-2---8 | 5--4 | 147 | 133 | 346.5382 | 90.95% | 7.817% | 1.237% | 28.5147 | 0 | 0 | 28.5147 | 0 | 25.948 | 1.7689 | 14.669 | 25.948 | 1.7689 | 14.669 | 28.7949 | 1.963 | 14.669 | 8.228% | 0.13116 | 0.11929 | 2642.179 | 334.1686 | 213.131 | 2094.8795 | 2665.9765 | 0 | 0 | 2665.9765 | 0.005985%
2027 | 214 | 214-1122R | Tier-3 | Tier-3---3 | 5--5 | 446 | 377 | 2893.3725 | 90.28% | 9.311% | 0.4067% | 220.8081 | 0 | 0 | 220.8081 | 0 | 200.9323 | 5.0141 | 40.0735 | 200.9323 | 5.0141 | 40.0735 | 222.9782 | 5.5642 | 40.0735 | 7.632% | 0.26918 | 0.24642 | 10749.0069 | 1574.7708 | 951.5348 | 8222.7013 | 10845.452 | 0 | 0 | 10845.452 | 0.04635%
2027 | 214 | 214-1135R | Tier-3 | Tier-3---6 | 4--5 | 285 | 248 | 805.3146 | 95.2% | 3.81% | 0.9931% | 66.7106 | 0 | 0 | 66.7106 | 0 | 60.7057 | 3.2984 | 18.4046 | 60.7057 | 3.2984 | 18.4046 | 67.3662 | 3.6603 | 18.4046 | 8.284% | 0.090777 | 0.082878 | 8871.3507 | 1468.4713 | 438.4999 | 6964.3795 | 8911.964 | 0 | 0 | 8911.964 | 0.014%
2027 | 214 | 214-17AE | Tier-3 | Tier-3---17 | 4--4 | 157 | 155 | 127.491 | 90.35% | 5.503% | 4.145% | 11.3723 | 0 | 0 | 11.3723 | 0 | 10.3486 | 2.0615 | 5.02 | 10.3486 | 2.0615 | 5.02 | 11.4841 | 2.2877 | 5.02 | 8.92% | 0.071957 | 0.064853 | 1771.7769 | 216.0551 | 150.3479 | 1405.374 | 1790.5025 | 0 | 0 | 1790.5025 | 0.002387%
2027 | 214 | 214-4R | Tier-3 | Tier-3---17 | 4--4 | 94 | 89 | 89.6399 | 90.66% | 5.945% | 3.4% | 7.6941 | 0 | 0 | 7.6941 | 0 | 7.0015 | 1.1837 | 5.915 | 7.0015 | 1.1837 | 5.915 | 7.7697 | 1.3136 | 5.915 | 8.583% | 0.059676 | 0.054025 | 1502.1196 | 200.0517 | 124.6473 | 1177.4206 | 1516.7992 | 0 | 0 | 1516.7992 | 0.001615%
2027 | 214 | 214-536R | Tier-3 | Tier-3---17 | 4--4 | 70 | 60 | 96.9267 | 93.35% | 4.585% | 2.069% | 7.7552 | 0 | 0 | 7.7552 | 0 | 7.0571 | 0.798 | 8.8435 | 7.0571 | 0.798 | 8.8435 | 7.8314 | 0.88555 | 8.8435 | 8.001% | 0.053744 | 0.049137 | 1803.5024 | 246.1785 | 178.6516 | 1378.6723 | 1814.7523 | 0 | 0 | 1814.7523 | 0.001628%
2027 | 214 | 214-583R | Tier-3 | Tier-3---13 | 4--5 | 174 | 150 | 328.9866 | 94.06% | 4.474% | 1.469% | 26.6755 | 0 | 0 | 26.6755 | 0 | 24.2744 | 1.995 | 12.1676 | 24.2744 | 1.995 | 12.1676 | 26.9377 | 2.2139 | 12.1676 | 8.108% | 0.070413 | 0.064343 | 4672.2426 | 712.2083 | 352.9213 | 3607.1129 | 4698.4362 | 0 | 0 | 4698.4362 | 0.005599%
2027 | 214 | 214-613R | Tier-3 | Tier-3---14 | 5--3 | 196 | 160 | 480.8617 | 49.89% | 49.25% | 0.8586% | 19.583 | 0 | 0 | 19.583 | 0 | 17.8202 | 2.128 | 8.3742 | 17.8202 | 2.128 | 8.3742 | 19.7754 | 2.3615 | 8.3742 | 4.072% | 0.43289 | 0.39755 | 1110.8228 | 86.441 | 501.4412 | 522.9406 | 1160.3035 | 0 | 0 | 1160.3035 | 0.00411%
2027 | 214 | 214-647R | Tier-3 | Tier-3---8 | 5--5 | 264 | 206 | 2287.3818 | 92.77% | 6.976% | 0.2574% | 165.5744 | 0 | 0 | 165.5744 | 0 | 150.6705 | 2.7398 | 54.9933 | 150.6705 | 2.7398 | 54.9933 | 167.2017 | 3.0404 | 54.9933 | 7.239% | 0.23844 | 0.21983 | 9593.2735 | 1427.6996 | 628.6999 | 7536.874 | 9652.0034 | 0 | 0 | 9652.0034 | 0.03475%
2027 | 215 | 215-1531R | Tier-2 | Tier-2---2 | 5--5 | 256 | 205 | 1398.9852 | 84.15% | 15.42% | 0.4283% | 94.2729 | 0 | 0 | 94.2729 | 0 | 85.7871 | 2.7265 | 31.4642 | 85.7871 | 2.7265 | 31.4642 | 95.1994 | 3.0256 | 31.4642 | 6.739% | 0.20291 | 0.18666 | 6894.5825 | 1039.1679 | 1002.2008 | 4853.2138 | 6989.7018 | 0 | 0 | 6989.7018 | 0.01979%
2027 | 215 | 215-1534R | Tier-2 | Tier-2---1 | 5--5 | 243 | 193 | 1734.1452 | 88.98% | 10.7% | 0.3246% | 122.5541 | 0 | 0 | 122.5541 | 0 | 111.5226 | 2.5669 | 43.4464 | 111.5226 | 2.5669 | 43.4464 | 123.7586 | 2.8485 | 43.4464 | 7.067% | 0.1982 | 0.18246 | 8749.2684 | 1441.1188 | 882.1072 | 6426.0424 | 8832.4549 | 0 | 0 | 8832.4549 | 0.02572%
2027 | 215 | 215-1544R | Tier-2 | Tier-2---8 | 5--4 | 53 | 50 | 205.9069 | 87.21% | 11.98% | 0.8132% | 16.9408 | 0 | 0 | 16.9408 | 0 | 15.4159 | 0.665 | 23.1818 | 15.4159 | 0.665 | 23.1818 | 17.1073 | 0.73796 | 23.1818 | 8.227% | 0.10891 | 0.098634 | 1890.6466 | 333.0962 | 217.1495 | 1340.4009 | 1915.8346 | 0 | 0 | 1915.8346 | 0.003556%
2027 | 215 | 215-38R | Tier-3 | Tier-3---10 | 5--5 | 126 | 117 | 650.1784 | 91.15% | 8.25% | 0.6037% | 55.0287 | 0 | 0 | 55.0287 | 0 | 50.0753 | 1.5561 | 32.18 | 50.0753 | 1.5561 | 32.18 | 55.5695 | 1.7268 | 32.18 | 8.464% | 0.12528 | 0.11365 | 5189.8024 | 828.3476 | 472.2938 | 3889.161 | 5236.8346 | 0 | 0 | 5236.8346 | 0.01155%
2027 | 216 | 216-1859F | Tier-3 | Tier-3---4 | 5--5 | 268 | 195 | 1336.0946 | 91.63% | 7.965% | 0.4046% | 89.0793 | 0 | 0 | 89.0793 | 0 | 81.0609 | 2.5935 | 31.2554 | 81.0609 | 2.5935 | 31.2554 | 89.9547 | 2.8781 | 31.2554 | 6.667% | 0.15704 | 0.14562 | 8507.7615 | 1421.0211 | 648.1937 | 6438.5467 | 8563.6379 | 0 | 0 | 8563.6379 | 0.0187%
2027 | 216 | 216-220R | Tier-3 | Tier-3---20 | 1--5 | 2 | 2 | 7.0463 | 99.01% | 0% | 0.9852% | 0.69768 | 0 | 0 | 0.69768 | 0 | 0.63488 | 0.0266 | 23.8678 | 0.63488 | 0.0266 | 23.8678 | 0.70454 | 0.029518 | 23.8678 | 9.901% | 0.000285 | 0.0002565 | 24723.7218 | 3992.0434 | 221.2684 | 20510.41 | 24750.7869 | 0 | 0 | 24750.7869 | 0.0001464%
2027 | 217 | 217-41AE | Tier-2 | Tier-2---8 | 5--4 | 456 | 333 | 548.1248 | 61.28% | 37.04% | 1.683% | 24.5286 | 0 | 0 | 24.5286 | 0 | 22.3207 | 4.4289 | 5.0398 | 22.3207 | 4.4289 | 5.0398 | 24.7696 | 4.9148 | 5.0398 | 4.475% | 0.19664 | 0.18228 | 2787.4845 | 272.106 | 973.6181 | 1541.7603 | 2872.5137 | 0 | 0 | 2872.5137 | 0.005149%
2027 | 217 | 217-48AE | Tier-2 | Tier-2---8 | 5--4 | 344 | 306 | 701.5771 | 53.79% | 44.81% | 1.4% | 33.5684 | 0 | 0 | 33.5684 | 0 | 30.5468 | 4.0698 | 7.5057 | 30.5468 | 4.0698 | 7.5057 | 33.8983 | 4.5163 | 7.5057 | 4.785% | 0.20236 | 0.18436 | 3466.9889 | 313.4539 | 1406.954 | 1746.581 | 3623.4195 | 0 | 0 | 3623.4195 | 0.007046%
2027 | 217 | 217-835R | Tier-3 | Tier-3---5 | 5--5 | 319 | 297 | 1459.42 | 90.56% | 8.764% | 0.6769% | 123.0492 | 0 | 0 | 123.0492 | 0 | 111.9731 | 3.9501 | 28.3469 | 111.9731 | 3.9501 | 28.3469 | 124.2585 | 4.3835 | 28.3469 | 8.431% | 0.28412 | 0.25767 | 5136.5819 | 779.5394 | 417.5644 | 3939.4781 | 5186.3659 | 0 | 0 | 5186.3659 | 0.02583%
2027 | 217 | 217-837R | Tier-3 | Tier-3---12 | 5--5 | 293 | 247 | 680.508 | 71.93% | 26.93% | 1.134% | 41.2663 | 0 | 0 | 41.2663 | 0 | 37.5517 | 3.2851 | 11.4309 | 37.5517 | 3.2851 | 11.4309 | 41.6718 | 3.6455 | 11.4309 | 6.064% | 0.14269 | 0.13066 | 4769.0891 | 589.9072 | 1292.048 | 2887.1339 | 4892.3134 | 0 | 0 | 4892.3134 | 0.008662%
2027 | 217 | 217-972R | Tier-2 | Tier-2---8 | 5--4 | 256 | 217 | 360.9866 | 64.42% | 33.78% | 1.803% | 19.7121 | 0 | 0 | 19.7121 | 0 | 17.9378 | 2.8861 | 6.2152 | 17.9378 | 2.8861 | 6.2152 | 19.9059 | 3.2028 | 6.2152 | 5.461% | 0.18227 | 0.16682 | 1980.496 | 214.776 | 614.2082 | 1151.5119 | 2045.7586 | 0 | 0 | 2045.7586 | 0.004138%
2027 | 217 | 217-983R | Tier-3 | Tier-3---5 | 5--5 | 116 | 114 | 1187.4841 | 92.09% | 7.578% | 0.3365% | 107.4643 | 0 | 0 | 107.4643 | 0 | 97.7911 | 1.5162 | 64.4975 | 97.7911 | 1.5162 | 64.4975 | 108.5205 | 1.6826 | 64.4975 | 9.05% | 0.2438 | 0.21984 | 4870.8263 | 716.2537 | 353.1181 | 3801.4544 | 4912.8426 | 0 | 0 | 4912.8426 | 0.02256%
2027 | 220 | 220-288R | Tier-3 | Tier-3---14 | 5--4 | 132 | 111 | 437.6752 | 81.99% | 17.08% | 0.9315% | 30.1769 | 0 | 0 | 30.1769 | 0 | 27.4605 | 1.4763 | 18.6009 | 27.4605 | 1.4763 | 18.6009 | 30.4734 | 1.6383 | 18.6009 | 6.895% | 0.37523 | 0.34368 | 1166.4109 | 131.8052 | 200.8528 | 833.7529 | 1185.6953 | 0 | 0 | 1185.6953 | 0.006334%
2027 | 220 | 220-294R | Tier-3 | Tier-3---14 | 5--3 | 328 | 272 | 720.9399 | 58.97% | 39.92% | 1.12% | 35.2525 | 0 | 0 | 35.2525 | 0 | 32.0793 | 3.6176 | 8.8676 | 32.0793 | 3.6176 | 8.8676 | 35.5989 | 4.0145 | 8.8676 | 4.89% | 0.44397 | 0.40716 | 1623.8364 | 124.0259 | 599.3861 | 900.4244 | 1684.0905 | 0 | 0 | 1684.0905 | 0.0074%
2027 | 220 | 220-298R | Tier-3 | Tier-3---11 | 5--4 | 616 | 616 | 1053.2838 | 64.6% | 33.51% | 1.887% | 68.0469 | 0 | 0 | 68.0469 | 0 | 61.9217 | 8.1928 | 7.5581 | 61.9217 | 8.1928 | 7.5581 | 68.7156 | 9.0917 | 7.5581 | 6.46% | 0.50177 | 0.45159 | 2099.1459 | 164.9638 | 658.2461 | 1275.9359 | 2181.7018 | 0 | 0 | 2181.7018 | 0.01428%
2027 | 221 | 221-1230F | Tier-3 | Tier-3---12 | 4--5 | 97 | 54 | 637.2245 | 99.48% | 0% | 0.5187% | 35.2903 | 0 | 0 | 35.2903 | 0 | 32.1137 | 0.7182 | 44.7142 | 32.1137 | 0.7182 | 44.7142 | 35.6372 | 0.797 | 44.7142 | 5.538% | 0.035843 | 0.033848 | 17778.1145 | 2647.4462 | 83.7682 | 15046.9001 | 17783.5509 | 0 | 0 | 17783.5509 | 0.007407%
2027 | 221 | 221-1236F | Tier-3 | Not Applicable | Not Applicable | 1 | 1 | 0 | 0% | 0% | 0% | 0 | 0 | 0 | 0 | 0 | 0 | 0.0133 | 0 | 0 | 0.0133 | 0 | 0 | 0.014759 | 0 | 0% | 0 | 0 | 0 | 0 | 0 | 0 | 0 | 0 | 0 | 0 | 0%
2027 | 221 | 221-23R | Tier-3 | Tier-3---11 | 5--5 | 307 | 168 | 764.9858 | 67.26% | 31.99% | 0.7569% | 28.1551 | 0 | 0 | 28.1551 | 0 | 25.6208 | 2.2344 | 11.4665 | 25.6208 | 2.2344 | 11.4665 | 28.4318 | 2.4796 | 11.4665 | 3.68% | 0.19945 | 0.18853 | 3835.5267 | 452.4998 | 1178.7605 | 2204.2664 | 3908.2318 | 0 | 0 | 3908.2318 | 0.00591%
2027 | 221 | 221-344R | Tier-3 | Tier-3---13 | 5--4 | 293 | 223 | 642.3372 | 83.79% | 15.02% | 1.193% | 40.9642 | 0 | 0 | 40.9642 | 0 | 37.2769 | 2.9659 | 12.5685 | 37.2769 | 2.9659 | 12.5685 | 41.3668 | 3.2913 | 12.5685 | 6.377% | 0.2115 | 0.1954 | 3037.0437 | 366.2743 | 441.4951 | 2229.2742 | 3077.5935 | 0 | 0 | 3077.5935 | 0.008598%
2027 | 221 | 221-35 | Tier-2 | Tier-2---10 | 5--3 | 13 | 13 | 111.3988 | 96.62% | 2.989% | 0.3886% | 10.7636 | 0 | 0 | 10.7636 | 0 | 9.7948 | 0.1729 | 56.6498 | 9.7948 | 0.1729 | 56.6498 | 10.8694 | 0.19187 | 56.6498 | 9.662% | 0.17281 | 0.15553 | 644.6479 | 94.7644 | 26.1294 | 523.7541 | 647.0671 | 0 | 0 | 647.0671 | 0.002259%
2027 | 221 | 221-37AE | Tier-3 | Tier-3---11 | 5--5 | 244 | 151 | 769.7343 | 85.13% | 14.19% | 0.6769% | 40.554 | 0 | 0 | 40.554 | 0 | 36.9036 | 2.0083 | 18.3756 | 36.9036 | 2.0083 | 18.3756 | 40.9526 | 2.2286 | 18.3756 | 5.269% | 0.19925 | 0.18692 | 3863.0999 | 511.5521 | 574.4994 | 2777.0485 | 3900.9828 | 0 | 0 | 3900.9828 | 0.008512%
2027 | 221 | 221-38AE | Tier-3 | Tier-3---17 | 5--3 | 26 | 26 | 225.9712 | 8.218% | 91.4% | 0.3782% | 1.8569 | 0 | 0 | 1.8569 | 0 | 1.6898 | 0.3458 | 4.8866 | 1.6898 | 0.3458 | 4.8866 | 1.8752 | 0.38374 | 4.8866 | 0.8218% | 0.16917 | 0.15225 | 1335.7574 | 19.3633 | 1034.9942 | 281.3999 | 1471.9786 | 0 | 0 | 1471.9786 | 0.0003898%
2027 | 221 | 221-675R | Tier-2 | Tier-2---8 | 5--4 | 99 | 76 | 383.5958 | 97.43% | 1.747% | 0.8215% | 28.6915 | 0 | 0 | 28.6915 | 0 | 26.1089 | 1.0108 | 25.8299 | 26.1089 | 1.0108 | 25.8299 | 28.9735 | 1.1217 | 25.8299 | 7.48% | 0.22072 | 0.20378 | 1737.9263 | 228.1325 | 87.6764 | 1422.1174 | 1741.6374 | 0 | 0 | 1741.6374 | 0.006022%
2027 | 221 | 221-6R | Tier-2 | Tier-2---5 | 5--5 | 100 | 91 | 616.9841 | 99.25% | 0.1999% | 0.5529% | 55.7229 | 0 | 0 | 55.7229 | 0 | 50.7071 | 1.2103 | 41.8963 | 50.7071 | 1.2103 | 41.8963 | 56.2705 | 1.3431 | 41.8963 | 9.031% | 0.21604 | 0.19638 | 2855.887 | 420.5436 | 58.2104 | 2377.133 | 2858.0392 | 0 | 0 | 2858.0392 | 0.0117%
2027 | 221 | 221-782R | Tier-3 | Tier-3---17 | 5--3 | 93 | 93 | 156.081 | 94.9% | 3.083% | 2.022% | 14.8113 | 0 | 0 | 14.8113 | 0 | 13.4781 | 1.2369 | 10.8967 | 13.4781 | 1.2369 | 10.8967 | 14.9569 | 1.3726 | 10.8967 | 9.49% | 0.2472 | 0.22248 | 631.3929 | 85.1107 | 27.1817 | 519.1005 | 634.9742 | 0 | 0 | 634.9742 | 0.003109%
2027 | 221 | 221-788 | Tier-3 | Tier-3---12 | 5--5 | 67 | 55 | 677.5152 | 96.42% | 3.298% | 0.2798% | 53.6271 | 0 | 0 | 53.6271 | 0 | 48.8 | 0.7315 | 66.7122 | 48.8 | 0.7315 | 66.7122 | 54.1542 | 0.81176 | 66.7122 | 7.915% | 0.18975 | 0.17417 | 3570.5978 | 586.4326 | 168.8515 | 2815.3137 | 3582.0221 | 0 | 0 | 3582.0221 | 0.01126%
2027 | 221 | 221-824 | Tier-3 | Tier-3---13 | 5--4 | 106 | 68 | 431.5232 | 83.48% | 15.96% | 0.5616% | 23.1086 | 0 | 0 | 23.1086 | 0 | 21.0285 | 0.9044 | 23.2513 | 21.0285 | 0.9044 | 23.2513 | 23.3357 | 1.0036 | 23.2513 | 5.355% | 0.18396 | 0.17216 | 2345.6862 | 321.7207 | 355.7349 | 1668.2306 | 2372.2543 | 0 | 0 | 2372.2543 | 0.004851%
2027 | 222 | 222-1433R | Tier-3 | Tier-3---5 | 5--5 | 123 | 107 | 1073.7524 | 96.43% | 3.224% | 0.3472% | 90.0718 | 0 | 0 | 90.0718 | 0 | 81.9641 | 1.4231 | 57.5955 | 81.9641 | 1.4231 | 57.5955 | 90.957 | 1.5792 | 57.5955 | 8.389% | 0.37266 | 0.34024 | 2881.3332 | 440.8984 | 92.1003 | 2348.3345 | 2891.1378 | 0 | 0 | 2891.1378 | 0.01891%
2027 | 222 | 222-1503R | Tier-3 | Tier-3---15 | 5--4 | 76 | 57 | 289.1141 | 77.72% | 21.59% | 0.6888% | 16.8531 | 0 | 0 | 16.8531 | 0 | 15.3361 | 0.7581 | 20.2297 | 15.3361 | 0.7581 | 20.2297 | 17.0188 | 0.84128 | 20.2297 | 5.829% | 0.23465 | 0.21705 | 1232.1205 | 140.7183 | 258.7997 | 832.6024 | 1254.3754 | 0 | 0 | 1254.3754 | 0.003537%
2027 | 222 | 222-1523R | Tier-3 | Tier-3---7 | 5--5 | 367 | 257 | 1341.7279 | 81.78% | 17.54% | 0.6801% | 76.8361 | 0 | 0 | 76.8361 | 0 | 69.9198 | 3.4181 | 20.4558 | 69.9198 | 3.4181 | 20.4558 | 77.5912 | 3.7931 | 20.4558 | 5.727% | 0.26901 | 0.25017 | 4987.6805 | 618.9983 | 835.0785 | 3533.6036 | 5056.1196 | 0 | 0 | 5056.1196 | 0.01613%
2027 | 222 | 222-1986R | Tier-3 | Tier-3---1 | 5--5 | 451 | 389 | 6887.3845 | 91.59% | 8.216% | 0.1933% | 544.0999 | 0 | 0 | 544.0999 | 0 | 495.1235 | 5.1737 | 95.7001 | 495.1235 | 5.1737 | 95.7001 | 549.4472 | 5.7413 | 95.7001 | 7.9% | 0.41507 | 0.37927 | 16593.3004 | 2725.7619 | 1237.4149 | 12630.1236 | 16725.0172 | 0 | 0 | 16725.0172 | 0.1142%
2027 | 222 | 222-1988R | Tier-3 | Tier-3---11 | 5--4 | 18 | 17 | 316.0275 | 91.8% | 8.01% | 0.1868% | 27.4006 | 0 | 0 | 27.4006 | 0 | 24.9342 | 0.2261 | 110.2794 | 24.9342 | 0.2261 | 110.2794 | 27.6699 | 0.25091 | 110.2794 | 8.67% | 0.34461 | 0.31206 | 917.0546 | 137.1058 | 68.1895 | 711.7593 | 924.8942 | 0 | 0 | 924.8942 | 0.005751%
2027 | 222 | 222-1990R | Tier-3 | Tier-3---1 | 5--5 | 287 | 246 | 4318.7821 | 96.21% | 3.588% | 0.2018% | 356.1537 | 0 | 0 | 356.1537 | 0 | 324.095 | 3.2718 | 99.0571 | 324.095 | 3.2718 | 99.0571 | 359.6539 | 3.6308 | 99.0571 | 8.247% | 0.41211 | 0.37679 | 10479.6421 | 1615.523 | 393.9401 | 8470.179 | 10516.8716 | 0 | 0 | 10516.8716 | 0.07476%
2027 | 222 | 222-1992R | Tier-3 | Tier-3---18 | 5--2 | 43 | 18 | 77.8798 | 51.19% | 47.85% | 0.9609% | 1.6689 | 0 | 0 | 1.6689 | 0 | 1.5187 | 0.2394 | 6.3437 | 1.5187 | 0.2394 | 6.3437 | 1.6853 | 0.26567 | 6.3437 | 2.143% | 0.22115 | 0.21189 | 352.1575 | 26.3738 | 147.8812 | 177.9024 | 359.6668 | 0 | 0 | 359.6668 | 0.0003503%
2027 | 222 | 222-2013R | Tier-3 | Tier-3---7 | 5--5 | 407 | 288 | 1434.8215 | 80% | 19.3% | 0.6983% | 81.2286 | 0 | 0 | 81.2286 | 0 | 73.9169 | 3.8304 | 19.2974 | 73.9169 | 3.8304 | 19.2974 | 82.0269 | 4.2507 | 19.2974 | 5.661% | 0.27927 | 0.25951 | 5137.7317 | 647.5611 | 923.7481 | 3566.4225 | 5215.9631 | 0 | 0 | 5215.9631 | 0.01705%
2027 | 222 | 222-2063 | Tier-3 | Tier-3---9 | 5--5 | 79 | 75 | 621.1772 | 98.86% | 0.7243% | 0.4185% | 58.2986 | 0 | 0 | 58.2986 | 0 | 53.0509 | 0.9975 | 53.1839 | 53.0509 | 0.9975 | 53.1839 | 58.8716 | 1.1069 | 53.1839 | 9.385% | 0.23776 | 0.21519 | 2612.6138 | 401.8596 | 25.7342 | 2185.02 | 2615.7455 | 0 | 0 | 2615.7455 | 0.01224%
2027 | 222 | 222-2085 | Tier-3 | Tier-3---3 | 5--5 | 910 | 544 | 3261.4227 | 83.38% | 16% | 0.6198% | 162.5687 | 0 | 0 | 162.5687 | 0 | 147.9353 | 7.2352 | 20.4466 | 147.9353 | 7.2352 | 20.4466 | 164.1664 | 8.029 | 20.4466 | 4.985% | 0.35117 | 0.33018 | 9287.3202 | 1207.9834 | 1459.1451 | 6620.1916 | 9385.4492 | 0 | 0 | 9385.4492 | 0.03412%
2027 | 223 | 223-536R | Tier-2 | Tier-2---19 | 1--4 | 8 | 5 | 4.8357 | 94.16% | 0% | 5.835% | 0.28459 | 0 | 0 | 0.28459 | 0 | 0.25898 | 0.0665 | 3.8944 | 0.25898 | 0.0665 | 3.8944 | 0.28739 | 0.073796 | 3.8944 | 5.885% | 0.0018852 | 0.0017674 | 2565.0639 | 388.8234 | 137.2862 | 2038.9544 | 2575.0428 | 0 | 0 | 2575.0428 | 5.974e-05%
2027 | 230 | 230-1008R | Tier-2 | Tier-2---16 | 4--3 | 9 | 9 | 29.9584 | 96.46% | 2.54% | 0.9994% | 2.8898 | 0 | 0 | 2.8898 | 0 | 2.6297 | 0.1197 | 21.9689 | 2.6297 | 0.1197 | 21.9689 | 2.9182 | 0.13283 | 21.9689 | 9.646% | 0.055697 | 0.050127 | 537.8829 | 82.2553 | 33.2931 | 422.3344 | 539.9982 | 0 | 0 | 539.9982 | 0.0006066%
2027 | 230 | 230-127AE | Tier-2 | Tier-2---7 | 5--5 | 269 | 213 | 422.4651 | 76.79% | 21.48% | 1.73% | 25.6865 | 0 | 0 | 25.6865 | 0 | 23.3744 | 2.8329 | 8.2511 | 23.3744 | 2.8329 | 8.2511 | 25.939 | 3.1437 | 8.2511 | 6.08% | 0.093988 | 0.086546 | 4494.8739 | 563.2432 | 960.6446 | 2970.9861 | 4584.5968 | 0 | 0 | 4584.5968 | 0.005392%
2027 | 230 | 230-133AE | Tier-2 | Tier-2---6 | 5--5 | 328 | 221 | 947.6516 | 88.55% | 10.64% | 0.8078% | 56.5412 | 0 | 0 | 56.5412 | 0 | 51.4517 | 2.9393 | 17.5048 | 51.4517 | 2.9393 | 17.5048 | 57.0969 | 3.2618 | 17.5048 | 5.966% | 0.095565 | 0.089126 | 9916.3461 | 1445.4329 | 1050.4793 | 7420.4339 | 9998.3622 | 0 | 0 | 9998.3622 | 0.01187%
2027 | 230 | 230-1586R | Tier-2 | Tier-2---7 | 4--5 | 245 | 177 | 476.4865 | 62.01% | 36.72% | 1.273% | 21.3459 | 0 | 0 | 21.3459 | 0 | 19.4244 | 2.3541 | 8.2513 | 19.4244 | 2.3541 | 8.2513 | 21.5556 | 2.6124 | 8.2513 | 4.48% | 0.084625 | 0.078511 | 5630.5637 | 561.1393 | 2038.0856 | 3031.3388 | 5797.1367 | 0 | 0 | 5797.1367 | 0.004481%
2027 | 230 | 230-1606R | Tier-2 | Tier-2---11 | 4--4 | 71 | 51 | 185.0767 | 40.42% | 58.67% | 0.9045% | 5.3739 | 0 | 0 | 5.3739 | 0 | 4.8902 | 0.6783 | 7.2095 | 4.8902 | 0.6783 | 7.2095 | 5.4267 | 0.75272 | 7.2095 | 2.904% | 0.062818 | 0.058306 | 2946.2367 | 194.5466 | 1610.7155 | 1140.9746 | 3082.0777 | 0 | 0 | 3082.0777 | 0.001128%
2027 | 230 | 230-181 | Tier-2 | Tier-2---9 | 4--4 | 52 | 38 | 148.8171 | 90.62% | 8.321% | 1.055% | 9.8555 | 0 | 0 | 9.8555 | 0 | 8.9683 | 0.5054 | 17.745 | 8.9683 | 0.5054 | 17.745 | 9.9523 | 0.56085 | 17.745 | 6.623% | 0.063241 | 0.05862 | 2353.1666 | 304.6061 | 482.4063 | 1566.1542 | 2370.5606 | 0 | 0 | 2370.5606 | 0.002069%
2027 | 230 | 230-2060R | Tier-2 | Tier-2---4 | 4--5 | 236 | 183 | 578.2503 | 86.36% | 12.53% | 1.105% | 38.7235 | 0 | 0 | 38.7235 | 0 | 35.2378 | 2.4339 | 14.4779 | 35.2378 | 2.4339 | 14.4779 | 39.104 | 2.7009 | 14.4779 | 6.697% | 0.088414 | 0.081559 | 6540.2273 | 927.2098 | 823.7907 | 4789.2268 | 6615.2094 | 0 | 0 | 6615.2094 | 0.008128%
2027 | 230 | 230-2067 | Tier-2 | Tier-2---16 | 4--3 | 6 | 6 | 24.6544 | 66.14% | 33% | 0.8592% | 1.6307 | 0 | 0 | 1.6307 | 0 | 1.4839 | 0.0798 | 18.5955 | 1.4839 | 0.0798 | 18.5955 | 1.6467 | 0.088555 | 18.5955 | 6.614% | 0.054619 | 0.049157 | 451.389 | 49.4904 | 139.1284 | 262.7702 | 468.37 | 0 | 0 | 468.37 | 0.0003423%
2027 | 230 | 230-371AE | Tier-2 | Tier-2---13 | 4--3 | 41 | 29 | 66.0989 | 47.04% | 51.57% | 1.387% | 2.1994 | 0 | 0 | 2.1994 | 0 | 2.0014 | 0.3857 | 5.1891 | 2.0014 | 0.3857 | 5.1891 | 2.221 | 0.42802 | 5.1891 | 3.327% | 0.059006 | 0.054832 | 1120.2069 | 86.6285 | 524.1056 | 509.4728 | 1165.3602 | 0 | 0 | 1165.3602 | 0.0004617%
2027 | 231 | 231-1136R | Tier-2 | Tier-2---7 | 4--5 | 357 | 245 | 532.5953 | 91.49% | 6.883% | 1.625% | 33.4411 | 0 | 0 | 33.4411 | 0 | 30.4309 | 3.2585 | 9.3389 | 30.4309 | 3.2585 | 9.3389 | 33.7697 | 3.616 | 9.3389 | 6.279% | 0.054655 | 0.050904 | 9744.7482 | 1528.1869 | 1244.2736 | 6972.2877 | 9805.8354 | 0 | 0 | 9805.8354 | 0.007019%
2027 | 231 | 231-1635R | Tier-2 | Tier-2---4 | 5--5 | 862 | 613 | 1024.1696 | 93.53% | 4.422% | 2.048% | 68.1205 | 0 | 0 | 68.1205 | 0 | 61.9887 | 8.1529 | 7.6033 | 61.9887 | 8.1529 | 7.6033 | 68.79 | 9.0474 | 7.6033 | 6.651% | 0.11648 | 0.10819 | 8792.8912 | 1469.9696 | 598.2137 | 6724.7079 | 8836.4425 | 0 | 0 | 8836.4425 | 0.0143%
2027 | 232 | 232-40AE | Tier-2 | Tier-2---19 | 2--3 | 5 | 4 | 11.1503 | 0.2712% | 98.76% | 0.9657% | 0.0024193 | 0 | 0 | 0.0024193 | 0 | 0.0022016 | 0.0532 | 0.041383 | 0.0022016 | 0.0532 | 0.041383 | 0.0024431 | 0.059037 | 0.041383 | 0.0217% | 0.0059544 | 0.005478 | 1872.6196 | 2.8979 | 1701.602 | 168.1196 | 2035.0144 | 0 | 0 | 2035.0144 | 5.078e-07%
2027 | 233 | 233-123R | Tier-2 | Tier-2---4 | 4--5 | 412 | 292 | 528.7545 | 93.49% | 4.613% | 1.898% | 35.0347 | 0 | 0 | 35.0347 | 0 | 31.8811 | 3.8836 | 8.2092 | 31.8811 | 3.8836 | 8.2092 | 35.3791 | 4.3097 | 8.2092 | 6.626% | 0.06125 | 0.056909 | 8632.6707 | 1309.838 | 600.1971 | 6722.6355 | 8675.5474 | 0 | 0 | 8675.5474 | 0.007354%
2027 | 233 | 233-41R | Tier-2 | Tier-2---9 | 4--5 | 273 | 222 | 183.353 | 90.69% | 5.205% | 4.101% | 13.5225 | 0 | 0 | 13.5225 | 0 | 12.3053 | 2.9526 | 4.1676 | 12.3053 | 2.9526 | 4.1676 | 13.6554 | 3.2766 | 4.1676 | 7.375% | 0.044487 | 0.040869 | 4121.4954 | 626.0879 | 496.8097 | 2998.5978 | 4155.4456 | 0 | 0 | 4155.4456 | 0.002838%
2027 | 233 | 233-81F | Tier-2 | Tier-2---12 | 3--5 | 99 | 89 | 110.7293 | 80.07% | 17.19% | 2.737% | 7.9706 | 0 | 0 | 7.9706 | 0 | 7.2531 | 1.1837 | 6.1275 | 7.2531 | 1.1837 | 6.1275 | 8.0489 | 1.3136 | 6.1275 | 7.198% | 0.02204 | 0.020058 | 5024.0598 | 647.7753 | 960.0108 | 3416.2738 | 5122.9646 | 0 | 0 | 5122.9646 | 0.001673%
2027 | 233 | 233-86F | Tier-2 | Tier-2---8 | 5--5 | 412 | 327 | 706.2331 | 54.32% | 44.07% | 1.616% | 30.4453 | 0 | 0 | 30.4453 | 0 | 27.7048 | 4.3491 | 6.3703 | 27.7048 | 4.3491 | 6.3703 | 30.7446 | 4.8263 | 6.3703 | 4.311% | 0.1204 | 0.11084 | 5865.9084 | 518.326 | 2449.0121 | 2898.5703 | 6096.9397 | 0 | 0 | 6096.9397 | 0.006391%
2027 | 234 | 234-48R | Tier-2 | Tier-2---4 | 4--5 | 334 | 216 | 716.3442 | 96.34% | 2.639% | 1.021% | 44.6309 | 0 | 0 | 44.6309 | 0 | 40.6135 | 2.8728 | 14.1373 | 40.6135 | 2.8728 | 14.1373 | 45.0695 | 3.188 | 14.1373 | 6.23% | 0.047931 | 0.044832 | 14945.1963 | 2921.5226 | 549.3325 | 11474.3413 | 14983.0164 | 0 | 0 | 14983.0164 | 0.009368%
2027 | 235 | 235-897R | Tier-2 | Tier-2---5 | 5--5 | 241 | 130 | 866.8246 | 43.88% | 55.6% | 0.5206% | 20.5189 | 0 | 0 | 20.5189 | 0 | 18.6719 | 1.729 | 10.7993 | 18.6719 | 1.729 | 10.7993 | 20.7206 | 1.9187 | 10.7993 | 2.367% | 0.1179 | 0.11154 | 7352.2019 | 570.5761 | 3790.2833 | 2991.3426 | 7587.4467 | 0 | 0 | 7587.4467 | 0.004307%
2027 | 235 | 235-899R | Tier-2 | Tier-2---1 | 5--5 | 531 | 270 | 2436.3247 | 84.48% | 15.14% | 0.3828% | 104.6568 | 0 | 0 | 104.6568 | 0 | 95.2363 | 3.591 | 26.5208 | 95.2363 | 3.591 | 26.5208 | 105.6854 | 3.985 | 26.5208 | 4.296% | 0.15496 | 0.14709 | 15721.7941 | 2441.7508 | 2344.0438 | 10935.9995 | 15852.4945 | 0 | 0 | 15852.4945 | 0.02197%
2027 | 236 | 236-1535R | Tier-3 | Tier-3---4 | 5--5 | 252 | 162 | 1123.8498 | 89.29% | 10.22% | 0.4922% | 64.5085 | 0 | 0 | 64.5085 | 0 | 58.7018 | 2.1546 | 27.2449 | 58.7018 | 2.1546 | 27.2449 | 65.1424 | 2.391 | 27.2449 | 5.74% | 0.12847 | 0.12021 | 8747.8328 | 1479.3496 | 871.8453 | 6396.6378 | 8812.2105 | 0 | 0 | 8812.2105 | 0.01354%
2027 | 236 | 236-1561R | Tier-3 | Tier-3---13 | 5--4 | 137 | 97 | 444.4117 | 83% | 16.25% | 0.7514% | 26.1151 | 0 | 0 | 26.1151 | 0 | 23.7644 | 1.2901 | 18.4206 | 23.7644 | 1.2901 | 18.4206 | 26.3718 | 1.4316 | 18.4206 | 5.876% | 0.17766 | 0.16508 | 2501.5323 | 344.8298 | 385.247 | 1771.4555 | 2533.9448 | 0 | 0 | 2533.9448 | 0.005482%
2027 | 236 | 236-1563R | Tier-3 | Tier-3---13 | 5--4 | 81 | 69 | 322.2295 | 90.43% | 8.853% | 0.72% | 24.8215 | 0 | 0 | 24.8215 | 0 | 22.5872 | 0.9177 | 24.6129 | 22.5872 | 0.9177 | 24.6129 | 25.0655 | 1.0184 | 24.6129 | 7.703% | 0.17215 | 0.15749 | 1871.7647 | 281.6479 | 145.5683 | 1444.5485 | 1888.4496 | 0 | 0 | 1888.4496 | 0.00521%
2027 | 236 | 236-1567R | Tier-3 | Tier-3---10 | 5--5 | 171 | 127 | 728.3381 | 86.22% | 13.17% | 0.6054% | 46.6398 | 0 | 0 | 46.6398 | 0 | 42.4416 | 1.6891 | 25.1268 | 42.4416 | 1.6891 | 25.1268 | 47.0982 | 1.8744 | 25.1268 | 6.404% | 0.18129 | 0.16783 | 4017.5481 | 642.8423 | 507.3315 | 2867.3744 | 4061.9582 | 0 | 0 | 4061.9582 | 0.00979%
2027 | 236 | 236-1569R | Tier-3 | Tier-3---8 | 5--5 | 498 | 306 | 2598.3213 | 86.94% | 12.66% | 0.4079% | 138.7975 | 0 | 0 | 138.7975 | 0 | 126.3038 | 4.0698 | 31.0344 | 126.3038 | 4.0698 | 31.0344 | 140.1616 | 4.5163 | 31.0344 | 5.342% | 0.21435 | 0.20117 | 12122.1344 | 1764.7125 | 1443.2517 | 8914.1702 | 12225.8174 | 0 | 0 | 12225.8174 | 0.02913%
2027 | 236 | 236-1573R | Tier-3 | Tier-3---7 | 5--5 | 192 | 130 | 969.4749 | 84.94% | 14.59% | 0.4654% | 55.7567 | 0 | 0 | 55.7567 | 0 | 50.7378 | 1.729 | 29.3452 | 50.7378 | 1.729 | 29.3452 | 56.3046 | 1.9187 | 29.3452 | 5.751% | 0.18488 | 0.17236 | 5243.9365 | 792.3542 | 712.8146 | 3738.7677 | 5301.2873 | 0 | 0 | 5301.2873 | 0.0117%
2027 | 237 | 237-1761R | Tier-3 | Tier-3---12 | 5--5 | 126 | 113 | 522.7762 | 95.9% | 3.361% | 0.7442% | 44.9594 | 0 | 0 | 44.9594 | 0 | 40.9125 | 1.5029 | 27.2224 | 40.9125 | 1.5029 | 27.2224 | 45.4013 | 1.6678 | 27.2224 | 8.6% | 0.14935 | 0.13596 | 3500.2866 | 538.7804 | 128.5026 | 2833.0037 | 3514.4416 | 0 | 0 | 3514.4416 | 0.009437%
2027 | 237 | 237-1765R | Tier-3 | Tier-3---1 | 5--5 | 223 | 158 | 2444.4351 | 92.59% | 7.183% | 0.2234% | 160.3656 | 0 | 0 | 160.3656 | 0 | 145.9305 | 2.1014 | 69.4444 | 145.9305 | 2.1014 | 69.4444 | 161.9416 | 2.332 | 69.4444 | 6.56% | 0.25909 | 0.24073 | 9434.877 | 1790.0282 | 634.4518 | 7010.397 | 9488.1637 | 0 | 0 | 9488.1637 | 0.03366%
2027 | 237 | 237-17R | Tier-2 | Tier-2---1 | 5--5 | 536 | 275 | 2654.2774 | 88.95% | 10.68% | 0.3671% | 121.1357 | 0 | 0 | 121.1357 | 0 | 110.2318 | 3.6575 | 30.1386 | 110.2318 | 3.6575 | 30.1386 | 122.3262 | 4.0588 | 30.1386 | 4.564% | 0.15539 | 0.14742 | 17081.2815 | 2840.7254 | 1819.0583 | 12421.4979 | 17183.3353 | 0 | 0 | 17183.3353 | 0.02543%
2027 | 237 | 237-26F | Tier-2 | Tier-2---10 | 5--4 | 113 | 46 | 243.3269 | 22.41% | 76.53% | 1.061% | 2.2199 | 0 | 0 | 2.2199 | 0 | 2.0201 | 0.6118 | 3.3019 | 2.0201 | 0.6118 | 3.3019 | 2.2418 | 0.67892 | 3.3019 | 0.9123% | 0.10897 | 0.10454 | 2232.9014 | 83.0982 | 1551.1406 | 598.6626 | 2306.4197 | 0 | 0 | 2306.4197 | 0.000466%
2027 | 237 | 237-28F | Tier-2 | Tier-2---7 | 5--5 | 59 | 29 | 276.8464 | 89.51% | 9.983% | 0.5111% | 12.1797 | 0 | 0 | 12.1797 | 0 | 11.0833 | 0.3857 | 28.7357 | 11.0833 | 0.3857 | 28.7357 | 12.2994 | 0.42802 | 28.7357 | 4.399% | 0.10804 | 0.10273 | 2562.3441 | 370.7553 | 259.1168 | 1932.4719 | 2576.2443 | 0 | 0 | 2576.2443 | 0.002557%
2027 | 237 | 237-2R | Tier-3 | Tier-3---2 | 5--5 | 499 | 344 | 3287.5739 | 91.84% | 7.803% | 0.3572% | 208.1434 | 0 | 0 | 208.1434 | 0 | 189.4076 | 4.5752 | 41.3988 | 189.4076 | 4.5752 | 41.3988 | 210.189 | 5.0772 | 41.3988 | 6.331% | 0.18156 | 0.16904 | 18107.5885 | 3632.5791 | 1358.7984 | 13116.211 | 18216.9993 | 0 | 0 | 18216.9993 | 0.04369%
2027 | 237 | 237-30R | Tier-3 | Tier-3---1 | 5--5 | 651 | 565 | 6959.5787 | 90.17% | 9.556% | 0.2771% | 544.6269 | 0 | 0 | 544.6269 | 0 | 495.603 | 7.5145 | 65.9529 | 495.603 | 7.5145 | 65.9529 | 549.9794 | 8.339 | 65.9529 | 7.826% | 0.49249 | 0.44974 | 14131.5489 | 2201.6928 | 1248.2128 | 10681.6433 | 14263.6064 | 0 | 0 | 14263.6064 | 0.1143%
2027 | 239 | 239-2207R | Tier-3 | Tier-3---16 | 4--4 | 127 | 110 | 165.8683 | 90.26% | 7.593% | 2.142% | 12.968 | 0 | 0 | 12.968 | 0 | 11.8007 | 1.463 | 8.0661 | 11.8007 | 1.463 | 8.0661 | 13.0954 | 1.6235 | 8.0661 | 7.818% | 0.078224 | 0.071448 | 2120.4383 | 333.2176 | 179.7389 | 1607.4818 | 2140.0132 | 0 | 0 | 2140.0132 | 0.002722%
2027 | 239 | 239-2211R | Tier-3 | Tier-3---16 | 5--4 | 55 | 50 | 226.1764 | 90.88% | 8.368% | 0.7485% | 18.687 | 0 | 0 | 18.687 | 0 | 17.0049 | 0.665 | 25.5713 | 17.0049 | 0.665 | 25.5713 | 18.8706 | 0.73796 | 25.5713 | 8.262% | 0.11902 | 0.1082 | 1900.3448 | 281.2109 | 151.0924 | 1468.0415 | 1917.6693 | 0 | 0 | 1917.6693 | 0.003922%
2027 | 239 | 239-2213R | Tier-3 | Tier-3---15 | 5--4 | 134 | 111 | 215.3295 | 82.04% | 16.39% | 1.578% | 14.6327 | 0 | 0 | 14.6327 | 0 | 13.3155 | 1.4763 | 9.0195 | 13.3155 | 1.4763 | 9.0195 | 14.7765 | 1.6383 | 9.0195 | 6.795% | 0.1294 | 0.11869 | 1664.0021 | 212.2821 | 299.3019 | 1152.4181 | 1691.0006 | 0 | 0 | 1691.0006 | 0.003071%
2027 | 239 | 239-2215R | Tier-3 | Tier-3---10 | 5--5 | 305 | 250 | 915.8385 | 88.22% | 10.91% | 0.8692% | 66.2252 | 0 | 0 | 66.2252 | 0 | 60.2641 | 3.325 | 18.1245 | 60.2641 | 3.325 | 18.1245 | 66.8761 | 3.6898 | 18.1245 | 7.231% | 0.15408 | 0.14145 | 5944.0776 | 898.9932 | 660.8714 | 4384.2129 | 6006.5995 | 0 | 0 | 6006.5995 | 0.0139%
2027 | 239 | 239-2217R | Tier-3 | Tier-3---16 | 4--4 | 108 | 101 | 444.3449 | 30.41% | 68.9% | 0.6851% | 12.6378 | 0 | 0 | 12.6378 | 0 | 11.5003 | 1.3433 | 8.5612 | 11.5003 | 1.3433 | 8.5612 | 12.762 | 1.4907 | 8.5612 | 2.844% | 0.073205 | 0.066359 | 6069.8378 | 288.4259 | 3924.7521 | 1856.6598 | 6505.5963 | 0 | 0 | 6505.5963 | 0.002653%
2027 | 239 | 239-89R | Tier-3 | Tier-3---17 | 4--4 | 52 | 38 | 82.0466 | 94.42% | 3.771% | 1.81% | 5.6611 | 0 | 0 | 5.6611 | 0 | 5.1515 | 0.5054 | 10.1929 | 5.1515 | 0.5054 | 10.1929 | 5.7167 | 0.56085 | 10.1929 | 6.9% | 0.064786 | 0.060051 | 1266.4282 | 154.9054 | 278.3508 | 833.172 | 1272.0005 | 0 | 0 | 1272.0005 | 0.001188%
2027 | 240 | 240-1028R | Tier-2 | Tier-2---9 | 4--5 | 165 | 99 | 195.1953 | 90.44% | 7.788% | 1.769% | 10.5923 | 0 | 0 | 10.5923 | 0 | 9.6389 | 1.3167 | 7.3205 | 9.6389 | 1.3167 | 7.3205 | 10.6964 | 1.4612 | 7.3205 | 5.427% | 0.045174 | 0.042464 | 4320.9466 | 718.78 | 412.5342 | 3189.6324 | 4347.308 | 0 | 0 | 4347.308 | 0.002223%
2027 | 240 | 240-1044 | Tier-3 | Tier-3---16 | 4--4 | 71 | 40 | 119.2796 | 91.6% | 7.213% | 1.188% | 6.1554 | 0 | 0 | 6.1554 | 0 | 5.6014 | 0.532 | 10.5289 | 5.6014 | 0.532 | 10.5289 | 6.2159 | 0.59037 | 10.5289 | 5.161% | 0.076308 | 0.072009 | 1563.1261 | 243.3751 | 155.5211 | 1164.2298 | 1570.966 | 0 | 0 | 1570.966 | 0.001292%
2027 | 240 | 240-1148 | Tier-3 | Tier-3---17 | 4--4 | 75 | 64 | 81.4187 | 85.86% | 11.44% | 2.706% | 5.965 | 0 | 0 | 5.965 | 0 | 5.4281 | 0.8512 | 6.377 | 5.4281 | 0.8512 | 6.377 | 6.0237 | 0.94459 | 6.377 | 7.326% | 0.037482 | 0.034284 | 2172.1964 | 294.7676 | 257.633 | 1619.7958 | 2200.8601 | 0 | 0 | 2200.8601 | 0.001252%
2027 | 240 | 240-2004R | Tier-3 | Tier-3---12 | 5--5 | 623 | 363 | 772.9985 | 88.27% | 9.933% | 1.797% | 39.7566 | 0 | 0 | 39.7566 | 0 | 36.178 | 4.8279 | 7.4935 | 36.178 | 4.8279 | 7.4935 | 40.1474 | 5.3576 | 7.4935 | 5.143% | 0.095775 | 0.090195 | 8070.9504 | 1314.8813 | 873.0539 | 5883.0151 | 8129.5263 | 0 | 0 | 8129.5263 | 0.008345%
2027 | 240 | 240-2006R | Tier-3 | Tier-3---12 | 4--5 | 269 | 189 | 539.6343 | 93.67% | 5.127% | 1.207% | 35.5134 | 0 | 0 | 35.5134 | 0 | 32.3167 | 2.5137 | 12.8562 | 32.3167 | 2.5137 | 12.8562 | 35.8624 | 2.7895 | 12.8562 | 6.581% | 0.06999 | 0.065073 | 7710.1411 | 1171.5655 | 451.3222 | 6087.2534 | 7747.0452 | 0 | 0 | 7747.0452 | 0.007454%
2027 | 240 | 240-2032R | Tier-3 | Tier-3---12 | 5--5 | 344 | 265 | 650.049 | 82.45% | 16.15% | 1.395% | 41.2898 | 0 | 0 | 41.2898 | 0 | 37.5732 | 3.5245 | 10.6606 | 37.5732 | 3.5245 | 10.6606 | 41.6956 | 3.9112 | 10.6606 | 6.352% | 0.12278 | 0.11332 | 5294.5591 | 720.5691 | 843.0129 | 3730.977 | 5372.0983 | 0 | 0 | 5372.0983 | 0.008667%
2027 | 242 | 242-1426F | Tier-2 | Tier-2---10 | 5--4 | 117 | 56 | 427.3794 | 25.24% | 74.25% | 0.5092% | 5.1639 | 0 | 0 | 5.1639 | 0 | 4.699 | 0.7448 | 6.3091 | 4.699 | 0.7448 | 6.3091 | 5.2146 | 0.82652 | 6.3091 | 1.208% | 0.10724 | 0.10211 | 3985.1049 | 204.0417 | 2738.8493 | 1042.2139 | 4134.8623 | 0 | 0 | 4134.8623 | 0.001084%
2027 | 242 | 242-1427F | Tier-2 | Tier-2---20 | 5--1 | 5 | 3 | 9.9641 | 28.96% | 70.38% | 0.6624% | 0.17312 | 0 | 0 | 0.17312 | 0 | 0.15754 | 0.0399 | 3.9483 | 0.15754 | 0.0399 | 3.9483 | 0.17482 | 0.044278 | 3.9483 | 1.737% | 0.096908 | 0.091093 | 102.8209 | 5.0667 | 61.0208 | 36.7333 | 107.4834 | 0 | 0 | 107.4834 | 3.634e-05%
2027 | 243 | 243-14R | Tier-2 | Tier-2---11 | 4--4 | 470 | 1 | 321.4724 | 13.36% | 84.05% | 2.591% | 0.0091376 | 0 | 0 | 0.0091376 | 0 | 0.0083151 | 0.0133 | 0.6252 | 0.0083151 | 0.0133 | 0.6252 | 0.0092274 | 0.014759 | 0.6252 | 0.002842% | 0.066445 | 0.066431 | 4838.1873 | 94.8929 | 3936.5433 | 806.7511 | 4839.0794 | 0 | 0 | 4839.0794 | 1.918e-06%
2027 | 246 | 246-34R | Tier-3 | Tier-3---12 | 4--5 | 436 | 310 | 673.2377 | 73.17% | 25.57% | 1.264% | 35.0241 | 0 | 0 | 35.0241 | 0 | 31.8714 | 4.123 | 7.7302 | 31.8714 | 4.123 | 7.7302 | 35.3683 | 4.5754 | 7.7302 | 5.202% | 0.070488 | 0.065476 | 9551.097 | 1283.5559 | 2416.0529 | 5851.4883 | 9747.2561 | 0 | 0 | 9747.2561 | 0.007352%
2027 | 247 | 247-46 | Tier-3 | Tier-3---16 | 4--5 | 227 | 161 | 297.9922 | 66.6% | 32.06% | 1.34% | 14.0755 | 0 | 0 | 14.0755 | 0 | 12.8085 | 2.1413 | 5.9817 | 12.8085 | 2.1413 | 5.9817 | 14.2139 | 2.3762 | 5.9817 | 4.723% | 0.045228 | 0.042021 | 6588.6081 | 720.5327 | 2027.5414 | 3840.534 | 6756.6115 | 0 | 0 | 6756.6115 | 0.002954%
2027 | 247 | 247-48 | Tier-2 | Tier-2---16 | 3--3 | 9 | 9 | 19.6012 | 90.45% | 8.053% | 1.494% | 1.773 | 0 | 0 | 1.773 | 0 | 1.6134 | 0.1197 | 13.4787 | 1.6134 | 0.1197 | 13.4787 | 1.7904 | 0.13283 | 13.4787 | 9.045% | 0.026216 | 0.023594 | 747.6923 | 111.2463 | 59.7602 | 576.6859 | 755.6235 | 0 | 0 | 755.6235 | 0.0003722%
2027 | 249 | 249-24R | Tier-3 | Tier-3---12 | 5--5 | 464 | 292 | 678.7483 | 77.57% | 20.95% | 1.472% | 33.1348 | 0 | 0 | 33.1348 | 0 | 30.1522 | 3.8836 | 7.764 | 30.1522 | 3.8836 | 7.764 | 33.4604 | 4.3097 | 7.764 | 4.882% | 0.10094 | 0.094585 | 6724.4875 | 983.1026 | 1380.1319 | 4361.253 | 6825.7674 | 0 | 0 | 6825.7674 | 0.006955%
2027 | 252 | 252-129 | Tier-2 | Tier-2---18 | 3--3 | 98 | 86 | 18.3528 | 64.84% | 17.74% | 17.42% | 1.0443 | 0 | 0 | 1.0443 | 0 | 0.95028 | 1.1438 | 0.83081 | 0.95028 | 1.1438 | 0.83081 | 1.0545 | 1.2693 | 0.83081 | 5.69% | 0.02391 | 0.021811 | 767.5898 | 85.4984 | 240.0519 | 442.0395 | 793.552 | 0 | 0 | 793.552 | 0.0002192%
2027 | 283 | 283-55R | Tier-3 | Tier-3---9 | 5--5 | 109 | 96 | 691.0798 | 89.15% | 10.28% | 0.5685% | 54.2648 | 0 | 0 | 54.2648 | 0 | 49.3802 | 1.2768 | 38.675 | 49.3802 | 1.2768 | 38.675 | 54.7981 | 1.4169 | 38.675 | 7.852% | 0.20157 | 0.18382 | 3428.458 | 524.1491 | 347.4063 | 2556.9026 | 3464.3683 | 0 | 0 | 3464.3683 | 0.01139%
2027 | 283 | 283-71F | Tier-3 | Tier-3---13 | 5--4 | 127 | 112 | 488.2766 | 50.8% | 48.52% | 0.6792% | 21.8769 | 0 | 0 | 21.8769 | 0 | 19.9077 | 1.4896 | 13.3645 | 19.9077 | 1.4896 | 13.3645 | 22.0919 | 1.653 | 13.3645 | 4.48% | 0.19011 | 0.17335 | 2568.3277 | 217.0861 | 1132.2268 | 1219.0148 | 2690.5306 | 0 | 0 | 2690.5306 | 0.004592%
2027 | 283 | 283-80F | Tier-3 | Tier-3---19 | 5--1 | 2 | 2 | 12.6809 | 12.84% | 86.88% | 0.2755% | 0.16282 | 0 | 0 | 0.16282 | 0 | 0.14816 | 0.0266 | 5.57 | 0.14816 | 0.0266 | 5.57 | 0.16442 | 0.029518 | 5.57 | 1.284% | 0.17072 | 0.15365 | 74.2788 | 2.2461 | 52.1868 | 19.8459 | 81.4723 | 0 | 0 | 81.4723 | 3.418e-05%
2027 | 288 | 288-149R | Tier-2 | Tier-2---12 | 3--5 | 170 | 2 | 110.4011 | 75.76% | 21.09% | 3.152% | 0.098397 | 0 | 0 | 0.098397 | 0 | 0.08954 | 0.0266 | 3.3662 | 0.08954 | 0.0266 | 3.3662 | 0.099364 | 0.029518 | 3.3662 | 0.08913% | 0.02124 | 0.021215 | 5197.889 | 630.048 | 1286.7386 | 3281.1025 | 5199.3732 | 0 | 0 | 5199.3732 | 2.065e-05%
2027 | 288 | 288-2375R | Tier-2 | Tier-2---19 | 2--4 | 7 | 2 | 8.0662 | 91.05% | 6.346% | 2.603% | 0.20984 | 0 | 0 | 0.20984 | 0 | 0.19095 | 0.0266 | 7.1785 | 0.19095 | 0.0266 | 7.1785 | 0.2119 | 0.029518 | 7.1785 | 2.601% | 0.0067116 | 0.0065198 | 1201.8253 | 174.6812 | 136.8966 | 890.2475 | 1204.9888 | 0 | 0 | 1204.9888 | 4.404e-05%
2027 | 288 | 288-2380F | Tier-2 | Tier-2---12 | 4--5 | 43 | 34 | 114.0664 | 66.42% | 32.7% | 0.8812% | 5.9907 | 0 | 0 | 5.9907 | 0 | 5.4515 | 0.4522 | 12.0555 | 5.4515 | 0.4522 | 12.0555 | 6.0496 | 0.50181 | 12.0555 | 5.252% | 0.030344 | 0.027945 | 3759.1098 | 411.8777 | 1165.9601 | 2181.2719 | 3867.484 | 0 | 0 | 3867.484 | 0.001257%
2027 | 296 | 296-68F | Tier-2 | Tier-2---21 | 1--2 | 43 | 29 | 1.8827 | 64.81% | 0% | 35.19% | 0.082296 | 0 | 0 | 0.082296 | 0 | 0.074888 | 0.3857 | 0.19416 | 0.074888 | 0.3857 | 0.19416 | 0.083104 | 0.42802 | 0.19416 | 4.371% | 0.0027146 | 0.0025315 | 693.5578 | 98.2554 | 297.2044 | 298.098 | 711.207 | 0 | 0 | 711.207 | 1.727e-05%
2027 | 300 | 300-483F | Tier-2 | Tier-2---12 | 3--5 | 69 | 68 | 101.1563 | 97.7% | 0% | 2.297% | 9.74 | 0 | 0 | 9.74 | 0 | 8.8633 | 0.9044 | 9.8002 | 8.8633 | 0.9044 | 9.8002 | 9.8358 | 1.0036 | 9.8002 | 9.629% | 0.018397 | 0.016584 | 5498.5218 | 994.0131 | 114.7317 | 4389.777 | 5512.3299 | 0 | 0 | 5512.3299 | 0.002044%
2027 | 300 | 300-484F | Tier-2 | Tier-2---9 | 4--5 | 250 | 194 | 230.1484 | 75.7% | 22.04% | 2.261% | 13.5188 | 0 | 0 | 13.5188 | 0 | 12.3019 | 2.5802 | 4.7678 | 12.3019 | 2.5802 | 4.7678 | 13.6516 | 2.8633 | 4.7678 | 5.874% | 0.039922 | 0.036824 | 5764.9522 | 606.5801 | 1692.4173 | 3465.9548 | 5882.8301 | 0 | 0 | 5882.8301 | 0.002838%
2027 | 307 | 307-1538F | Tier-2 | Tier-2---7 | 5--5 | 53 | 49 | 433.4142 | 51.51% | 48.13% | 0.3587% | 20.6411 | 0 | 0 | 20.6411 | 0 | 18.7832 | 0.6517 | 28.8218 | 18.7832 | 0.6517 | 28.8218 | 20.844 | 0.7232 | 28.8218 | 4.762% | 0.10098 | 0.091642 | 4292.1557 | 366.942 | 1865.6861 | 2059.5276 | 4504.1668 | 0 | 0 | 4504.1668 | 0.004333%
2027 | 307 | 307-234R | Tier-2 | Tier-2---4 | 5--5 | 109 | 86 | 684.1346 | 69.69% | 29.83% | 0.4763% | 37.6171 | 0 | 0 | 37.6171 | 0 | 34.231 | 1.1438 | 29.9275 | 34.231 | 1.1438 | 29.9275 | 37.9868 | 1.2693 | 29.9275 | 5.498% | 0.11001 | 0.10133 | 6219.0213 | 711.7212 | 1737.152 | 3770.148 | 6380.483 | 0 | 0 | 6380.483 | 0.007896%
2027 | 308 | 308-486AE | Tier-2 | Tier-2---16 | 4--3 | 142 | 1 | 159.4756 | 1.494% | 97.08% | 1.429% | 0.0016774 | 0 | 0 | 0.0016774 | 0 | 0.0015264 | 0.0133 | 0.11476 | 0.0015264 | 0.0133 | 0.11476 | 0.0016938 | 0.014759 | 0.11476 | 0.001052% | 0.040279 | 0.04025 | 3959.3132 | 11.8255 | 3590.7261 | 356.7616 | 3962.0617 | 0 | 0 | 3962.0617 | 3.521e-07%
2027 | 308 | 308-563AE | Tier-2 | Tier-2---18 | 4--3 | 39 | 14 | 81.5523 | 7.703% | 91.46% | 0.8327% | 0.2255 | 0 | 0 | 0.2255 | 0 | 0.20521 | 0.1862 | 1.1021 | 0.20521 | 0.1862 | 1.1021 | 0.22772 | 0.20663 | 1.1021 | 0.2765% | 0.03316 | 0.031969 | 2459.3887 | 44.7352 | 2075.3977 | 339.2558 | 2543.9079 | 0 | 0 | 2543.9079 | 4.733e-05%
2027 | 311 | 311-1163F | Tier-2 | Tier-2---18 | 3--3 | 14 | 7 | 23.154 | 70.13% | 28.81% | 1.065% | 0.8119 | 0 | 0 | 0.8119 | 0 | 0.73881 | 0.0931 | 7.9357 | 0.73881 | 0.0931 | 7.9357 | 0.81987 | 0.10331 | 7.9357 | 3.506% | 0.018623 | 0.017692 | 1243.3167 | 81.357 | 709.3756 | 452.5841 | 1262.863 | 0 | 0 | 1262.863 | 0.0001704%
2027 | 311 | 311-1199 | Tier-2 | Tier-2---20 | 3--2 | 15 | 12 | 10.8001 | 28.53% | 67.91% | 3.563% | 0.24646 | 0 | 0 | 0.24646 | 0 | 0.22428 | 0.1596 | 1.4053 | 0.22428 | 0.1596 | 1.4053 | 0.24889 | 0.17711 | 1.4053 | 2.282% | 0.018336 | 0.016869 | 589.0165 | 20.3604 | 431.6923 | 136.9639 | 625.6249 | 0 | 0 | 625.6249 | 5.173e-05%
2027 | 311 | 311-14R | Tier-2 | Tier-2---14 | 3--4 | 14 | 12 | 246.05 | 7.341% | 92.49% | 0.1658% | 1.5481 | 0 | 0 | 1.5481 | 0 | 1.4088 | 0.1596 | 8.827 | 1.4088 | 0.1596 | 8.827 | 1.5634 | 0.17711 | 8.827 | 0.6292% | 0.018935 | 0.017312 | 12994.1779 | 107.2013 | 11392.857 | 1494.1196 | 14122.9583 | 0 | 0 | 14122.9583 | 0.000325%
2027 | 311 | 311-43 | Tier-2 | Tier-2---15 | 3--4 | 195 | 79 | 155.2668 | 1.703% | 96.44% | 1.86% | 0.10714 | 0 | 0 | 0.10714 | 0 | 0.097499 | 1.0507 | 0.092795 | 0.097499 | 1.0507 | 0.092795 | 0.1082 | 1.166 | 0.092795 | 0.06901% | 0.027937 | 0.026805 | 5557.7075 | 11.1328 | 4976.695 | 569.8797 | 5788.3758 | 0 | 0 | 5788.3758 | 2.249e-05%
2027 | 312 | 312-14F | Tier-2 | Tier-2---14 | 3--4 | 53 | 15 | 197.5178 | 0.1105% | 99.63% | 0.2595% | 0.0061751 | 0 | 0 | 0.0061751 | 0 | 0.0056192 | 0.1995 | 0.028167 | 0.0056192 | 0.1995 | 0.028167 | 0.0062358 | 0.22139 | 0.028167 | 0.003126% | 0.018868 | 0.018334 | 10468.4008 | 14.5481 | 9413.1367 | 1040.7161 | 10772.9689 | 0 | 0 | 10772.9689 | 1.296e-06%
2027 | 315 | 315-1192F | Tier-2 | Tier-2---19 | 1--4 | 9 | 9 | 2.9239 | 90.71% | 0% | 9.29% | 0.26523 | 0 | 0 | 0.26523 | 0 | 0.24135 | 0.1197 | 2.0163 | 0.24135 | 0.1197 | 2.0163 | 0.26784 | 0.13283 | 2.0163 | 9.071% | 0.0015284 | 0.0013756 | 1913.0654 | 1007.4875 | 168.1228 | 737.4551 | 1932.8133 | 0 | 0 | 1932.8133 | 5.567e-05%
2027 | 315 | 315-485AE | Tier-2 | Tier-2---14 | 2--5 | 39 | 34 | 44.4978 | 97.71% | 0% | 2.29% | 3.7904 | 0 | 0 | 3.7904 | 0 | 3.4493 | 0.4522 | 7.6277 | 3.4493 | 0.4522 | 7.6277 | 3.8277 | 0.50181 | 7.6277 | 8.518% | 0.00637 | 0.0058147 | 6985.5251 | 2468.7203 | 170.1118 | 4346.6929 | 7000.805 | 0 | 0 | 7000.805 | 0.0007956%
2027 | 350 | 350-2182R | Tier-2 | Tier-2---13 | 4--3 | 15 | 8 | 36.1393 | 94.02% | 5.411% | 0.5649% | 1.8122 | 0 | 0 | 1.8122 | 0 | 1.6491 | 0.1064 | 15.4992 | 1.6491 | 0.1064 | 15.4992 | 1.83 | 0.11807 | 15.4992 | 5.015% | 0.068991 | 0.065311 | 523.8262 | 80.2912 | 27.7458 | 415.7892 | 525.5899 | 0 | 0 | 525.5899 | 0.0003804%
2027 | 350 | 350-2188R | Tier-2 | Tier-2---5 | 5--5 | 565 | 476 | 752.4795 | 78.87% | 19.12% | 2.014% | 49.997 | 0 | 0 | 49.997 | 0 | 45.4966 | 6.3308 | 7.1866 | 45.4966 | 6.3308 | 7.1866 | 50.4884 | 7.0254 | 7.1866 | 6.644% | 0.15121 | 0.13847 | 4976.3874 | 631.9786 | 954.5279 | 3389.8809 | 5073.1422 | 0 | 0 | 5073.1422 | 0.01049%
2027 | 350 | 350-2192R | Tier-2 | Tier-2---2 | 5--5 | 826 | 709 | 2025.3012 | 87.53% | 11.37% | 1.097% | 152.1603 | 0 | 0 | 152.1603 | 0 | 138.4638 | 9.4297 | 14.6838 | 138.4638 | 9.4297 | 14.6838 | 153.6557 | 10.4643 | 14.6838 | 7.513% | 0.18928 | 0.17303 | 10700.2197 | 1640.6573 | 1261.0201 | 7798.5423 | 10825.5282 | 0 | 0 | 10825.5282 | 0.03194%
2027 | 350 | 350-2196R | Tier-2 | Tier-2---5 | 5--5 | 807 | 711 | 1111.1446 | 85.23% | 12.69% | 2.072% | 83.441 | 0 | 0 | 83.441 | 0 | 75.9302 | 9.4563 | 8.0296 | 75.9302 | 9.4563 | 8.0296 | 84.2611 | 10.4938 | 8.0296 | 7.509% | 0.19915 | 0.1816 | 5579.5197 | 797.1006 | 755.2806 | 4027.1385 | 5659.1192 | 0 | 0 | 5659.1192 | 0.01751%
2027 | 350 | 350-2201R | Tier-3 | Tier-3---4 | 5--5 | 361 | 297 | 1600.0661 | 94.09% | 5.343% | 0.5699% | 123.8563 | 0 | 0 | 123.8563 | 0 | 112.7075 | 3.9501 | 28.5328 | 112.7075 | 3.9501 | 28.5328 | 125.0735 | 4.3835 | 28.5328 | 7.741% | 0.1241 | 0.11389 | 12893.008 | 2307.4254 | 698.8971 | 9886.6855 | 12961.3485 | 0 | 0 | 12961.3485 | 0.026%
2027 | 350 | 350-41R | Tier-2 | Tier-2---3 | 5--5 | 475 | 373 | 1428.3995 | 91.38% | 7.839% | 0.7806% | 102.4982 | 0 | 0 | 102.4982 | 0 | 93.272 | 4.9609 | 18.8014 | 93.272 | 4.9609 | 18.8014 | 103.5055 | 5.5052 | 18.8014 | 7.176% | 0.12896 | 0.11884 | 11076.0411 | 1996.9228 | 1010.9834 | 8068.135 | 11157.4032 | 0 | 0 | 11157.4032 | 0.02151%
2027 | 351 | 351-819R | Tier-2 | Tier-2---1 | 5--5 | 341 | 225 | 2090.3176 | 91.75% | 7.875% | 0.3732% | 126.5474 | 0 | 0 | 126.5474 | 0 | 115.1564 | 2.9925 | 38.4817 | 115.1564 | 2.9925 | 38.4817 | 127.7911 | 3.3208 | 38.4817 | 6.054% | 0.14376 | 0.13427 | 14540.4698 | 3135.0555 | 1103.9508 | 10301.4635 | 14625.1984 | 0 | 0 | 14625.1984 | 0.02656%
2027 | 351 | 351-871R | Tier-3 | Tier-3---6 | 5--5 | 110 | 83 | 781.5367 | 96.92% | 2.713% | 0.3715% | 57.1518 | 0 | 0 | 57.1518 | 0 | 52.0074 | 1.1039 | 47.1124 | 52.0074 | 1.1039 | 47.1124 | 57.7135 | 1.225 | 47.1124 | 7.313% | 0.11468 | 0.10603 | 6814.8869 | 1079.7555 | 189.4866 | 5545.6448 | 6832.0396 | 0 | 0 | 6832.0396 | 0.012%
2027 | 352 | 352-27R | Tier-3 | Tier-3---2 | 5--5 | 359 | 279 | 1835.8142 | 93.66% | 5.876% | 0.4611% | 133.6302 | 0 | 0 | 133.6302 | 0 | 121.6016 | 3.7107 | 32.7706 | 121.6016 | 3.7107 | 32.7706 | 134.9435 | 4.1178 | 32.7706 | 7.279% | 0.11814 | 0.10895 | 15539.9427 | 3024.467 | 902.1857 | 11613.29 | 15622.9294 | 0 | 0 | 15622.9294 | 0.02805%
2027 | 353 | 353-1429R | Tier-2 | Tier-2---6 | 5--5 | 204 | 161 | 1003.2846 | 77.44% | 22.07% | 0.495% | 61.3139 | 0 | 0 | 61.3139 | 0 | 55.7948 | 2.1413 | 26.0565 | 55.7948 | 2.1413 | 26.0565 | 61.9165 | 2.3762 | 26.0565 | 6.111% | 0.12141 | 0.11183 | 8263.4579 | 1440.9039 | 1734.7877 | 5087.7663 | 8423.2258 | 0 | 0 | 8423.2258 | 0.01287%
2027 | 353 | 353-593F | Tier-2 | Tier-2---7 | 5--5 | 56 | 46 | 254.848 | 92.09% | 7.347% | 0.5637% | 19.2779 | 0 | 0 | 19.2779 | 0 | 17.5426 | 0.6118 | 28.6738 | 17.5426 | 0.6118 | 28.6738 | 19.4674 | 0.67892 | 28.6738 | 7.564% | 0.10537 | 0.096717 | 2418.5368 | 364.9212 | 170.4852 | 1883.1304 | 2435.6592 | 0 | 0 | 2435.6592 | 0.004046%
2027 | 353 | 353-594F | Tier-2 | Tier-2---7 | 5--5 | 25 | 25 | 200.2632 | 99.27% | 0.3225% | 0.4078% | 19.8801 | 0 | 0 | 19.8801 | 0 | 18.0906 | 0.3325 | 54.4078 | 18.0906 | 0.3325 | 54.4078 | 20.0754 | 0.36898 | 54.4078 | 9.927% | 0.10216 | 0.091941 | 1960.3623 | 318.7574 | 13.0779 | 1628.5269 | 1961.9529 | 0 | 0 | 1961.9529 | 0.004173%
2027 | 353 | 353-900F | Tier-2 | Tier-2---8 | 5--5 | 28 | 25 | 371.854 | 40.83% | 58.99% | 0.1797% | 13.5558 | 0 | 0 | 13.5558 | 0 | 12.3356 | 0.3325 | 37.0995 | 12.3356 | 0.3325 | 37.0995 | 13.689 | 0.36898 | 37.0995 | 3.645% | 0.10085 | 0.091848 | 3687.104 | 250.2733 | 1989.9286 | 1446.9021 | 3900.9953 | 0 | 0 | 3900.9953 | 0.002845%
2027 | 353 | 353-901F | Tier-2 | Tier-2---4 | 5--5 | 82 | 69 | 613.1191 | 58.62% | 41.08% | 0.303% | 30.2438 | 0 | 0 | 30.2438 | 0 | 27.5215 | 0.9177 | 29.9896 | 27.5215 | 0.9177 | 29.9896 | 30.5411 | 1.0184 | 29.9896 | 4.933% | 0.10618 | 0.097248 | 5774.1958 | 681.1246 | 2172.7932 | 2920.278 | 5993.7164 | 0 | 0 | 5993.7164 | 0.006348%
2027 | 353 | 353-902F | Tier-2 | Tier-2---11 | 5--3 | 11 | 11 | 194.7859 | 13.28% | 86.55% | 0.1681% | 2.5864 | 0 | 0 | 2.5864 | 0 | 2.3536 | 0.1463 | 16.0875 | 2.3536 | 0.1463 | 16.0875 | 2.6118 | 0.16235 | 16.0875 | 1.328% | 0.098854 | 0.088969 | 1970.4401 | 45.5501 | 1554.0368 | 370.8532 | 2160.3068 | 0 | 0 | 2160.3068 | 0.0005429%
2027 | 353 | 353-904R | Tier-2 | Tier-2---3 | 5--5 | 181 | 147 | 1250.3913 | 94% | 5.586% | 0.417% | 95.455 | 0 | 0 | 95.455 | 0 | 86.8627 | 1.9551 | 44.4288 | 86.8627 | 1.9551 | 44.4288 | 96.3931 | 2.1696 | 44.4288 | 7.634% | 0.12577 | 0.11556 | 9941.809 | 1678.6898 | 757.2282 | 7505.891 | 9994.5635 | 0 | 0 | 9994.5635 | 0.02004%
2027 | 354 | 354-1706R | Tier-2 | Tier-2---1 | 5--5 | 481 | 327 | 2161.9809 | 92.27% | 7.167% | 0.5599% | 135.6218 | 0 | 0 | 135.6218 | 0 | 123.414 | 4.3491 | 28.3769 | 123.414 | 4.3491 | 28.3769 | 136.9547 | 4.8263 | 28.3769 | 6.273% | 0.13939 | 0.12991 | 15510.3907 | 2900.5229 | 1230.7208 | 11379.147 | 15597.8104 | 0 | 0 | 15597.8104 | 0.02847%
2027 | 354 | 354-24AE | Tier-2 | Tier-2---4 | 4--5 | 89 | 75 | 742.9911 | 44.89% | 54.76% | 0.3554% | 28.1037 | 0 | 0 | 28.1037 | 0 | 25.574 | 0.9975 | 25.6381 | 25.574 | 0.9975 | 25.6381 | 28.3799 | 1.1069 | 25.6381 | 3.783% | 0.080555 | 0.073766 | 9223.4472 | 670.0529 | 4646.9314 | 3906.4629 | 9691.248 | 0 | 0 | 9691.248 | 0.005899%
2027 | 355 | 355-41R | Tier-2 | Tier-2---6 | 4--5 | 226 | 129 | 876.3288 | 87.46% | 12.04% | 0.4997% | 43.7464 | 0 | 0 | 43.7464 | 0 | 39.8086 | 1.7157 | 23.2026 | 39.8086 | 1.7157 | 23.2026 | 44.1763 | 1.9039 | 23.2026 | 4.992% | 0.092253 | 0.086987 | 9499.1702 | 1363.9545 | 1082.9983 | 7052.2174 | 9571.2972 | 0 | 0 | 9571.2972 | 0.009182%
2027 | 355 | 355-65R | Tier-2 | Tier-2---21 | 1--2 | 1 | 1 | 0.050195 | 29.86% | 0% | 70.14% | 0.0014987 | 0 | 0 | 0.0014987 | 0 | 0.0013638 | 0.0133 | 0.10254 | 0.0013638 | 0.0133 | 0.10254 | 0.0015134 | 0.014759 | 0.10254 | 2.986% | 7.02e-05 | 6.318e-05 | 715.0259 | 35.8236 | 455.5834 | 223.619 | 770.752 | 0 | 0 | 770.752 | 3.146e-07%
2027 | 355 | 355-6R | Tier-2 | Tier-2---7 | 4--5 | 58 | 35 | 466.648 | 28.63% | 71.11% | 0.2566% | 8.0628 | 0 | 0 | 8.0628 | 0 | 7.3371 | 0.4655 | 15.7617 | 7.3371 | 0.4655 | 15.7617 | 8.1421 | 0.51657 | 15.7617 | 1.728% | 0.074333 | 0.069847 | 6277.8037 | 297.3578 | 4112.2061 | 1868.2398 | 6565.5307 | 0 | 0 | 6565.5307 | 0.001692%
2027 | 356 | 356-16R | Tier-2 | Tier-2---4 | 4--5 | 216 | 119 | 692.7279 | 85.74% | 13.66% | 0.5932% | 32.7229 | 0 | 0 | 32.7229 | 0 | 29.7774 | 1.5827 | 18.8143 | 29.7774 | 1.5827 | 18.8143 | 33.0445 | 1.7563 | 18.8143 | 4.724% | 0.090754 | 0.085754 | 7633.0284 | 1263.3568 | 1174.8968 | 5194.7749 | 7696.4804 | 0 | 0 | 7696.4804 | 0.006869%
2027 | 356 | 356-19R | Tier-3 | Tier-3---8 | 5--5 | 736 | 429 | 2142.9106 | 83.66% | 15.67% | 0.6694% | 104.4964 | 0 | 0 | 104.4964 | 0 | 95.0903 | 5.7057 | 16.6658 | 95.0903 | 5.7057 | 16.6658 | 105.5234 | 6.3317 | 16.6658 | 4.876% | 0.16775 | 0.15798 | 12774.1099 | 1993.4622 | 1945.7185 | 8834.9292 | 12903.3047 | 0 | 0 | 12903.3047 | 0.02193%
2027 | 356 | 356-30AE | Tier-3 | Tier-3---6 | 5--5 | 730 | 400 | 1548.5525 | 73.09% | 26.03% | 0.8808% | 62.0143 | 0 | 0 | 62.0143 | 0 | 56.4322 | 5.32 | 10.6076 | 56.4322 | 5.32 | 10.6076 | 62.6238 | 5.9037 | 10.6076 | 4.005% | 0.14106 | 0.13333 | 10978.0949 | 1533.3184 | 2733.1665 | 6711.61 | 11149.3845 | 0 | 0 | 11149.3845 | 0.01302%
2027 | 357 | 357-1147R | Tier-2 | Tier-2---10 | 5--4 | 40 | 22 | 122.889 | 90.67% | 8.71% | 0.6166% | 6.1285 | 0 | 0 | 6.1285 | 0 | 5.5769 | 0.2926 | 19.0597 | 5.5769 | 0.2926 | 19.0597 | 6.1888 | 0.3247 | 19.0597 | 4.987% | 0.14287 | 0.13501 | 860.1588 | 128.3592 | 73.5961 | 658.2035 | 864.8279 | 0 | 0 | 864.8279 | 0.001286%
2027 | 357 | 357-1299R | Tier-3 | Tier-3---9 | 5--5 | 48 | 44 | 500.7555 | 96.82% | 2.879% | 0.2981% | 44.4444 | 0 | 0 | 44.4444 | 0 | 40.4438 | 0.5852 | 69.1112 | 40.4438 | 0.5852 | 69.1112 | 44.8812 | 0.64941 | 69.1112 | 8.875% | 0.2409 | 0.21882 | 2078.6481 | 381.924 | 60.0907 | 1636.6334 | 2085.3117 | 0 | 0 | 2085.3117 | 0.009329%
2027 | 357 | 357-2047F | Tier-2 | Tier-2---10 | 5--4 | 17 | 10 | 117.0163 | 66.86% | 32.9% | 0.2354% | 4.6023 | 0 | 0 | 4.6023 | 0 | 4.188 | 0.133 | 31.4889 | 4.188 | 0.133 | 31.4889 | 4.6475 | 0.14759 | 31.4889 | 3.933% | 0.14128 | 0.13297 | 828.2369 | 91.3768 | 250.8108 | 486.0494 | 845.391 | 0 | 0 | 845.391 | 0.000966%
2027 | 357 | 357-2049F | Tier-3 | Tier-3---8 | 5--5 | 271 | 141 | 1568.933 | 87.25% | 12.44% | 0.3075% | 71.2213 | 0 | 0 | 71.2213 | 0 | 64.8104 | 1.8753 | 34.56 | 64.8104 | 1.8753 | 34.56 | 71.9213 | 2.0811 | 34.56 | 4.539% | 0.18286 | 0.17335 | 8579.8277 | 1438.1344 | 1001.8193 | 6139.874 | 8639.8774 | 0 | 0 | 8639.8774 | 0.01495%
2027 | 357 | 357-45R | Tier-3 | Tier-3---8 | 5--5 | 363 | 242 | 2182.2622 | 79.98% | 19.64% | 0.3802% | 116.3603 | 0 | 0 | 116.3603 | 0 | 105.8863 | 3.2186 | 32.8983 | 105.8863 | 3.2186 | 32.8983 | 117.5039 | 3.5717 | 32.8983 | 5.332% | 0.18538 | 0.17302 | 11771.8449 | 1935.5654 | 2204.1059 | 7632.1736 | 11940.1702 | 0 | 0 | 11940.1702 | 0.02442%
2027 | 357 | 357-50R | Tier-3 | Tier-3---4 | 5--5 | 383 | 231 | 1441.553 | 79.05% | 20.4% | 0.5522% | 68.7323 | 0 | 0 | 68.7323 | 0 | 62.5454 | 3.0723 | 20.3579 | 62.5454 | 3.0723 | 20.3579 | 69.4078 | 3.4094 | 20.3579 | 4.768% | 0.14913 | 0.14013 | 9666.6259 | 1487.063 | 1867.4945 | 6312.0683 | 9796.5925 | 0 | 0 | 9796.5925 | 0.01443%
2027 | 357 | 357-750R | Tier-2 | Tier-2---2 | 5--5 | 272 | 172 | 1439.7107 | 82.49% | 17.1% | 0.4096% | 75.097 | 0 | 0 | 75.097 | 0 | 68.3373 | 2.2876 | 29.8729 | 68.3373 | 2.2876 | 29.8729 | 75.8351 | 2.5386 | 29.8729 | 5.216% | 0.171 | 0.16019 | 8419.2134 | 1423.2143 | 1353.8833 | 5642.1158 | 8518.7422 | 0 | 0 | 8518.7422 | 0.01576%
2027 | 358 | 358-1175F | Tier-2 | Tier-2---11 | 5--3 | 21 | 9 | 71.8528 | 77.22% | 22.39% | 0.388% | 2.3779 | 0 | 0 | 2.3779 | 0 | 2.1638 | 0.1197 | 18.0772 | 2.1638 | 0.1197 | 18.0772 | 2.4013 | 0.13283 | 18.0772 | 3.309% | 0.14195 | 0.13586 | 506.195 | 64.3327 | 105.8745 | 335.9879 | 511.3585 | 0 | 0 | 511.3585 | 0.0004991%
2027 | 358 | 358-33 | Tier-3 | Tier-3---15 | 5--4 | 14 | 13 | 117.3196 | 96.19% | 3.458% | 0.3548% | 10.4786 | 0 | 0 | 10.4786 | 0 | 9.5354 | 0.1729 | 55.1496 | 9.5354 | 0.1729 | 55.1496 | 10.5816 | 0.19187 | 55.1496 | 8.932% | 0.14298 | 0.1297 | 820.5581 | 159.8188 | 30.1137 | 630.6255 | 823.7608 | 0 | 0 | 823.7608 | 0.002199%
2027 | 358 | 358-682F | Tier-3 | Tier-3---3 | 5--5 | 344 | 227 | 3753.9781 | 86.22% | 13.57% | 0.2039% | 213.5909 | 0 | 0 | 213.5909 | 0 | 194.3648 | 3.0191 | 64.3784 | 194.3648 | 3.0191 | 64.3784 | 215.6901 | 3.3503 | 64.3784 | 5.69% | 0.54241 | 0.50662 | 6920.8673 | 1067.6333 | 861.2358 | 4991.9981 | 6988.2311 | 0 | 0 | 6988.2311 | 0.04483%
2027 | 387 | 387-15 | Tier-3 | Tier-3---16 | 4--5 | 140 | 38 | 365.4778 | 57.25% | 41.73% | 1.017% | 5.6795 | 0 | 0 | 5.6795 | 0 | 5.1682 | 0.5054 | 10.2261 | 5.1682 | 0.5054 | 10.2261 | 5.7353 | 0.56085 | 10.2261 | 1.554% | 0.072601 | 0.070631 | 5034.0466 | 537.3079 | 1996.9235 | 2499.8151 | 5094.0862 | 0 | 0 | 5094.0862 | 0.001192%
2027 | 393 | 393-14R | Tier-2 | Tier-2---10 | 5--4 | 76 | 41 | 777.0926 | 5.544% | 94.24% | 0.2191% | 2.3243 | 0 | 0 | 2.3243 | 0 | 2.1151 | 0.5453 | 3.8787 | 2.1151 | 0.5453 | 3.8787 | 2.3471 | 0.60513 | 3.8787 | 0.2991% | 0.10079 | 0.095355 | 7709.7876 | 115.9827 | 6667.436 | 926.369 | 8125.0529 | 0 | 0 | 8125.0529 | 0.0004879%
2027 | 396 | 396-699R | Tier-2 | Tier-2---5 | 5--5 | 748 | 458 | 888.3486 | 59.21% | 39.34% | 1.447% | 32.2085 | 0 | 0 | 32.2085 | 0 | 29.3093 | 6.0914 | 4.8116 | 29.3093 | 6.0914 | 4.8116 | 32.5251 | 6.7597 | 4.8116 | 3.626% | 0.15664 | 0.14705 | 5671.3841 | 668.179 | 2146.3409 | 2856.8642 | 5822.2553 | 0 | 0 | 5822.2553 | 0.006761%
2027 | 401 | 401-684R | Tier-2 | Tier-2---21 | 4--1 | 2 | 1 | 0.99413 | 40.86% | 56% | 3.142% | 0.02031 | 0 | 0 | 0.02031 | 0 | 0.018482 | 0.0133 | 1.3896 | 0.018482 | 0.0133 | 1.3896 | 0.020509 | 0.014759 | 1.3896 | 2.043% | 0.030395 | 0.028875 | 32.7068 | 3.7784 | 15.3043 | 13.6241 | 33.7249 | 0 | 0 | 33.7249 | 4.263e-06%
2027 | 411 | 411-1873R | Tier-2 | Tier-2---7 | 4--5 | 342 | 193 | 340.3229 | 88.45% | 9.585% | 1.967% | 16.9867 | 0 | 0 | 16.9867 | 0 | 15.4577 | 2.5669 | 6.0219 | 15.4577 | 2.5669 | 6.0219 | 17.1537 | 2.8485 | 6.0219 | 4.991% | 0.04682 | 0.044178 | 7268.7189 | 1142.008 | 975.4979 | 5151.213 | 7318.9391 | 0 | 0 | 7318.9391 | 0.003566%
2027 | 411 | 411-30R | Tier-3 | Tier-3---6 | 5--5 | 856 | 494 | 1028.3805 | 90.72% | 7.641% | 1.643% | 53.8382 | 0 | 0 | 53.8382 | 0 | 48.9921 | 6.5702 | 7.4567 | 48.9921 | 6.5702 | 7.4567 | 54.3674 | 7.2911 | 7.4567 | 5.235% | 0.10309 | 0.097143 | 9975.2889 | 1901.318 | 929.458 | 7144.5129 | 10032.0081 | 0 | 0 | 10032.0081 | 0.0113%
2027 | 411 | 411-47R | Tier-2 | Tier-2---9 | 4--5 | 459 | 47 | 334.7019 | 84.13% | 13.18% | 2.693% | 2.8833 | 0 | 0 | 2.8833 | 0 | 2.6238 | 0.6251 | 4.1974 | 2.6238 | 0.6251 | 4.1974 | 2.9117 | 0.69368 | 4.1974 | 0.8615% | 0.063274 | 0.062626 | 5289.7062 | 845.5012 | 1035.5091 | 3408.6958 | 5298.3911 | 0 | 0 | 5298.3911 | 0.0006052%
2027 | 441 | 441-23R | Tier-3 | Tier-3---11 | 5--4 | 84 | 81 | 647.4088 | 86.44% | 13.14% | 0.4218% | 53.964 | 0 | 0 | 53.964 | 0 | 49.1065 | 1.0773 | 45.5829 | 49.1065 | 1.0773 | 45.5829 | 54.4943 | 1.1955 | 45.5829 | 8.335% | 0.54783 | 0.495 | 1181.7687 | 148.5478 | 135.1005 | 898.1204 | 1198.8691 | 0 | 0 | 1198.8691 | 0.01133%
2027 | 441 | 441-279R | Tier-3 | Tier-3---18 | 5--2 | 49 | 49 | 161.5568 | 69.39% | 29.65% | 0.9602% | 11.2109 | 0 | 0 | 11.2109 | 0 | 10.2018 | 0.6517 | 15.6541 | 10.2018 | 0.6517 | 15.6541 | 11.3211 | 0.7232 | 15.6541 | 6.939% | 0.53527 | 0.48174 | 301.8227 | 28.024 | 73.3421 | 200.4565 | 312.087 | 0 | 0 | 312.087 | 0.002353%
2027 | 441 | 441-27R | Tier-3 | Tier-3---9 | 5--4 | 133 | 119 | 878.0372 | 89.43% | 10.14% | 0.4287% | 70.2571 | 0 | 0 | 70.2571 | 0 | 63.933 | 1.5827 | 40.3949 | 63.933 | 1.5827 | 40.3949 | 70.9476 | 1.7563 | 40.3949 | 8.002% | 0.55752 | 0.50764 | 1574.8947 | 207.3126 | 146.5629 | 1221.0192 | 1591.253 | 0 | 0 | 1591.253 | 0.01475%
2027 | 441 | 441-30R | Tier-3 | Tier-3---9 | 5--4 | 101 | 97 | 950.7549 | 92.15% | 7.507% | 0.3471% | 84.1386 | 0 | 0 | 84.1386 | 0 | 76.5649 | 1.2901 | 59.3481 | 76.5649 | 1.2901 | 59.3481 | 84.9655 | 1.4316 | 59.3481 | 8.85% | 0.55519 | 0.50187 | 1712.4757 | 231.3815 | 120.1168 | 1360.9775 | 1726.7653 | 0 | 0 | 1726.7653 | 0.01766%
2027 | 442 | 442-16R | Tier-3 | Tier-3---14 | 5--3 | 201 | 196 | 453.4046 | 84.5% | 14% | 1.497% | 37.359 | 0 | 0 | 37.359 | 0 | 33.9962 | 2.6068 | 13.0414 | 33.9962 | 2.6068 | 13.0414 | 37.7262 | 2.8928 | 13.0414 | 8.24% | 0.45792 | 0.41327 | 990.1415 | 105.6368 | 130.7729 | 753.7318 | 1006.7254 | 0 | 0 | 1006.7254 | 0.007842%
2027 | 442 | 442-46R | Tier-3 | Tier-3---19 | 5--1 | 3 | 3 | 85.0858 | 0.5117% | 99.4% | 0.08534% | 0.043541 | 0 | 0 | 0.043541 | 0 | 0.039622 | 0.0399 | 0.99302 | 0.039622 | 0.0399 | 0.99302 | 0.043969 | 0.044278 | 0.99302 | 0.05117% | 0.35092 | 0.31583 | 242.465 | 0.40496 | 218.5335 | 23.5266 | 269.2677 | 0 | 0 | 269.2677 | 9.139e-06%
2027 | 442 | 442-509R | Tier-3 | Tier-3---15 | 5--3 | 145 | 89 | 278.3023 | 54.83% | 44.11% | 1.062% | 9.3653 | 0 | 0 | 9.3653 | 0 | 8.5223 | 1.1837 | 7.1997 | 8.5223 | 1.1837 | 7.1997 | 9.4573 | 1.3136 | 7.1997 | 3.365% | 0.36954 | 0.34686 | 753.0994 | 59.1542 | 305.0958 | 388.8494 | 775.3468 | 0 | 0 | 775.3468 | 0.001966%
2027 | 442 | 442-525 | Tier-3 | Tier-3---18 | 5--2 | 144 | 71 | 299.6774 | 27.82% | 71.36% | 0.8189% | 4.1106 | 0 | 0 | 4.1106 | 0 | 3.7405 | 0.9443 | 3.9612 | 3.7405 | 0.9443 | 3.9612 | 4.1509 | 1.0479 | 3.9612 | 1.372% | 0.36155 | 0.34372 | 828.8663 | 34.3592 | 535.1133 | 259.3938 | 859.8946 | 0 | 0 | 859.8946 | 0.0008628%
2027 | 442 | 442-728R | Tier-3 | Tier-3---5 | 5--5 | 763 | 408 | 2907.2477 | 55.16% | 44.36% | 0.4825% | 85.7527 | 0 | 0 | 85.7527 | 0 | 78.0338 | 5.4264 | 14.3804 | 78.0338 | 5.4264 | 14.3804 | 86.5955 | 6.0218 | 14.3804 | 2.95% | 0.35802 | 0.33887 | 8120.3954 | 853.7381 | 3313.1015 | 3953.5558 | 8326.0971 | 0 | 0 | 8326.0971 | 0.018%
2027 | 442 | 442-729 | Tier-3 | Tier-3---15 | 5--3 | 54 | 50 | 182.1056 | 87.18% | 11.88% | 0.9486% | 14.6991 | 0 | 0 | 14.6991 | 0 | 13.376 | 0.665 | 20.1143 | 13.376 | 0.665 | 20.1143 | 14.8436 | 0.73796 | 20.1143 | 8.072% | 0.36059 | 0.3272 | 505.0174 | 48.5793 | 97.3314 | 359.1067 | 511.6264 | 0 | 0 | 511.6264 | 0.003085%
2027 | 442 | 442-758F | Tier-3 | Tier-3---18 | 5--2 | 25 | 25 | 96.5341 | 94% | 5.101% | 0.8948% | 9.0746 | 0 | 0 | 9.0746 | 0 | 8.2578 | 0.3325 | 24.8354 | 8.2578 | 0.3325 | 24.8354 | 9.1638 | 0.36898 | 24.8354 | 9.4% | 0.35119 | 0.31607 | 274.8807 | 37.0629 | 13.3172 | 224.5005 | 276.712 | 0 | 0 | 276.712 | 0.001905%
2027 | 442 | 442-764R | Tier-3 | Tier-3---18 | 5--2 | 74 | 50 | 133.0317 | 69.69% | 29.04% | 1.271% | 6.2638 | 0 | 0 | 6.2638 | 0 | 5.6999 | 0.665 | 8.5713 | 5.6999 | 0.665 | 8.5713 | 6.3253 | 0.73796 | 8.5713 | 4.708% | 0.35448 | 0.33053 | 375.2846 | 31.8241 | 102.8444 | 240.6162 | 383.5286 | 0 | 0 | 383.5286 | 0.001315%
2027 | 442 | 442-780 | Tier-3 | Tier-3---19 | 5--1 | 73 | 26 | 89.5952 | 24.38% | 74.86% | 0.754% | 0.77803 | 0 | 0 | 0.77803 | 0 | 0.708 | 0.3458 | 2.0474 | 0.708 | 0.3458 | 2.0474 | 0.78568 | 0.38374 | 2.0474 | 0.8684% | 0.34601 | 0.33368 | 258.9415 | 9.1784 | 175.8129 | 73.9502 | 266.1731 | 0 | 0 | 266.1731 | 0.0001633%
2027 | 444 | 444-15R | Tier-2 | Tier-2---13 | 5--3 | 122 | 84 | 151.5646 | 92.72% | 4.981% | 2.303% | 9.6755 | 0 | 0 | 9.6755 | 0 | 8.8046 | 1.1172 | 7.8809 | 8.8046 | 1.1172 | 7.8809 | 9.7706 | 1.2398 | 7.8809 | 6.384% | 0.14886 | 0.13861 | 1018.1622 | 115.1146 | 67.1446 | 835.903 | 1023.6459 | 0 | 0 | 1023.6459 | 0.002031%
2027 | 444 | 444-43R | Tier-2 | Tier-2---5 | 5--5 | 403 | 354 | 962.2981 | 91.92% | 6.922% | 1.16% | 77.6984 | 0 | 0 | 77.6984 | 0 | 70.7045 | 4.7082 | 15.0173 | 70.7045 | 4.7082 | 15.0173 | 78.462 | 5.2248 | 15.0173 | 8.074% | 0.2124 | 0.19375 | 4530.5338 | 537.4714 | 429.3017 | 3563.7607 | 4565.7917 | 0 | 0 | 4565.7917 | 0.01631%
2027 | 444 | 444-9R | Tier-2 | Tier-2---11 | 5--3 | 465 | 363 | 323.6995 | 49.46% | 48.19% | 2.343% | 12.4991 | 0 | 0 | 12.4991 | 0 | 11.3741 | 4.8279 | 2.3559 | 11.3741 | 4.8279 | 2.3559 | 12.622 | 5.3576 | 2.3559 | 3.861% | 0.1488 | 0.13718 | 2175.4322 | 138.2481 | 1034.3801 | 1002.804 | 2268.5224 | 0 | 0 | 2268.5224 | 0.002624%
2027 | 445 | 445-1311R | Tier-3 | Tier-3---5 | 5--5 | 337 | 275 | 2047.0117 | 76.8% | 22.84% | 0.359% | 128.287 | 0 | 0 | 128.287 | 0 | 116.7394 | 3.6575 | 31.9178 | 116.7394 | 3.6575 | 31.9178 | 129.5478 | 4.0588 | 31.9178 | 6.267% | 0.53792 | 0.49403 | 3805.4061 | 462.3517 | 801.0027 | 2542.0517 | 3883.8515 | 0 | 0 | 3883.8515 | 0.02693%
2027 | 445 | 445-1315 | Tier-2 | Tier-2---19 | 1--5 | 4 | 1 | 6.5606 | 98.41% | 0% | 1.592% | 0.16141 | 0 | 0 | 0.16141 | 0 | 0.14688 | 0.0133 | 11.0433 | 0.14688 | 0.0133 | 11.0433 | 0.16299 | 0.014759 | 11.0433 | 2.46% | 0.000636 | 0.0006201 | 10315.4535 | 1284.5564 | 1202.7808 | 7828.1163 | 10319.6635 | 0 | 0 | 10319.6635 | 3.388e-05%
2027 | 445 | 445-1323 | Tier-2 | Tier-2---18 | 3--3 | 8 | 8 | 14.3521 | 96.05% | 2.807% | 1.141% | 1.3785 | 0 | 0 | 1.3785 | 0 | 1.2545 | 0.1064 | 11.79 | 1.2545 | 0.1064 | 11.79 | 1.3921 | 0.11807 | 11.79 | 9.605% | 0.025445 | 0.0229 | 564.05 | 80.2453 | 20.4246 | 463.3801 | 566.5245 | 0 | 0 | 566.5245 | 0.0002894%
2027 | 445 | 445-1325F | Tier-2 | Tier-2---2 | 5--4 | 220 | 197 | 1447.5424 | 80.92% | 18.64% | 0.4376% | 104.8933 | 0 | 0 | 104.8933 | 0 | 95.4514 | 2.6201 | 36.4305 | 95.4514 | 2.6201 | 36.4305 | 105.9241 | 2.9076 | 36.4305 | 7.246% | 0.57356 | 0.5222 | 2523.7784 | 315.2588 | 429.2208 | 1779.2988 | 2571.131 | 0 | 0 | 2571.131 | 0.02202%
2027 | 445 | 445-17R | Tier-2 | Tier-2---8 | 5--3 | 97 | 73 | 440.7591 | 59.87% | 39.69% | 0.4369% | 19.8597 | 0 | 0 | 19.8597 | 0 | 18.072 | 0.9709 | 18.6137 | 18.072 | 0.9709 | 18.6137 | 20.0549 | 1.0774 | 18.6137 | 4.506% | 0.53426 | 0.49406 | 824.9822 | 74.1046 | 294.4492 | 456.4284 | 851.924 | 0 | 0 | 851.924 | 0.004169%
2027 | 445 | 445-18R | Tier-2 | Tier-2---2 | 5--5 | 526 | 439 | 2423.1968 | 81.52% | 17.92% | 0.5628% | 164.8657 | 0 | 0 | 164.8657 | 0 | 150.0255 | 5.8387 | 25.695 | 150.0255 | 5.8387 | 25.695 | 166.486 | 6.4793 | 25.695 | 6.804% | 0.6048 | 0.55432 | 4006.6402 | 487.3751 | 662.1707 | 2857.0944 | 4074.0644 | 0 | 0 | 4074.0644 | 0.03461%
2027 | 445 | 445-19R | Tier-2 | Tier-2---8 | 5--3 | 238 | 220 | 654.5269 | 59.7% | 39.33% | 0.9775% | 36.1174 | 0 | 0 | 36.1174 | 0 | 32.8663 | 2.926 | 11.2325 | 32.8663 | 2.926 | 11.2325 | 36.4723 | 3.247 | 11.2325 | 5.518% | 0.56527 | 0.51302 | 1157.9013 | 92.6902 | 418.9958 | 646.2153 | 1205.4339 | 0 | 0 | 1205.4339 | 0.007581%
2027 | 445 | 445-39R | Tier-2 | Tier-2---5 | 5--4 | 246 | 197 | 1104.2716 | 59.42% | 40.16% | 0.4235% | 52.5468 | 0 | 0 | 52.5468 | 0 | 47.8168 | 2.6201 | 18.25 | 47.8168 | 2.6201 | 18.25 | 53.0632 | 2.9076 | 18.25 | 4.758% | 0.48997 | 0.45073 | 2253.7709 | 194.1003 | 866.8973 | 1192.7734 | 2333.3858 | 0 | 0 | 2333.3858 | 0.01103%
2027 | 445 | 445-894R | Tier-2 | Tier-2---5 | 5--4 | 587 | 511 | 1498.1966 | 65.73% | 33.21% | 1.065% | 85.7236 | 0 | 0 | 85.7236 | 0 | 78.0073 | 6.7963 | 11.4779 | 78.0073 | 6.7963 | 11.4779 | 86.5661 | 7.542 | 11.4779 | 5.722% | 0.63526 | 0.57996 | 2358.411 | 194.1011 | 729.7847 | 1434.5253 | 2435.4835 | 0 | 0 | 2435.4835 | 0.01799%
2027 | 445 | 445-897R | Tier-2 | Tier-2---10 | 5--3 | 25 | 22 | 278.2745 | 86.91% | 12.87% | 0.2201% | 21.283 | 0 | 0 | 21.283 | 0 | 19.3673 | 0.2926 | 66.1903 | 19.3673 | 0.2926 | 66.1903 | 21.4922 | 0.3247 | 66.1903 | 7.648% | 0.75637 | 0.68981 | 367.9091 | 46.7882 | 51.285 | 269.8359 | 372.5555 | 0 | 0 | 372.5555 | 0.004467%
2027 | 448 | 448-1196F | Tier-3 | Tier-3---20 | 1--5 | 4 | 4 | 3.2929 | 97.08% | 0% | 2.921% | 0.31967 | 0 | 0 | 0.31967 | 0 | 0.2909 | 0.0532 | 5.468 | 0.2909 | 0.0532 | 5.468 | 0.32281 | 0.059037 | 5.468 | 9.708% | 0.0002432 | 0.00021888 | 13539.8119 | 1865.7131 | 568.8043 | 11105.2945 | 13583.7512 | 0 | 0 | 13583.7512 | 6.71e-05%
2027 | 448 | 448-1234R | Tier-3 | Tier-3---15 | 5--3 | 51 | 45 | 246.005 | 87.44% | 11.91% | 0.6491% | 18.9798 | 0 | 0 | 18.9798 | 0 | 17.2713 | 0.5985 | 28.8577 | 17.2713 | 0.5985 | 28.8577 | 19.1663 | 0.66417 | 28.8577 | 7.715% | 0.62101 | 0.56621 | 396.1396 | 50.2628 | 45.6467 | 300.2301 | 400.955 | 0 | 0 | 400.955 | 0.003984%
2027 | 448 | 448-47R | Tier-3 | Tier-3---14 | 5--3 | 184 | 154 | 687.0853 | 69.92% | 29.31% | 0.7656% | 40.2099 | 0 | 0 | 40.2099 | 0 | 36.5905 | 2.0482 | 17.8647 | 36.5905 | 2.0482 | 17.8647 | 40.6051 | 2.2729 | 17.8647 | 5.852% | 0.62882 | 0.57619 | 1092.6575 | 111.5426 | 295.153 | 685.9619 | 1122.6756 | 0 | 0 | 1122.6756 | 0.00844%
2027 | 448 | 448-714R | Tier-3 | Tier-3---14 | 5--3 | 314 | 213 | 1225.9869 | 25.1% | 74.31% | 0.5831% | 20.876 | 0 | 0 | 20.876 | 0 | 18.9969 | 2.8329 | 6.7058 | 18.9969 | 2.8329 | 6.7058 | 21.0812 | 3.1437 | 6.7058 | 1.703% | 0.46343 | 0.43199 | 2645.4709 | 92.606 | 1775.6477 | 777.2172 | 2789.6588 | 0 | 0 | 2789.6588 | 0.004382%
2027 | 448 | 448-724R | Tier-3 | Tier-3---18 | 5--2 | 202 | 151 | 255.0047 | 52.43% | 45.5% | 2.066% | 9.9949 | 0 | 0 | 9.9949 | 0 | 9.0952 | 2.0083 | 4.5288 | 9.0952 | 2.0083 | 4.5288 | 10.0931 | 2.2286 | 4.5288 | 3.919% | 0.55035 | 0.50921 | 463.3505 | 25.9997 | 195.8184 | 241.5324 | 481.1572 | 0 | 0 | 481.1572 | 0.002098%
2027 | 448 | 448-735R | Tier-3 | Tier-3---18 | 5--2 | 170 | 140 | 276.9497 | 53.49% | 44.76% | 1.748% | 12.1994 | 0 | 0 | 12.1994 | 0 | 11.1013 | 1.862 | 5.962 | 11.1013 | 1.862 | 5.962 | 12.3193 | 2.0663 | 5.962 | 4.405% | 0.54202 | 0.49738 | 510.9626 | 35.205 | 210.0136 | 265.744 | 532.2909 | 0 | 0 | 532.2909 | 0.002561%
2027 | 448 | 448-744R | Tier-3 | Tier-3---7 | 5--5 | 717 | 493 | 2370.1609 | 68.76% | 30.51% | 0.7221% | 112.0634 | 0 | 0 | 112.0634 | 0 | 101.9762 | 6.5569 | 15.5525 | 101.9762 | 6.5569 | 15.5525 | 113.1647 | 7.2763 | 15.5525 | 4.728% | 0.49442 | 0.46042 | 4793.8402 | 492.7082 | 1356.6651 | 2944.4669 | 4904.4035 | 0 | 0 | 4904.4035 | 0.02352%
2027 | 448 | 448-9R | Tier-3 | Tier-3---9 | 5--4 | 413 | 303 | 1381.6742 | 73.74% | 25.5% | 0.7592% | 74.7483 | 0 | 0 | 74.7483 | 0 | 68.0199 | 4.0299 | 16.8788 | 68.0199 | 4.0299 | 16.8788 | 75.4829 | 4.472 | 16.8788 | 5.41% | 0.54394 | 0.50403 | 2540.1235 | 273.4783 | 621.4078 | 1645.2374 | 2592.9357 | 0 | 0 | 2592.9357 | 0.01569%
2027 | 449 | 449-13R | Tier-3 | Tier-3---7 | 5--5 | 557 | 418 | 1663.2464 | 62.39% | 36.97% | 0.6428% | 77.8752 | 0 | 0 | 77.8752 | 0 | 70.8654 | 5.5594 | 12.747 | 70.8654 | 5.5594 | 12.747 | 78.6406 | 6.1694 | 12.747 | 4.682% | 0.28234 | 0.26115 | 5890.9135 | 610.6402 | 2022.1047 | 3258.1686 | 6070.6662 | 0 | 0 | 6070.6662 | 0.01635%
2027 | 449 | 449-16R | Tier-3 | Tier-3---15 | 5--4 | 72 | 55 | 266.6482 | 83.41% | 16.04% | 0.5501% | 16.9888 | 0 | 0 | 16.9888 | 0 | 15.4596 | 0.7315 | 21.1341 | 15.4596 | 0.7315 | 21.1341 | 17.1558 | 0.81176 | 21.1341 | 6.371% | 0.23738 | 0.21925 | 1123.2928 | 151.839 | 170.3603 | 801.0935 | 1138.7099 | 0 | 0 | 1138.7099 | 0.003566%
2027 | 449 | 449-683 | Tier-3 | Tier-3---18 | 5--3 | 26 | 26 | 130.3299 | 84.46% | 14.85% | 0.6893% | 11.0082 | 0 | 0 | 11.0082 | 0 | 10.0173 | 0.3458 | 28.9686 | 10.0173 | 0.3458 | 28.9686 | 11.1164 | 0.38374 | 28.9686 | 8.446% | 0.34581 | 0.31123 | 376.8856 | 45.4714 | 46.4516 | 284.9627 | 383.3914 | 0 | 0 | 383.3914 | 0.002311%
2027 | 449 | 449-693R | Tier-3 | Tier-3---9 | 5--5 | 165 | 130 | 869.7515 | 92.74% | 6.815% | 0.4405% | 63.5538 | 0 | 0 | 63.5538 | 0 | 57.8331 | 1.729 | 33.4489 | 57.8331 | 1.729 | 33.4489 | 64.1784 | 1.9187 | 33.4489 | 7.307% | 0.26107 | 0.2405 | 3331.4725 | 480.9166 | 218.7859 | 2631.7699 | 3352.146 | 0 | 0 | 3352.146 | 0.01334%
2027 | 449 | 449-6R | Tier-3 | Tier-3---14 | 5--4 | 161 | 123 | 487.7509 | 79.3% | 20.07% | 0.6273% | 29.5504 | 0 | 0 | 29.5504 | 0 | 26.8904 | 1.6359 | 16.4377 | 26.8904 | 1.6359 | 16.4377 | 29.8408 | 1.8154 | 16.4377 | 6.058% | 0.24779 | 0.22886 | 1968.4202 | 236.5464 | 397.0448 | 1334.829 | 2002.1207 | 0 | 0 | 2002.1207 | 0.006203%
2027 | 450 | 450-1850 | Tier-2 | Tier-2---13 | 4--3 | 18 | 15 | 42.3233 | 80.24% | 18.63% | 1.138% | 2.8299 | 0 | 0 | 2.8299 | 0 | 2.5752 | 0.1995 | 12.9081 | 2.5752 | 0.1995 | 12.9081 | 2.8577 | 0.22139 | 12.9081 | 6.686% | 0.073712 | 0.06757 | 574.1677 | 75.9334 | 104.2813 | 393.953 | 584.4836 | 0 | 0 | 584.4836 | 0.000594%
2027 | 450 | 450-1851F | Tier-2 | Tier-2---3 | 5--5 | 209 | 126 | 915.4961 | 93.2% | 6.334% | 0.4614% | 51.4419 | 0 | 0 | 51.4419 | 0 | 46.8114 | 1.6758 | 27.9338 | 46.8114 | 1.6758 | 27.9338 | 51.9474 | 1.8597 | 27.9338 | 5.619% | 0.099477 | 0.09348 | 9203.0933 | 2582.2914 | 565.9601 | 6054.8418 | 9243.2166 | 0 | 0 | 9243.2166 | 0.0108%
2027 | 450 | 450-1853F | Tier-2 | Tier-2---10 | 4--4 | 44 | 22 | 133.4424 | 58.04% | 41.41% | 0.5447% | 3.8726 | 0 | 0 | 3.8726 | 0 | 3.5241 | 0.2926 | 12.0439 | 3.5241 | 0.2926 | 12.0439 | 3.9107 | 0.3247 | 12.0439 | 2.902% | 0.075291 | 0.071527 | 1772.351 | 169.5911 | 681.6123 | 921.1476 | 1811.49 | 0 | 0 | 1811.49 | 0.0008129%
2027 | 450 | 450-1854 | Tier-2 | Tier-2---9 | 4--4 | 70 | 41 | 167.8113 | 68.69% | 30.5% | 0.8174% | 6.7513 | 0 | 0 | 6.7513 | 0 | 6.1436 | 0.5453 | 11.2664 | 6.1436 | 0.5453 | 11.2664 | 6.8176 | 0.60513 | 11.2664 | 4.023% | 0.079085 | 0.074453 | 2121.91 | 277.0369 | 611.709 | 1233.1641 | 2163.2474 | 0 | 0 | 2163.2474 | 0.001417%
2027 | 450 | 450-50R | Tier-2 | Tier-2---11 | 4--4 | 18 | 5 | 377.7999 | 6.265% | 93.65% | 0.08234% | 0.65744 | 0 | 0 | 0.65744 | 0 | 0.59826 | 0.0665 | 8.9964 | 0.59826 | 0.0665 | 8.9964 | 0.6639 | 0.073796 | 8.9964 | 0.174% | 0.071801 | 0.069806 | 5261.778 | 61.1615 | 4507.3206 | 693.2959 | 5402.6965 | 0 | 0 | 5402.6965 | 0.000138%
2027 | 452 | 452-1403 | Tier-2 | Tier-2---15 | 1--5 | 5 | 5 | 16.9711 | 99.17% | 0% | 0.8269% | 1.6831 | 0 | 0 | 1.6831 | 0 | 1.5316 | 0.0665 | 23.0313 | 1.5316 | 0.0665 | 23.0313 | 1.6996 | 0.073796 | 23.0313 | 9.917% | 0.0007938 | 0.00071442 | 21379.6258 | 3471.6579 | 162.5094 | 17745.4585 | 21399.2694 | 0 | 0 | 21399.2694 | 0.0003533%
2027 | 452 | 452-1404F | Tier-2 | Tier-2---12 | 1--5 | 20 | 19 | 78.1615 | 99.25% | 0% | 0.7504% | 7.3696 | 0 | 0 | 7.3696 | 0 | 6.7063 | 0.2527 | 26.5384 | 6.7063 | 0.2527 | 26.5384 | 7.442 | 0.28043 | 26.5384 | 9.429% | 0.0036434 | 0.0032973 | 21452.8882 | 5121.8123 | 152.3056 | 16178.7703 | 21469.7866 | 0 | 0 | 21469.7866 | 0.001547%
2027 | 452 | 452-1405 | Tier-2 | Tier-2---15 | 1--5 | 12 | 10 | 24.9262 | 98.86% | 0% | 1.141% | 2.0535 | 0 | 0 | 2.0535 | 0 | 1.8686 | 0.133 | 14.0499 | 1.8686 | 0.133 | 14.0499 | 2.0737 | 0.14759 | 14.0499 | 8.238% | 0.001513 | 0.0013869 | 16474.6859 | 3100.6815 | 174.1987 | 13199.8057 | 16491.7768 | 0 | 0 | 16491.7768 | 0.000431%
2027 | 452 | 452-38AE | Tier-2 | Tier-2---4 | 2--5 | 71 | 58 | 306.0513 | 99.41% | 0% | 0.595% | 24.8526 | 0 | 0 | 24.8526 | 0 | 22.6155 | 0.7714 | 29.3175 | 22.6155 | 0.7714 | 29.3175 | 25.0969 | 0.85604 | 29.3175 | 8.12% | 0.011395 | 0.010464 | 26857.9154 | 5689.4503 | 153.4079 | 21015.0572 | 26872.1309 | 0 | 0 | 26872.1309 | 0.005217%
2027 | 454 | 454-1814 | Tier-2 | Tier-2---20 | 4--2 | 3 | 3 | 7.1232 | 85.18% | 13.84% | 0.9794% | 0.60672 | 0 | 0 | 0.60672 | 0 | 0.55211 | 0.0399 | 13.8374 | 0.55211 | 0.0399 | 13.8374 | 0.61269 | 0.044278 | 13.8374 | 8.518% | 0.072066 | 0.064859 | 98.8421 | 13.8906 | 13.4536 | 71.498 | 100.4701 | 0 | 0 | 100.4701 | 0.0001274%
2027 | 454 | 454-48F | Tier-2 | Tier-2---4 | 4--5 | 53 | 41 | 395.265 | 97.43% | 2.166% | 0.3994% | 29.7925 | 0 | 0 | 29.7925 | 0 | 27.1108 | 0.5453 | 49.7172 | 27.1108 | 0.5453 | 49.7172 | 30.0853 | 0.60513 | 49.7172 | 7.537% | 0.085487 | 0.078874 | 4623.6959 | 1485.502 | 103.1361 | 3035.0579 | 4633.6431 | 0 | 0 | 4633.6431 | 0.006253%
2027 | 454 | 454-49F | Tier-2 | Tier-2---13 | 4--3 | 52 | 1 | 107.3713 | 36.14% | 62.92% | 0.9466% | 0.07462 | 0 | 0 | 0.07462 | 0 | 0.067903 | 0.0133 | 5.1055 | 0.067903 | 0.0133 | 5.1055 | 0.075353 | 0.014759 | 5.1055 | 0.0695% | 0.077203 | 0.077055 | 1390.7624 | 149.1136 | 807.2692 | 434.3795 | 1392.4737 | 0 | 0 | 1392.4737 | 1.566e-05%
2027 | 463 | 463-1136F | Tier-2 | Tier-2---18 | 4--2 | 11 | 10 | 16.8212 | 86.42% | 11.45% | 2.121% | 1.3216 | 0 | 0 | 1.3216 | 0 | 1.2026 | 0.133 | 9.0424 | 1.2026 | 0.133 | 9.0424 | 1.3346 | 0.14759 | 9.0424 | 7.857% | 0.060434 | 0.05494 | 278.3405 | 39.3529 | 30.6582 | 208.3293 | 282.1191 | 0 | 0 | 282.1191 | 0.0002774%
2027 | 463 | 463-1229 | Tier-2 | Tier-2---9 | 5--4 | 231 | 198 | 220.9596 | 94% | 3.511% | 2.487% | 17.8035 | 0 | 0 | 17.8035 | 0 | 16.201 | 2.6334 | 6.1521 | 16.201 | 2.6334 | 6.1521 | 17.9785 | 2.9223 | 6.1521 | 8.057% | 0.096723 | 0.088432 | 2284.4628 | 504.7537 | 115.6932 | 1664.0158 | 2297.3074 | 0 | 0 | 2297.3074 | 0.003737%
2027 | 470 | 470-40AE | Tier-2 | Tier-2---4 | 4--5 | 142 | 125 | 675.3424 | 87.26% | 12.19% | 0.553% | 51.8739 | 0 | 0 | 51.8739 | 0 | 47.2046 | 1.6625 | 28.3937 | 47.2046 | 1.6625 | 28.3937 | 52.3837 | 1.8449 | 28.3937 | 7.681% | 0.091034 | 0.08302 | 7418.573 | 1155.6027 | 850.5498 | 5412.4205 | 7509.8185 | 0 | 0 | 7509.8185 | 0.01089%
2027 | 470 | 470-47R | Tier-3 | Tier-3---2 | 5--5 | 534 | 475 | 2012.6027 | 94.87% | 4.37% | 0.7559% | 169.8475 | 0 | 0 | 169.8475 | 0 | 154.5589 | 6.3175 | 24.4652 | 154.5589 | 6.3175 | 24.4652 | 171.5167 | 7.0106 | 24.4652 | 8.439% | 0.16225 | 0.14782 | 12404.0406 | 2097.9829 | 564.7309 | 9741.3268 | 12466.1167 | 0 | 0 | 12466.1167 | 0.03565%
2027 | 471 | 471-36F | Tier-2 | Tier-2---4 | 4--5 | 128 | 21 | 570.7201 | 63.27% | 36.3% | 0.4365% | 5.9239 | 0 | 0 | 5.9239 | 0 | 5.3907 | 0.2793 | 19.3007 | 5.3907 | 0.2793 | 19.3007 | 5.9821 | 0.30994 | 19.3007 | 1.038% | 0.093079 | 0.091552 | 6131.5794 | 664.7661 | 2054.2802 | 3412.5332 | 6169.1478 | 0 | 0 | 6169.1478 | 0.001243%
2027 | 500 | 500-1531 | Tier-2 | Tier-2---10 | 4--4 | 20 | 16 | 642.8265 | 4.579% | 95.33% | 0.095% | 2.3548 | 0 | 0 | 2.3548 | 0 | 2.1429 | 0.2128 | 10.0699 | 2.1429 | 0.2128 | 10.0699 | 2.378 | 0.23615 | 10.0699 | 0.3663% | 0.071178 | 0.065484 | 9031.2778 | 80.4341 | 7853.8811 | 1096.9626 | 9780.6456 | 0 | 0 | 9780.6456 | 0.0004943%
2027 | 501 | 501-786 | Tier-2 | Tier-2---14 | 2--5 | 23 | 22 | 41.2155 | 98.22% | 0% | 1.777% | 3.8723 | 0 | 0 | 3.8723 | 0 | 3.5237 | 0.2926 | 12.0428 | 3.5237 | 0.2926 | 12.0428 | 3.9103 | 0.3247 | 12.0428 | 9.395% | 0.0050324 | 0.004551 | 8190.019 | 1322.239 | 139.0981 | 6728.6818 | 8205.4136 | 0 | 0 | 8205.4136 | 0.0008128%
2027 | 504 | 504-2501R | Tier-2 | Tier-2---9 | 3--5 | 154 | 23 | 152.2062 | 97.69% | 0% | 2.311% | 2.2207 | 0 | 0 | 2.2207 | 0 | 2.0208 | 0.3059 | 6.606 | 2.0208 | 0.3059 | 6.606 | 2.2425 | 0.33946 | 6.606 | 1.459% | 0.021593 | 0.02127 | 7048.9974 | 1058.3908 | 620.2842 | 5370.3225 | 7051.4676 | 0 | 0 | 7051.4676 | 0.0004661%
2027 | 520 | 520-1045R | Tier-2 | Tier-2---5 | 5--4 | 180 | 156 | 596.734 | 87.03% | 12.08% | 0.8955% | 45.0085 | 0 | 0 | 45.0085 | 0 | 40.9571 | 2.0748 | 19.7403 | 40.9571 | 2.0748 | 19.7403 | 45.4509 | 2.3024 | 19.7403 | 7.542% | 0.26824 | 0.24499 | 2224.662 | 286.7109 | 250.5356 | 1687.4154 | 2252.0446 | 0 | 0 | 2252.0446 | 0.009447%
2027 | 520 | 520-10R | Tier-2 | Tier-2---7 | 4--5 | 155 | 112 | 296.4545 | 90.13% | 8.578% | 1.296% | 19.3061 | 0 | 0 | 19.3061 | 0 | 17.5683 | 1.4896 | 11.794 | 17.5683 | 1.4896 | 11.794 | 19.4959 | 1.653 | 11.794 | 6.512% | 0.046043 | 0.042716 | 6438.5886 | 1240.5174 | 702.7495 | 4495.3216 | 6488.1032 | 0 | 0 | 6488.1032 | 0.004052%
2027 | 520 | 520-1489R | Tier-2 | Tier-2---8 | 5--5 | 408 | 329 | 662.1633 | 87.36% | 10.91% | 1.733% | 46.6457 | 0 | 0 | 46.6457 | 0 | 42.4469 | 4.3757 | 9.7006 | 42.4469 | 4.3757 | 9.7006 | 47.1041 | 4.8558 | 9.7006 | 7.044% | 0.13822 | 0.12707 | 4790.7448 | 574.961 | 546.3603 | 3669.4236 | 4843.8595 | 0 | 0 | 4843.8595 | 0.009791%
2027 | 520 | 520-1509R | Tier-2 | Tier-2---5 | 5--4 | 401 | 276 | 868.9578 | 72.04% | 26.87% | 1.095% | 43.0832 | 0 | 0 | 43.0832 | 0 | 39.2051 | 3.6708 | 10.6803 | 39.2051 | 3.6708 | 10.6803 | 43.5066 | 4.0735 | 10.6803 | 4.958% | 0.28561 | 0.26595 | 3042.4946 | 331.9166 | 761.5633 | 1949.0147 | 3105.3839 | 0 | 0 | 3105.3839 | 0.009043%
2027 | 520 | 520-1525R | Tier-2 | Tier-2---8 | 5--5 | 145 | 129 | 360.0635 | 92.4% | 6.369% | 1.229% | 29.5995 | 0 | 0 | 29.5995 | 0 | 26.9351 | 1.7157 | 15.6992 | 26.9351 | 1.7157 | 15.6992 | 29.8904 | 1.9039 | 15.6992 | 8.221% | 0.099044 | 0.090232 | 3635.4035 | 686.7062 | 313.6705 | 2635.0268 | 3662.3754 | 0 | 0 | 3662.3754 | 0.006213%
2027 | 520 | 520-1527R | Tier-3 | Tier-3---7 | 5--5 | 249 | 205 | 1151.6571 | 81.16% | 18.23% | 0.6117% | 76.948 | 0 | 0 | 76.948 | 0 | 70.0216 | 2.7265 | 25.6819 | 70.0216 | 2.7265 | 25.6819 | 77.7043 | 3.0256 | 25.6819 | 6.682% | 0.27105 | 0.24873 | 4248.9299 | 642.1047 | 732.0594 | 2874.7658 | 4320.7629 | 0 | 0 | 4320.7629 | 0.01615%
2027 | 520 | 520-1902R | Tier-2 | Tier-2---9 | 4--4 | 408 | 201 | 295.4783 | 43.89% | 53.74% | 2.376% | 6.3886 | 0 | 0 | 6.3886 | 0 | 5.8135 | 2.6733 | 2.1747 | 5.8135 | 2.6733 | 2.1747 | 6.4514 | 2.9666 | 2.1747 | 2.162% | 0.058932 | 0.056029 | 5013.9026 | 463.7784 | 2584.0113 | 1966.1129 | 5159.6863 | 0 | 0 | 5159.6863 | 0.001341%
2027 | 520 | 520-1904 | Tier-3 | Tier-3---13 | 4--5 | 276 | 149 | 381.2363 | 81.21% | 17.45% | 1.344% | 16.7134 | 0 | 0 | 16.7134 | 0 | 15.209 | 1.9817 | 7.6747 | 15.209 | 1.9817 | 7.6747 | 16.8777 | 2.1991 | 7.6747 | 4.384% | 0.05278 | 0.04993 | 7223.1755 | 1024.2251 | 1263.1331 | 4935.8173 | 7300.6395 | 0 | 0 | 7300.6395 | 0.003508%
2027 | 520 | 520-1936 | Tier-3 | Tier-3---20 | 1--5 | 4 | 3 | 9.5502 | 98.52% | 0% | 1.483% | 0.70565 | 0 | 0 | 0.70565 | 0 | 0.64213 | 0.0399 | 16.0935 | 0.64213 | 0.0399 | 16.0935 | 0.71258 | 0.044278 | 16.0935 | 7.389% | 0.0006668 | 0.00061679 | 14322.462 | 2227.417 | 192.8863 | 11902.1586 | 14339.6788 | 0 | 0 | 14339.6788 | 0.0001481%
2027 | 520 | 520-22R | Tier-2 | Tier-2---14 | 4--4 | 113 | 54 | 116.9083 | 45.37% | 53.02% | 1.617% | 2.5346 | 0 | 0 | 2.5346 | 0 | 2.3064 | 0.7182 | 3.2114 | 2.3064 | 0.7182 | 3.2114 | 2.5595 | 0.797 | 3.2114 | 2.168% | 0.036011 | 0.03429 | 3246.4956 | 310.4275 | 1853.8749 | 1082.1932 | 3335.5072 | 0 | 0 | 3335.5072 | 0.000532%
2027 | 520 | 520-35R | Tier-3 | Tier-3---9 | 5--5 | 306 | 275 | 985.3264 | 82.6% | 16.44% | 0.9544% | 73.1471 | 0 | 0 | 73.1471 | 0 | 66.5629 | 3.6575 | 18.199 | 66.5629 | 3.6575 | 18.199 | 73.866 | 4.0588 | 18.199 | 7.424% | 0.28544 | 0.25979 | 3451.9467 | 462.7417 | 537.5528 | 2451.6522 | 3511.2391 | 0 | 0 | 3511.2391 | 0.01535%
2027 | 520 | 520-45 | Tier-2 | Tier-2---8 | 5--5 | 219 | 176 | 455.0819 | 89.33% | 9.369% | 1.306% | 32.669 | 0 | 0 | 32.669 | 0 | 29.7283 | 2.3408 | 12.7001 | 29.7283 | 2.3408 | 12.7001 | 32.99 | 2.5976 | 12.7001 | 7.179% | 0.10446 | 0.096067 | 4356.4514 | 530.4104 | 403.5927 | 3422.4483 | 4397.0881 | 0 | 0 | 4397.0881 | 0.006857%
2027 | 521 | 521-14R | Tier-3 | Tier-3---5 | 5--5 | 315 | 264 | 1719.0003 | 78.65% | 20.86% | 0.4907% | 113.3063 | 0 | 0 | 113.3063 | 0 | 103.1072 | 3.5112 | 29.3652 | 103.1072 | 3.5112 | 29.3652 | 114.4198 | 3.8964 | 29.3652 | 6.591% | 0.27097 | 0.24826 | 6343.9843 | 812.9811 | 1238.2176 | 4292.7856 | 6467.8981 | 0 | 0 | 6467.8981 | 0.02378%
2027 | 521 | 521-1819R | Tier-2 | Tier-2---9 | 4--5 | 199 | 136 | 223.8855 | 62.17% | 36.25% | 1.574% | 9.5128 | 0 | 0 | 9.5128 | 0 | 8.6565 | 1.8088 | 4.7858 | 8.6565 | 1.8088 | 4.7858 | 9.6063 | 2.0073 | 4.7858 | 4.249% | 0.043667 | 0.040683 | 5127.1322 | 737.124 | 1856.4943 | 2533.514 | 5269.4033 | 0 | 0 | 5269.4033 | 0.001997%
2027 | 521 | 521-1856R | Tier-3 | Tier-3---6 | 5--5 | 335 | 276 | 1212.5663 | 84.9% | 14.39% | 0.7143% | 84.816 | 0 | 0 | 84.816 | 0 | 77.1814 | 3.6708 | 21.0258 | 77.1814 | 3.6708 | 21.0258 | 85.6495 | 4.0735 | 21.0258 | 6.995% | 0.15411 | 0.14141 | 7868.3195 | 1087.4875 | 1070.4078 | 5710.4242 | 7974.9945 | 0 | 0 | 7974.9945 | 0.0178%
2027 | 521 | 521-18R | Tier-3 | Tier-3---6 | 4--5 | 307 | 264 | 1129.9866 | 95.19% | 4.09% | 0.7206% | 92.4972 | 0 | 0 | 92.4972 | 0 | 84.1712 | 3.5112 | 23.9722 | 84.1712 | 3.5112 | 23.9722 | 93.4062 | 3.8964 | 23.9722 | 8.186% | 0.071321 | 0.065188 | 15843.6289 | 2470.7432 | 733.9331 | 12638.9526 | 15915.3338 | 0 | 0 | 15915.3338 | 0.01942%
2027 | 521 | 521-27R | Tier-2 | Tier-2---3 | 4--5 | 358 | 247 | 810.4848 | 91.73% | 7.398% | 0.8745% | 51.2931 | 0 | 0 | 51.2931 | 0 | 46.6761 | 3.2851 | 14.2084 | 46.6761 | 3.2851 | 14.2084 | 51.7972 | 3.6455 | 14.2084 | 6.329% | 0.063668 | 0.059275 | 12729.941 | 2154.4423 | 1058.961 | 9516.5377 | 12807.9805 | 0 | 0 | 12807.9805 | 0.01077%
2027 | 521 | 521-32R | Tier-3 | Tier-3---4 | 5--5 | 232 | 207 | 1448.9015 | 94.87% | 4.661% | 0.4687% | 122.6449 | 0 | 0 | 122.6449 | 0 | 111.6052 | 2.7531 | 40.538 | 111.6052 | 2.7531 | 40.538 | 123.8502 | 3.0552 | 40.538 | 8.465% | 0.14844 | 0.13519 | 9761.0273 | 1631.7912 | 451.6127 | 7677.6235 | 9810.0838 | 0 | 0 | 9810.0838 | 0.02574%
2027 | 521 | 521-700R | Tier-2 | Tier-2---3 | 4--5 | 437 | 328 | 1225.9943 | 93.19% | 6.054% | 0.7541% | 85.7551 | 0 | 0 | 85.7551 | 0 | 78.036 | 4.3624 | 17.8883 | 78.036 | 4.3624 | 17.8883 | 86.5979 | 4.841 | 17.8883 | 6.995% | 0.074421 | 0.068835 | 16473.8564 | 2889.9121 | 1156.3836 | 12427.5607 | 16564.8659 | 0 | 0 | 16564.8659 | 0.018%
2027 | 522 | 522-34 | Tier-2 | Tier-2---16 | 4--3 | 64 | 34 | 77.0016 | 18.51% | 79.83% | 1.663% | 0.75703 | 0 | 0 | 0.75703 | 0 | 0.68888 | 0.4522 | 1.5234 | 0.68888 | 0.4522 | 1.5234 | 0.76447 | 0.50181 | 1.5234 | 0.9831% | 0.030009 | 0.028415 | 2565.9512 | 64.6552 | 2012.714 | 488.582 | 2683.2735 | 0 | 0 | 2683.2735 | 0.0001589%
2027 | 522 | 522-36 | Tier-2 | Tier-2---16 | 4--3 | 93 | 42 | 95.5847 | 7.342% | 91.11% | 1.546% | 0.31693 | 0 | 0 | 0.31693 | 0 | 0.2884 | 0.5586 | 0.51629 | 0.2884 | 0.5586 | 0.51629 | 0.32004 | 0.61989 | 0.51629 | 0.3316% | 0.031092 | 0.029687 | 3074.2923 | 36.1538 | 2591.8703 | 446.2683 | 3209.0226 | 0 | 0 | 3209.0226 | 6.652e-05%
2027 | 522 | 522-38R | Tier-2 | Tier-2---6 | 4--5 | 606 | 354 | 1016.2869 | 80.7% | 18.11% | 1.19% | 47.9106 | 0 | 0 | 47.9106 | 0 | 43.598 | 4.7082 | 9.26 | 43.598 | 4.7082 | 9.26 | 48.3815 | 5.2248 | 9.26 | 4.714% | 0.088602 | 0.083426 | 11470.2225 | 2251.3608 | 2088.2887 | 7130.573 | 11607.549 | 0 | 0 | 11607.549 | 0.01006%
2027 | 523 | 523-31AE | Tier-2 | Tier-2---14 | 4--4 | 199 | 99 | 275.1089 | 4.221% | 94.59% | 1.185% | 0.57764 | 0 | 0 | 0.57764 | 0 | 0.52564 | 1.3167 | 0.39921 | 0.52564 | 1.3167 | 0.39921 | 0.58332 | 1.4612 | 0.39921 | 0.21% | 0.037419 | 0.035558 | 7352.039 | 68.2792 | 6334.1642 | 949.5956 | 7720.6971 | 0 | 0 | 7720.6971 | 0.0001212%
2027 | 524 | 524-1782F | Tier-3 | Tier-3---10 | 4--5 | 231 | 173 | 681.1238 | 98.24% | 0.8976% | 0.8607% | 50.1137 | 0 | 0 | 50.1137 | 0 | 45.6027 | 2.3009 | 19.8195 | 45.6027 | 2.3009 | 19.8195 | 50.6062 | 2.5533 | 19.8195 | 7.357% | 0.040404 | 0.037378 | 16857.9136 | 3235.0894 | 389.5202 | 13233.3041 | 16881.9095 | 0 | 0 | 16881.9095 | 0.01052%
2027 | 524 | 524-27R | Tier-3 | Tier-3---4 | 4--5 | 489 | 289 | 1282.5738 | 98.01% | 1.22% | 0.7702% | 74.2921 | 0 | 0 | 74.2921 | 0 | 67.6048 | 3.8437 | 17.5885 | 67.6048 | 3.8437 | 17.5885 | 75.0222 | 4.2654 | 17.5885 | 5.792% | 0.060207 | 0.056649 | 21302.6656 | 4149.5256 | 661.6102 | 16491.5299 | 21329.2912 | 0 | 0 | 21329.2912 | 0.01559%
2027 | 524 | 524-46R | Tier-3 | Tier-3---4 | 5--5 | 283 | 223 | 1602.1034 | 91.53% | 7.997% | 0.4775% | 115.5453 | 0 | 0 | 115.5453 | 0 | 105.1446 | 2.9659 | 35.4512 | 105.1446 | 2.9659 | 35.4512 | 116.6808 | 3.2913 | 35.4512 | 7.212% | 0.18916 | 0.17425 | 8469.7554 | 1511.9887 | 676.5843 | 6281.1824 | 8531.1509 | 0 | 0 | 8531.1509 | 0.02425%
2027 | 524 | 524-50R | Tier-3 | Tier-3---7 | 5--5 | 283 | 204 | 1190.6418 | 87% | 12.41% | 0.5904% | 74.6668 | 0 | 0 | 74.6668 | 0 | 67.9457 | 2.7132 | 25.0427 | 67.9457 | 2.7132 | 25.0427 | 75.4006 | 3.0109 | 25.0427 | 6.271% | 0.18313 | 0.16993 | 6501.4644 | 979.7439 | 766.6075 | 4755.113 | 6567.1398 | 0 | 0 | 6567.1398 | 0.01567%
2027 | 524 | 524-69R | Tier-3 | Tier-3---1 | 5--5 | 842 | 634 | 4619.0742 | 91.74% | 7.782% | 0.477% | 319.0777 | 0 | 0 | 319.0777 | 0 | 290.3564 | 8.4322 | 34.4343 | 290.3564 | 8.4322 | 34.4343 | 322.2136 | 9.3574 | 34.4343 | 6.908% | 0.27264 | 0.25211 | 16942.2754 | 2594.1012 | 1293.4919 | 13054.6823 | 17056.212 | 0 | 0 | 17056.212 | 0.06697%
2027 | 540 | 540-241R | Tier-2 | Tier-2---9 | 4--5 | 18 | 18 | 346.6156 | 24.2% | 75.62% | 0.1791% | 8.3893 | 0 | 0 | 8.3893 | 0 | 7.6341 | 0.2394 | 31.8886 | 7.6341 | 0.2394 | 31.8886 | 8.4717 | 0.26567 | 31.8886 | 2.42% | 0.047942 | 0.043147 | 7229.9557 | 274.5689 | 5138.5463 | 1816.8405 | 7838.8515 | 0 | 0 | 7838.8515 | 0.001761%
2027 | 591 | 591-1594R | Tier-2 | Tier-2---12 | 4--4 | 92 | 11 | 96.6888 | 80.68% | 17.2% | 2.123% | 0.93271 | 0 | 0 | 0.93271 | 0 | 0.84875 | 0.1463 | 5.8014 | 0.84875 | 0.1463 | 5.8014 | 0.94187 | 0.16235 | 5.8014 | 0.9646% | 0.047196 | 0.046632 | 2048.6739 | 331.857 | 357.6365 | 1359.1804 | 2053.4637 | 0 | 0 | 2053.4637 | 0.0001958%
2027 | 594 | 594-1379F | Tier-2 | Tier-2---17 | 1--5 | 9 | 9 | 10.6264 | 97.33% | 0% | 2.675% | 1.0342 | 0 | 0 | 1.0342 | 0 | 0.94112 | 0.1197 | 7.8623 | 0.94112 | 0.1197 | 7.8623 | 1.0444 | 0.13283 | 7.8623 | 9.733% | 0.0021822 | 0.001964 | 4869.5729 | 1396.0349 | 121.0441 | 3352.4938 | 4884.0461 | 0 | 0 | 4884.0461 | 0.0002171%
2027 | 597 | 597-595 | Tier-2 | Tier-2---1 | 5--5 | 398 | 360 | 2598.8794 | 68.57% | 30.98% | 0.4453% | 161.1948 | 0 | 0 | 161.1948 | 0 | 146.6851 | 4.788 | 30.636 | 146.6851 | 4.788 | 30.636 | 162.779 | 5.3133 | 30.636 | 6.202% | 0.15307 | 0.13922 | 16978.8381 | 2723.3618 | 4869.9544 | 9385.5219 | 17509.5043 | 0 | 0 | 17509.5043 | 0.03383%
2027 | 599 | 599-19R | Tier-2 | Tier-2---1 | 5--5 | 753 | 631 | 2814.0812 | 94.6% | 4.701% | 0.7012% | 223.0753 | 0 | 0 | 223.0753 | 0 | 202.9955 | 8.3923 | 24.1883 | 202.9955 | 8.3923 | 24.1883 | 225.2677 | 9.3131 | 24.1883 | 7.927% | 0.15161 | 0.13891 | 18560.9002 | 2880.2053 | 906.7756 | 14773.9194 | 18652.6112 | 0 | 0 | 18652.6112 | 0.04682%
2027 | 67 | 67-24R | Tier-3 | Tier-3---13 | 5--4 | 344 | 278 | 649.2908 | 74.83% | 23.84% | 1.334% | 39.2621 | 0 | 0 | 39.2621 | 0 | 35.728 | 3.6974 | 9.663 | 35.728 | 3.6974 | 9.663 | 39.6479 | 4.1031 | 9.663 | 6.047% | 0.2194 | 0.20167 | 2959.3576 | 336.0702 | 674.1995 | 1949.088 | 3024.8585 | 0 | 0 | 3024.8585 | 0.008241%
2027 | 67 | 67-34R | Tier-3 | Tier-3---11 | 5--5 | 551 | 445 | 1084.2867 | 76.65% | 22.12% | 1.235% | 67.119 | 0 | 0 | 67.119 | 0 | 61.0774 | 5.9185 | 10.3197 | 61.0774 | 5.9185 | 10.3197 | 67.7787 | 6.5679 | 10.3197 | 6.19% | 0.24743 | 0.22745 | 4382.1248 | 535.8218 | 956.7681 | 2889.5349 | 4472.0362 | 0 | 0 | 4472.0362 | 0.01409%
2027 | 67 | 67-37R | Tier-3 | Tier-3---17 | 5--3 | 190 | 159 | 226.6286 | 65.58% | 32.17% | 2.242% | 12.4382 | 0 | 0 | 12.4382 | 0 | 11.3186 | 2.1147 | 5.3523 | 11.3186 | 2.1147 | 5.3523 | 12.5605 | 2.3467 | 5.3523 | 5.488% | 0.20095 | 0.18413 | 1127.7881 | 99.8375 | 351.0117 | 676.9389 | 1163.2354 | 0 | 0 | 1163.2354 | 0.002611%
2027 | 67 | 67-45R | Tier-3 | Tier-3---15 | 5--4 | 233 | 198 | 468.8847 | 75.51% | 23.11% | 1.372% | 30.0884 | 0 | 0 | 30.0884 | 0 | 27.38 | 2.6334 | 10.3972 | 27.38 | 2.6334 | 10.3972 | 30.3841 | 2.9223 | 10.3972 | 6.417% | 0.20887 | 0.19112 | 2244.8167 | 264.9489 | 495.8782 | 1483.9896 | 2295.866 | 0 | 0 | 2295.866 | 0.006316%
2027 | 73 | 73-1130R | Tier-3 | Tier-3---9 | 5--5 | 310 | 229 | 971.12 | 83.08% | 16.23% | 0.6878% | 59.5986 | 0 | 0 | 59.5986 | 0 | 54.2339 | 3.0457 | 17.8067 | 54.2339 | 3.0457 | 17.8067 | 60.1843 | 3.3799 | 17.8067 | 6.137% | 0.2182 | 0.20208 | 4450.6448 | 608.0965 | 688.9858 | 3153.5625 | 4510.7152 | 0 | 0 | 4510.7152 | 0.01251%
2027 | 73 | 73-1163 | Tier-3 | Tier-3---4 | 5--5 | 326 | 242 | 1861.7789 | 88.41% | 11.22% | 0.3692% | 122.1889 | 0 | 0 | 122.1889 | 0 | 111.1902 | 3.2186 | 34.5462 | 111.1902 | 3.2186 | 34.5462 | 123.3897 | 3.5717 | 34.5462 | 6.563% | 0.22506 | 0.20836 | 8272.2274 | 1229.0974 | 921.3142 | 6121.8157 | 8349.0995 | 0 | 0 | 8349.0995 | 0.02565%
2027 | 73 | 73-1164 | Tier-3 | Tier-3---13 | 5--4 | 46 | 34 | 263.7681 | 87.65% | 11.96% | 0.3908% | 17.0883 | 0 | 0 | 17.0883 | 0 | 15.5501 | 0.4522 | 34.3876 | 15.5501 | 0.4522 | 34.3876 | 17.2562 | 0.50181 | 34.3876 | 6.479% | 0.18614 | 0.17238 | 1417.02 | 198.6601 | 156.5468 | 1061.8131 | 1430.9867 | 0 | 0 | 1430.9867 | 0.003587%
2027 | 73 | 73-23R | Tier-3 | Tier-3---9 | 5--5 | 188 | 158 | 841.8786 | 89.4% | 10.02% | 0.5825% | 63.2502 | 0 | 0 | 63.2502 | 0 | 57.5568 | 2.1014 | 27.3898 | 57.5568 | 2.1014 | 27.3898 | 63.8718 | 2.332 | 27.3898 | 7.513% | 0.21349 | 0.19555 | 3943.3878 | 597.9657 | 380.5291 | 2964.893 | 3981.7588 | 0 | 0 | 3981.7588 | 0.01328%
2027 | 73 | 73-678R | Tier-3 | Tier-3---5 | 5--5 | 313 | 270 | 1587.7071 | 88.98% | 10.47% | 0.5476% | 121.8683 | 0 | 0 | 121.8683 | 0 | 110.8985 | 3.591 | 30.8824 | 110.8985 | 3.591 | 30.8824 | 123.0661 | 3.985 | 30.8824 | 7.676% | 0.23776 | 0.21725 | 6677.7947 | 1003.2668 | 681.1886 | 4993.3394 | 6747.2559 | 0 | 0 | 6747.2559 | 0.02558%
2027 | 73 | 73-683R | Tier-3 | Tier-3---7 | 5--5 | 273 | 226 | 1378.6065 | 89.65% | 9.845% | 0.5099% | 102.3087 | 0 | 0 | 102.3087 | 0 | 93.0995 | 3.0058 | 30.9733 | 93.0995 | 3.0058 | 30.9733 | 103.3142 | 3.3356 | 30.9733 | 7.421% | 0.22716 | 0.20835 | 6068.9321 | 866.1538 | 585.2944 | 4617.4838 | 6125.6516 | 0 | 0 | 6125.6516 | 0.02147%
2027 | 75 | 75-2257F | Tier-3 | Tier-3---20 | 1--5 | 4 | 4 | 2.5742 | 95.54% | 0% | 4.459% | 0.24594 | 0 | 0 | 0.24594 | 0 | 0.2238 | 0.0532 | 4.2068 | 0.2238 | 0.0532 | 4.2068 | 0.24836 | 0.059037 | 4.2068 | 9.554% | 0.0002804 | 0.00025236 | 9180.3996 | 1426.0853 | 371.877 | 7382.4374 | 9225.8869 | 0 | 0 | 9225.8869 | 5.162e-05%
2027 | 75 | 75-2258F | Tier-3 | Tier-3---21 | 2--2 | 4 | 3 | 4.3243 | 0% | 100% | 0% | 0 | 0 | 0 | 0 | 0 | 0 | 0.0399 | 0 | 0 | 0.0399 | 0 | 0 | 0.044278 | 0 | 0% | 0.0051944 | 0.0048048 | 832.4969 | 1.4417 | 747.1872 | 83.868 | 899.9966 | 0 | 0 | 899.9966 | 0%
2027 | 75 | 75-2259F | Tier-3 | Tier-3---12 | 3--5 | 140 | 102 | 362.3539 | 98.06% | 1.201% | 0.7355% | 25.8887 | 0 | 0 | 25.8887 | 0 | 23.5584 | 1.3566 | 17.3658 | 23.5584 | 1.3566 | 17.3658 | 26.1432 | 1.5054 | 17.3658 | 7.145% | 0.020337 | 0.018856 | 17817.1226 | 3618.9618 | 323.8838 | 13874.277 | 17844.2415 | 0 | 0 | 17844.2415 | 0.005434%
2027 | 75 | 75-2260F | Tier-3 | Not Applicable | Not Applicable | 2 | 1 | 0 | 0% | 0% | 0% | 0 | 0 | 0 | 0 | 0 | 0 | 0.0133 | 0 | 0 | 0.0133 | 0 | 0 | 0.014759 | 0 | 0% | 0 | 0 | 0 | 0 | 0 | 0 | 0 | 0 | 0 | 0 | 0%
2027 | 75 | 75-32R | Tier-3 | Tier-3---13 | 3--5 | 84 | 65 | 196.1202 | 96.38% | 2.668% | 0.9512% | 14.6267 | 0 | 0 | 14.6267 | 0 | 13.3101 | 0.8645 | 15.3963 | 13.3101 | 0.8645 | 15.3963 | 14.7704 | 0.95935 | 15.3963 | 7.458% | 0.014781 | 0.013637 | 13268.2222 | 2437.4241 | 453.4454 | 10377.3526 | 13308.501 | 0 | 0 | 13308.501 | 0.00307%
2027 | 75 | 75-41 | Tier-3 | Tier-3---13 | 3--5 | 69 | 58 | 232.3508 | 98.84% | 0.3675% | 0.788% | 19.3053 | 0 | 0 | 19.3053 | 0 | 17.5675 | 0.7714 | 22.7736 | 17.5675 | 0.7714 | 22.7736 | 19.495 | 0.85604 | 22.7736 | 8.309% | 0.0163 | 0.01493 | 14254.8272 | 3156.0323 | 229.2614 | 10869.5335 | 14269.9433 | 0 | 0 | 14269.9433 | 0.004052%
2027 | 75 | 75-996R | Tier-2 | Tier-2---7 | 4--5 | 319 | 241 | 357.2986 | 95.33% | 2.61% | 2.061% | 25.7325 | 0 | 0 | 25.7325 | 0 | 23.4162 | 3.2053 | 7.3055 | 23.4162 | 3.2053 | 7.3055 | 25.9854 | 3.557 | 7.3055 | 7.202% | 0.043997 | 0.040673 | 8120.9384 | 1655.5756 | 489.8744 | 5975.4884 | 8151.9402 | 0 | 0 | 8151.9402 | 0.005401%
2027 | 770 | 770-259R | Tier-2 | Tier-2---17 | 2--3 | 24 | 21 | 10.9444 | 90.49% | 1.971% | 7.54% | 0.86656 | 0 | 0 | 0.86656 | 0 | 0.78855 | 0.2793 | 2.8233 | 0.78855 | 0.2793 | 2.8233 | 0.87507 | 0.30994 | 2.8233 | 7.918% | 0.010605 | 0.0096772 | 1031.9841 | 188.7755 | 88.8418 | 754.3668 | 1041.3957 | 0 | 0 | 1041.3957 | 0.0001819%
2027 | 78 | 78-26R | Tier-3 | Tier-3---5 | 5--5 | 186 | 143 | 1506.352 | 86.4% | 13.31% | 0.287% | 100.0598 | 0 | 0 | 100.0598 | 0 | 91.0531 | 1.9019 | 47.8748 | 91.0531 | 1.9019 | 47.8748 | 101.0432 | 2.1106 | 47.8748 | 6.643% | 0.34567 | 0.3191 | 4357.7168 | 613.0091 | 539.1725 | 3205.5352 | 4407.0782 | 0 | 0 | 4407.0782 | 0.021%
2027 | 78 | 78-35R | Tier-3 | Tier-3---10 | 2--5 | 29 | 29 | 489.2316 | 99.8% | 0% | 0.2011% | 48.8248 | 0 | 0 | 48.8248 | 0 | 44.4299 | 0.3857 | 115.1929 | 44.4299 | 0.3857 | 115.1929 | 49.3046 | 0.42802 | 115.1929 | 9.98% | 0.008188 | 0.0073692 | 59749.8307 | 9713.1665 | 132.8814 | 49903.7828 | 59763.1828 | 0 | 0 | 59763.1828 | 0.01025%
2027 | 78 | 78-782R | Tier-3 | Tier-3---7 | 5--5 | 33 | 32 | 610.0389 | 94.37% | 5.437% | 0.1919% | 55.8256 | 0 | 0 | 55.8256 | 0 | 50.8005 | 0.4256 | 119.3621 | 50.8005 | 0.4256 | 119.3621 | 56.3742 | 0.4723 | 119.3621 | 9.151% | 0.33808 | 0.30529 | 1804.4347 | 294.1768 | 90.6725 | 1419.5855 | 1815.3413 | 0 | 0 | 1815.3413 | 0.01172%
2027 | 788 | 788-34R | Tier-2 | Tier-2---6 | 5--5 | 521 | 143 | 1602.6496 | 68.44% | 30.89% | 0.6716% | 30.1049 | 0 | 0 | 30.1049 | 0 | 27.3951 | 1.9019 | 14.4041 | 27.3951 | 1.9019 | 14.4041 | 30.4008 | 2.1106 | 14.4041 | 1.878% | 0.12404 | 0.12064 | 12920.0508 | 2335.3392 | 3828.2096 | 6756.5021 | 13035.1326 | 0 | 0 | 13035.1326 | 0.006319%
2027 | 79 | 79-1215F | Tier-3 | Tier-3---18 | 5--3 | 9 | 5 | 33.4718 | 96.07% | 3.425% | 0.5103% | 1.7864 | 0 | 0 | 1.7864 | 0 | 1.6256 | 0.0665 | 24.4447 | 1.6256 | 0.0665 | 24.4447 | 1.8039 | 0.073796 | 24.4447 | 5.337% | 0.1831 | 0.17293 | 182.8036 | 27.7714 | 8.4859 | 146.5463 | 183.2268 | 0 | 0 | 183.2268 | 0.000375%
2027 | 791 | 791-419F | Tier-2 | Tier-2---5 | 5--5 | 141 | 48 | 638.6863 | 61.95% | 37.46% | 0.5934% | 13.4693 | 0 | 0 | 13.4693 | 0 | 12.2568 | 0.6384 | 19.1993 | 12.2568 | 0.6384 | 19.1993 | 13.6016 | 0.70844 | 19.1993 | 2.109% | 0.11325 | 0.1094 | 5639.4744 | 649.4436 | 1934.52 | 3055.5108 | 5715.1 | 0 | 0 | 5715.1 | 0.002827%
2027 | 79 | 79-658R | Tier-3 | Tier-3---5 | 5--5 | 198 | 185 | 1583.1515 | 94.39% | 5.201% | 0.4074% | 139.6252 | 0 | 0 | 139.6252 | 0 | 127.057 | 2.4605 | 51.6387 | 127.057 | 2.4605 | 51.6387 | 140.9974 | 2.7305 | 51.6387 | 8.819% | 0.46655 | 0.42296 | 3393.3013 | 536.1336 | 179.2959 | 2677.8718 | 3412.9143 | 0 | 0 | 3412.9143 | 0.02931%
2027 | 79 | 79-660R | Tier-3 | Tier-3---14 | 5--3 | 179 | 159 | 410.2866 | 87.38% | 11.28% | 1.342% | 31.8456 | 0 | 0 | 31.8456 | 0 | 28.979 | 2.1147 | 13.7036 | 28.979 | 2.1147 | 13.7036 | 32.1585 | 2.3467 | 13.7036 | 7.762% | 0.45747 | 0.41684 | 896.8574 | 100.1714 | 108.3483 | 688.3376 | 907.8902 | 0 | 0 | 907.8902 | 0.006684%
2027 | 79 | 79-668R | Tier-3 | Tier-3---15 | 5--3 | 309 | 206 | 744.6976 | 38.65% | 60.41% | 0.9336% | 19.1902 | 0 | 0 | 19.1902 | 0 | 17.4628 | 2.7398 | 6.3738 | 17.4628 | 2.7398 | 6.3738 | 19.3788 | 3.0404 | 6.3738 | 2.577% | 0.43999 | 0.41066 | 1692.5377 | 90.5162 | 925.3729 | 676.6485 | 1766.7027 | 0 | 0 | 1766.7027 | 0.004028%
2027 | 79 | 79-676R | Tier-3 | Tier-3---5 | 5--5 | 138 | 80 | 1054.6802 | 84.57% | 15.17% | 0.2582% | 51.7059 | 0 | 0 | 51.7059 | 0 | 47.0517 | 1.064 | 44.2215 | 47.0517 | 1.064 | 44.2215 | 52.2141 | 1.1807 | 44.2215 | 4.903% | 0.38409 | 0.36182 | 2745.9122 | 408.062 | 399.7376 | 1938.1127 | 2771.9883 | 0 | 0 | 2771.9883 | 0.01085%
2027 | 79 | 79-679R | Tier-3 | Tier-3---3 | 5--5 | 192 | 130 | 1892.052 | 89.49% | 10.28% | 0.2308% | 114.6438 | 0 | 0 | 114.6438 | 0 | 104.3243 | 1.729 | 60.338 | 104.3243 | 1.729 | 60.338 | 115.7705 | 1.9187 | 60.338 | 6.059% | 0.3939 | 0.36723 | 4803.3522 | 735.2081 | 460.7879 | 3607.3562 | 4840.0154 | 0 | 0 | 4840.0154 | 0.02406%
2027 | 79 | 79-685R | Tier-3 | Tier-3---14 | 5--4 | 74 | 65 | 400.4276 | 96.08% | 3.359% | 0.5615% | 33.7937 | 0 | 0 | 33.7937 | 0 | 30.7518 | 0.8645 | 35.5718 | 30.7518 | 0.8645 | 35.5718 | 34.1258 | 0.95935 | 35.5718 | 8.439% | 0.43155 | 0.39364 | 927.8849 | 128.9201 | 31.6542 | 767.3106 | 931.3881 | 0 | 0 | 931.3881 | 0.007093%
2027 | 79 | 79-714R | Tier-3 | Tier-3---9 | 5--4 | 180 | 106 | 903.7514 | 77.92% | 21.67% | 0.4055% | 41.4708 | 0 | 0 | 41.4708 | 0 | 37.7379 | 1.4098 | 26.7682 | 37.7379 | 1.4098 | 26.7682 | 41.8784 | 1.5645 | 26.7682 | 4.589% | 0.37772 | 0.35547 | 2392.6757 | 300.8376 | 478.1412 | 1613.6969 | 2425.7307 | 0 | 0 | 2425.7307 | 0.008705%
2027 | 79 | 79-785 | Tier-3 | Tier-3---3 | 5--5 | 427 | 238 | 2480.4804 | 78.86% | 20.81% | 0.3308% | 109.0264 | 0 | 0 | 109.0264 | 0 | 99.2126 | 3.1654 | 31.3428 | 99.2126 | 3.1654 | 31.3428 | 110.0979 | 3.5127 | 31.3428 | 4.395% | 0.38023 | 0.35904 | 6523.6349 | 955.6486 | 1258.2917 | 4309.6946 | 6605.0468 | 0 | 0 | 6605.0468 | 0.02288%
2027 | 79 | 79-799R | Tier-3 | Tier-3---14 | 5--3 | 116 | 110 | 551.8926 | 84.52% | 14.8% | 0.6835% | 44.2312 | 0 | 0 | 44.2312 | 0 | 40.2498 | 1.463 | 27.5118 | 40.2498 | 1.463 | 27.5118 | 44.6659 | 1.6235 | 27.5118 | 8.014% | 0.77068 | 0.6976 | 716.1099 | 80.6305 | 98.909 | 536.5704 | 727.726 | 0 | 0 | 727.726 | 0.009284%
2027 | 79 | 79-808R | Tier-3 | Tier-3---3 | 5--5 | 218 | 192 | 2167.6529 | 93.07% | 6.627% | 0.3038% | 177.681 | 0 | 0 | 177.681 | 0 | 161.6873 | 2.5536 | 63.3174 | 161.6873 | 2.5536 | 63.3174 | 179.4273 | 2.8338 | 63.3174 | 8.197% | 0.44563 | 0.40638 | 4864.2458 | 733.0646 | 303.7151 | 3827.4661 | 4896.8052 | 0 | 0 | 4896.8052 | 0.0373%
2027 | 799 | 799-504R | Tier-2 | Tier-2---15 | 1--5 | 38 | 11 | 27.7948 | 96.8% | 0% | 3.201% | 0.77883 | 0 | 0 | 0.77883 | 0 | 0.70873 | 0.1463 | 4.8443 | 0.70873 | 0.1463 | 4.8443 | 0.78649 | 0.16235 | 4.8443 | 2.802% | 0.0046964 | 0.0045605 | 5918.3199 | 1511.7003 | 676.4165 | 3730.2032 | 5923.9669 | 0 | 0 | 5923.9669 | 0.0001635%
2027 | 835 | 835-10F | Tier-2 | Tier-2---19 | 1--4 | 13 | 6 | 3.5155 | 95.99% | 0% | 4.014% | 0.15574 | 0 | 0 | 0.15574 | 0 | 0.14172 | 0.0798 | 1.776 | 0.14172 | 0.0798 | 1.776 | 0.15727 | 0.088555 | 1.776 | 4.43% | 0.0010446 | 0.00099639 | 3365.4208 | 527.6091 | 131.7666 | 2706.0451 | 3371.957 | 0 | 0 | 3371.957 | 3.269e-05%
2027 | 835 | 835-11F | Tier-2 | Tier-2---15 | 1--5 | 17 | 17 | 29.5331 | 98.28% | 0% | 1.716% | 2.9026 | 0 | 0 | 2.9026 | 0 | 2.6413 | 0.2261 | 11.6822 | 2.6413 | 0.2261 | 11.6822 | 2.9311 | 0.25091 | 11.6822 | 9.828% | 0.0041866 | 0.0037679 | 7054.2016 | 1691.248 | 112.5867 | 5250.3669 | 7067.6555 | 0 | 0 | 7067.6555 | 0.0006093%
2027 | 835 | 835-35F | Tier-2 | Tier-2---19 | 1--5 | 3 | 3 | 1.702 | 96.24% | 0% | 3.761% | 0.1638 | 0 | 0 | 0.1638 | 0 | 0.14906 | 0.0399 | 3.7357 | 0.14906 | 0.0399 | 3.7357 | 0.16541 | 0.044278 | 3.7357 | 9.624% | 0.0003154 | 0.00028386 | 5396.3575 | 853.3516 | 185.8923 | 4357.1135 | 5418.9094 | 0 | 0 | 5418.9094 | 3.438e-05%
2027 | 840 | 840-308F | Tier-2 | Tier-2---13 | 4--4 | 16 | 16 | 43.5719 | 95.47% | 3.384% | 1.143% | 4.16 | 0 | 0 | 4.16 | 0 | 3.7855 | 0.2128 | 17.789 | 3.7855 | 0.2128 | 17.789 | 4.2008 | 0.23615 | 17.789 | 9.547% | 0.063249 | 0.056924 | 688.8919 | 152.3879 | 26.757 | 509.7471 | 692.3567 | 0 | 0 | 692.3567 | 0.0008732%
2027 | 840 | 840-374 | Tier-2 | Tier-2---13 | 4--3 | 40 | 36 | 37.0531 | 79.48% | 17.21% | 3.315% | 2.6504 | 0 | 0 | 2.6504 | 0 | 2.4118 | 0.4788 | 5.0373 | 2.4118 | 0.4788 | 5.0373 | 2.6765 | 0.53133 | 5.0373 | 7.153% | 0.064007 | 0.058246 | 578.893 | 75.1815 | 95.4784 | 408.233 | 590.6424 | 0 | 0 | 590.6424 | 0.0005563%
2027 | 855 | 855-46AE | Tier-2 | Tier-2---15 | 1--5 | 7 | 7 | 22.7812 | 99.05% | 0% | 0.9453% | 2.2566 | 0 | 0 | 2.2566 | 0 | 2.0535 | 0.0931 | 22.0566 | 2.0535 | 0.0931 | 22.0566 | 2.2788 | 0.10331 | 22.0566 | 9.905% | 0.0010888 | 0.00097992 | 20923.2579 | 6163.1266 | 183.5454 | 14576.586 | 20945.2349 | 0 | 0 | 20945.2349 | 0.0004737%
2027 | 859 | 859-42R | Tier-2 | Tier-2---3 | 4--5 | 557 | 159 | 1138.7404 | 98.96% | 0% | 1.04% | 32.1681 | 0 | 0 | 32.1681 | 0 | 29.2726 | 2.1147 | 13.8424 | 29.2726 | 2.1147 | 13.8424 | 32.4843 | 2.3467 | 13.8424 | 2.825% | 0.067132 | 0.065215 | 16962.7575 | 2757.3465 | 237.2903 | 13968.1207 | 16967.9421 | 0 | 0 | 16967.9421 | 0.006752%
2027 | 907 | 907-1475 | Tier-3 | Tier-3---21 | 3--1 | 4 | 4 | 4.1941 | 0% | 100% | 0% | 0 | 0 | 0 | 0 | 0 | 0 | 0.0532 | 0 | 0 | 0.0532 | 0 | 0 | 0.059037 | 0 | 0% | 0.017589 | 0.01583 | 238.4544 | 0.27979 | 194.8172 | 43.3575 | 264.9494 | 0 | 0 | 264.9494 | 0%
2027 | 907 | 907-1562AE | Tier-3 | Tier-3---6 | 4--5 | 162 | 123 | 858.7853 | 77.1% | 22.57% | 0.3293% | 50.2713 | 0 | 0 | 50.2713 | 0 | 45.7462 | 1.6359 | 27.9639 | 45.7462 | 1.6359 | 27.9639 | 50.7654 | 1.8154 | 27.9639 | 5.854% | 0.054867 | 0.050701 | 15652.2427 | 2298.9356 | 3240.4011 | 10112.906 | 15946.7703 | 0 | 0 | 15946.7703 | 0.01055%
2027 | 907 | 907-1602 | Tier-3 | Tier-3---17 | 3--4 | 5 | 5 | 23.6904 | 85.8% | 13.77% | 0.4286% | 2.0326 | 0 | 0 | 2.0326 | 0 | 1.8496 | 0.0665 | 27.8136 | 1.8496 | 0.0665 | 27.8136 | 2.0525 | 0.073796 | 27.8136 | 8.58% | 0.018131 | 0.016318 | 1306.6407 | 183.5641 | 147.0644 | 976.0122 | 1327.2614 | 0 | 0 | 1327.2614 | 0.0004266%
2027 | 907 | 907-1604 | Tier-3 | Tier-3---19 | 3--2 | 4 | 4 | 4.4413 | 34.35% | 64.88% | 0.7714% | 0.15255 | 0 | 0 | 0.15255 | 0 | 0.13882 | 0.0532 | 2.6093 | 0.13882 | 0.0532 | 2.6093 | 0.15405 | 0.059037 | 2.6093 | 3.435% | 0.017739 | 0.015965 | 250.3695 | 13.6489 | 133.9397 | 102.7809 | 268.6333 | 0 | 0 | 268.6333 | 3.202e-05%
2027 | 907 | 907-1702R | Tier-3 | Tier-3---6 | 4--5 | 148 | 117 | 840.6328 | 97.1% | 2.481% | 0.4145% | 64.5315 | 0 | 0 | 64.5315 | 0 | 58.7228 | 1.5561 | 37.7372 | 58.7228 | 1.5561 | 37.7372 | 65.1657 | 1.7268 | 37.7372 | 7.677% | 0.061079 | 0.05625 | 13763.1312 | 2505.9528 | 366.7943 | 10890.3841 | 13797.3346 | 0 | 0 | 13797.3346 | 0.01355%
2027 | 907 | 907-1716R | Tier-3 | Tier-3---2 | 4--5 | 388 | 278 | 2427.1827 | 91.21% | 8.47% | 0.3199% | 158.6204 | 0 | 0 | 158.6204 | 0 | 144.3424 | 3.6974 | 39.0389 | 144.3424 | 3.6974 | 39.0389 | 160.1793 | 4.1031 | 39.0389 | 6.535% | 0.088049 | 0.081741 | 27566.2098 | 5467.7784 | 2289.9071 | 19808.5244 | 27753.2167 | 0 | 0 | 27753.2167 | 0.03329%
2027 | 907 | 907-2820R | Tier-3 | Tier-3---10 | 4--5 | 33 | 29 | 535.894 | 99.72% | 0.09292% | 0.1857% | 46.9625 | 0 | 0 | 46.9625 | 0 | 42.7352 | 0.3857 | 110.7992 | 42.7352 | 0.3857 | 110.7992 | 47.4241 | 0.42802 | 110.7992 | 8.763% | 0.082479 | 0.075231 | 6497.3542 | 1341.6962 | 16.6169 | 5139.0411 | 6499.0983 | 0 | 0 | 6499.0983 | 0.009857%
2027 | 908 | 908-1172R | Tier-2 | Tier-2---2 | 5--5 | 303 | 240 | 1737.7755 | 85.15% | 14.43% | 0.419% | 117.2097 | 0 | 0 | 117.2097 | 0 | 106.6592 | 3.192 | 33.4146 | 106.6592 | 3.192 | 33.4146 | 118.3616 | 3.5422 | 33.4146 | 6.745% | 0.20692 | 0.19053 | 8398.1993 | 1379.7509 | 1146.2529 | 5872.1954 | 8505.4559 | 0 | 0 | 8505.4559 | 0.0246%
2027 | 908 | 908-1236 | Tier-2 | Tier-2---2 | 5--5 | 166 | 130 | 1117.3056 | 87.67% | 11.99% | 0.3416% | 76.7125 | 0 | 0 | 76.7125 | 0 | 69.8073 | 1.729 | 40.3744 | 69.8073 | 1.729 | 40.3744 | 77.4664 | 1.9187 | 40.3744 | 6.866% | 0.1877 | 0.173 | 5952.6009 | 1091.9072 | 667.6574 | 4193.0363 | 6014.955 | 0 | 0 | 6014.955 | 0.0161%
2027 | 908 | 908-1368R | Tier-2 | Tier-2---5 | 5--5 | 471 | 386 | 991.2216 | 79.39% | 19.4% | 1.209% | 64.4896 | 0 | 0 | 64.4896 | 0 | 58.6847 | 5.1338 | 11.431 | 58.6847 | 5.1338 | 11.431 | 65.1234 | 5.6971 | 11.431 | 6.506% | 0.23644 | 0.21707 | 4192.2079 | 563.5001 | 776.6437 | 2852.0641 | 4269.3467 | 0 | 0 | 4269.3467 | 0.01354%
2027 | 908 | 908-1370R | Tier-2 | Tier-2---8 | 5--4 | 150 | 131 | 321.5186 | 63.48% | 35.24% | 1.285% | 17.8239 | 0 | 0 | 17.8239 | 0 | 16.2195 | 1.7423 | 9.3093 | 16.2195 | 1.7423 | 9.3093 | 17.9991 | 1.9335 | 9.3093 | 5.544% | 0.1878 | 0.1714 | 1711.9863 | 197.0075 | 569.379 | 945.5998 | 1771.8184 | 0 | 0 | 1771.8184 | 0.003741%
2027 | 908 | 908-1372R | Tier-2 | Tier-2---2 | 5--5 | 123 | 89 | 804.0275 | 84.01% | 15.68% | 0.3083% | 48.8738 | 0 | 0 | 48.8738 | 0 | 44.4745 | 1.1837 | 37.5725 | 44.4745 | 1.1837 | 37.5725 | 49.3541 | 1.3136 | 37.5725 | 6.079% | 0.17701 | 0.1642 | 4542.3486 | 816.5914 | 664.0711 | 3061.6861 | 4599.0101 | 0 | 0 | 4599.0101 | 0.01026%
2027 | 908 | 908-2038R | Tier-2 | Tier-2---1 | 5--5 | 547 | 423 | 3761.7346 | 88.11% | 11.56% | 0.3295% | 256.3093 | 0 | 0 | 256.3093 | 0 | 233.238 | 5.6259 | 41.4579 | 233.238 | 5.6259 | 41.4579 | 258.8283 | 6.2432 | 41.4579 | 6.814% | 0.23053 | 0.21271 | 16317.5676 | 2905.2613 | 1774.9087 | 11637.3976 | 16480.1821 | 0 | 0 | 16480.1821 | 0.0538%
2027 | 908 | 908-2040 | Tier-2 | Tier-2---5 | 5--5 | 162 | 124 | 697.2725 | 58.64% | 40.83% | 0.5327% | 31.2979 | 0 | 0 | 31.2979 | 0 | 28.4806 | 1.6492 | 17.2694 | 28.4806 | 1.6492 | 17.2694 | 31.6055 | 1.8301 | 17.2694 | 4.489% | 0.17929 | 0.16557 | 3888.9985 | 484.676 | 1468.7466 | 1935.576 | 4022.3174 | 0 | 0 | 4022.3174 | 0.006569%
2027 | 908 | 908-2055F | Tier-3 | Tier-3---2 | 5--5 | 363 | 282 | 2141.2623 | 90.56% | 9.061% | 0.3753% | 150.6484 | 0 | 0 | 150.6484 | 0 | 137.088 | 3.7506 | 36.551 | 137.088 | 3.7506 | 36.551 | 152.129 | 4.1621 | 36.551 | 7.035% | 0.20355 | 0.18773 | 10519.7129 | 1841.0843 | 947.7804 | 7730.8482 | 10603.3286 | 0 | 0 | 10603.3286 | 0.03162%
2027 | 908 | 908-2062F | Tier-2 | Tier-2---16 | 5--2 | 7 | 5 | 16.6415 | 87.19% | 12.22% | 0.5909% | 1.0364 | 0 | 0 | 1.0364 | 0 | 0.94308 | 0.0665 | 14.1816 | 0.94308 | 0.0665 | 14.1816 | 1.0465 | 0.073796 | 14.1816 | 6.228% | 0.16054 | 0.14908 | 103.6572 | 14.5987 | 13.5444 | 75.5142 | 104.6789 | 0 | 0 | 104.6789 | 0.0002175%
2027 | 908 | 908-30 | Tier-2 | Tier-2---10 | 5--4 | 52 | 40 | 139.6838 | 79.37% | 19.74% | 0.8803% | 8.5287 | 0 | 0 | 8.5287 | 0 | 7.761 | 0.532 | 14.5884 | 7.761 | 0.532 | 14.5884 | 8.6126 | 0.59037 | 14.5884 | 6.106% | 0.16572 | 0.15298 | 842.8699 | 108.2915 | 162.9752 | 571.6032 | 857.3569 | 0 | 0 | 857.3569 | 0.00179%
2027 | 909 | 909-451 | Tier-3 | Tier-3---1 | 5--5 | 506 | 419 | 4745.7108 | 91.73% | 8.003% | 0.272% | 360.4566 | 0 | 0 | 360.4566 | 0 | 328.0106 | 5.5727 | 58.8603 | 328.0106 | 5.5727 | 58.8603 | 363.9991 | 6.1841 | 58.8603 | 7.595% | 0.31112 | 0.28536 | 15253.5364 | 2448.7202 | 1130.6792 | 11674.137 | 15367.4921 | 0 | 0 | 15367.4921 | 0.07566%
2027 | 909 | 909-453R | Tier-2 | Tier-2---3 | 2--5 | 62 | 24 | 476.0233 | 99.61% | 0% | 0.3866% | 18.3555 | 0 | 0 | 18.3555 | 0 | 16.7032 | 0.3192 | 52.3284 | 16.7032 | 0.3192 | 52.3284 | 18.5359 | 0.35422 | 52.3284 | 3.856% | 0.0097928 | 0.0094137 | 48609.517 | 7840.4908 | 672.9123 | 40096.1139 | 48617.0842 | 0 | 0 | 48617.0842 | 0.003853%
2027 | 909 | 909-805R | Tier-2 | Tier-2---1 | 5--5 | 309 | 271 | 2804.3911 | 91.7% | 7.979% | 0.3181% | 225.5438 | 0 | 0 | 225.5438 | 0 | 205.2418 | 3.6043 | 56.9436 | 205.2418 | 3.6043 | 56.9436 | 227.7604 | 3.9998 | 56.9436 | 8.043% | 0.28921 | 0.26385 | 9696.7159 | 1951.0291 | 709.8564 | 7035.8304 | 9774.0627 | 0 | 0 | 9774.0627 | 0.04734%
2027 | 909 | 909-812 | Tier-2 | Tier-2---17 | 1--5 | 3 | 3 | 5.2728 | 98.62% | 0% | 1.38% | 0.52 | 0 | 0 | 0.52 | 0 | 0.47319 | 0.0399 | 11.8595 | 0.47319 | 0.0399 | 11.8595 | 0.52511 | 0.044278 | 11.8595 | 9.862% | 0.0001786 | 0.00016074 | 29522.7471 | 4707.1668 | 686.726 | 24128.8543 | 29568.0093 | 0 | 0 | 29568.0093 | 0.0001091%
2027 | 91 | 91-7F | Tier-2 | Tier-2---9 | 4--5 | 194 | 106 | 251.2122 | 79.73% | 18.17% | 2.101% | 10.9438 | 0 | 0 | 10.9438 | 0 | 9.9587 | 1.4098 | 7.0639 | 9.9587 | 1.4098 | 7.0639 | 11.0514 | 1.5645 | 7.0639 | 4.356% | 0.034038 | 0.032178 | 7380.3891 | 1285.4298 | 1444.1692 | 4650.7901 | 7466.8518 | 0 | 0 | 7466.8518 | 0.002297%
2027 | 920 | 920-1342R | Tier-3 | Tier-3---12 | 4--5 | 131 | 111 | 408.8204 | 94.62% | 4.403% | 0.9773% | 32.7766 | 0 | 0 | 32.7766 | 0 | 29.8263 | 1.4763 | 20.2034 | 29.8263 | 1.4763 | 20.2034 | 33.0988 | 1.6383 | 20.2034 | 8.017% | 0.068604 | 0.062791 | 5959.0983 | 1229.6301 | 289.5515 | 4439.9167 | 5988.782 | 0 | 0 | 5988.782 | 0.00688%
2027 | 920 | 920-735AE | Tier-2 | Tier-2---7 | 4--5 | 295 | 35 | 627.5827 | 25.02% | 74.11% | 0.8722% | 1.8629 | 0 | 0 | 1.8629 | 0 | 1.6952 | 0.4655 | 3.6417 | 1.6952 | 0.4655 | 3.6417 | 1.8812 | 0.51657 | 3.6417 | 0.2968% | 0.068691 | 0.067876 | 9136.3433 | 511.7297 | 6274.1673 | 2350.4463 | 9218.5962 | 0 | 0 | 9218.5962 | 0.000391%
2027 | 921 | 921-800F | Tier-2 | Tier-2---7 | 4--5 | 252 | 24 | 650.3067 | 29.95% | 69.36% | 0.6872% | 1.8552 | 0 | 0 | 1.8552 | 0 | 1.6882 | 0.3192 | 5.2889 | 1.6882 | 0.3192 | 5.2889 | 1.8735 | 0.35422 | 5.2889 | 0.2853% | 0.065336 | 0.064714 | 9953.2373 | 702.3415 | 6282.5542 | 2968.3417 | 10020.2735 | 0 | 0 | 10020.2735 | 0.0003894%
2027 | 928 | 928-19 | Tier-2 | Tier-2---11 | 4--4 | 36 | 33 | 73.2406 | 96.92% | 1.567% | 1.51% | 6.5071 | 0 | 0 | 6.5071 | 0 | 5.9214 | 0.4389 | 13.4915 | 5.9214 | 0.4389 | 13.4915 | 6.5711 | 0.48705 | 13.4915 | 8.885% | 0.051756 | 0.047012 | 1415.107 | 294.5529 | 37.2101 | 1083.344 | 1419.5014 | 0 | 0 | 1419.5014 | 0.001366%
2027 | 968 | 968-476F | Tier-2 | Tier-2---17 | 3--3 | 44 | 33 | 17.6086 | 89.28% | 2.69% | 8.028% | 1.1791 | 0 | 0 | 1.1791 | 0 | 1.073 | 0.4389 | 2.4447 | 1.073 | 0.4389 | 2.4447 | 1.1907 | 0.48705 | 2.4447 | 6.696% | 0.015315 | 0.014167 | 1149.748 | 271.1398 | 111.0595 | 767.5487 | 1159.7395 | 0 | 0 | 1159.7395 | 0.0002475%
2027 | 970 | 970-1341R | Tier-3 | Tier-3---4 | 5--5 | 92 | 64 | 1130.055 | 96.17% | 3.586% | 0.2481% | 75.5981 | 0 | 0 | 75.5981 | 0 | 68.7932 | 0.8512 | 80.8192 | 68.7932 | 0.8512 | 80.8192 | 76.3411 | 0.94459 | 80.8192 | 6.69% | 0.12497 | 0.11627 | 9042.8131 | 2000.05 | 446.8525 | 6595.9106 | 9068.7384 | 0 | 0 | 9068.7384 | 0.01587%
2027 | 971 | 971-1973R | Tier-3 | Tier-3---4 | 5--5 | 344 | 260 | 1698.739 | 91.74% | 7.818% | 0.44% | 117.7907 | 0 | 0 | 117.7907 | 0 | 107.1879 | 3.458 | 30.9971 | 107.1879 | 3.458 | 30.9971 | 118.9483 | 3.8374 | 30.9971 | 6.934% | 0.14704 | 0.13593 | 11552.8886 | 2071.9815 | 875.2489 | 8605.6581 | 11630.8891 | 0 | 0 | 11630.8891 | 0.02472%
2027 | 971 | 971-2050R | Tier-3 | Tier-3---2 | 5--5 | 597 | 478 | 3108.8974 | 90.26% | 9.266% | 0.4743% | 224.6745 | 0 | 0 | 224.6745 | 0 | 204.4507 | 6.3574 | 32.1595 | 204.4507 | 6.3574 | 32.1595 | 226.8826 | 7.0549 | 32.1595 | 7.227% | 0.18464 | 0.16986 | 16837.3789 | 2911.4979 | 1523.0662 | 12402.8149 | 16980.1187 | 0 | 0 | 16980.1187 | 0.04716%
2027 | 971 | 971-29R | Tier-3 | Tier-3---6 | 5--5 | 106 | 88 | 752.2042 | 94.43% | 5.253% | 0.3211% | 58.9663 | 0 | 0 | 58.9663 | 0 | 53.6585 | 1.1704 | 45.8463 | 53.6585 | 1.1704 | 45.8463 | 59.5458 | 1.2988 | 45.8463 | 7.839% | 0.12171 | 0.11161 | 6180.3198 | 998.028 | 309.4222 | 4872.8696 | 6211.5086 | 0 | 0 | 6211.5086 | 0.01238%
2027 | 971 | 971-371R | Tier-3 | Tier-3---12 | 5--5 | 58 | 50 | 419.6492 | 95.09% | 4.537% | 0.3709% | 34.4013 | 0 | 0 | 34.4013 | 0 | 31.3047 | 0.665 | 47.0747 | 31.3047 | 0.665 | 47.0747 | 34.7394 | 0.73796 | 47.0747 | 8.198% | 0.11668 | 0.10662 | 3596.6988 | 576.739 | 156.4778 | 2863.4821 | 3613.3508 | 0 | 0 | 3613.3508 | 0.007221%
2027 | 971 | 971-381R | Tier-2 | Tier-2---15 | 1--5 | 3 | 3 | 16.9397 | 99.3% | 0% | 0.6952% | 1.6822 | 0 | 0 | 1.6822 | 0 | 1.5308 | 0.0399 | 38.3654 | 1.5308 | 0.0399 | 38.3654 | 1.6987 | 0.044278 | 38.3654 | 9.93% | 0.0003802 | 0.00034218 | 44554.817 | 7239.3196 | 281.352 | 37034.1454 | 44589.2314 | 0 | 0 | 44589.2314 | 0.0003531%
2027 | 971 | 971-383R | Tier-3 | Tier-3---4 | 5--5 | 281 | 212 | 1568.3841 | 85.57% | 14.07% | 0.3633% | 101.2478 | 0 | 0 | 101.2478 | 0 | 92.1341 | 2.8196 | 32.6763 | 92.1341 | 2.8196 | 32.6763 | 102.2428 | 3.129 | 32.6763 | 6.456% | 0.13837 | 0.12793 | 11334.794 | 1698.1384 | 1536.4876 | 8100.1681 | 11468.2949 | 0 | 0 | 11468.2949 | 0.02125%
2027 | 971 | 971-388R | Tier-3 | Tier-3---4 | 5--5 | 406 | 346 | 1370.1526 | 91.78% | 7.427% | 0.7941% | 107.1673 | 0 | 0 | 107.1673 | 0 | 97.5208 | 4.6018 | 21.1919 | 97.5208 | 4.6018 | 21.1919 | 108.2205 | 5.1067 | 21.1919 | 7.822% | 0.17642 | 0.16139 | 7766.4244 | 1241.1352 | 582.4552 | 5942.8339 | 7825.9056 | 0 | 0 | 7825.9056 | 0.02249%
2027 | 972 | 972-1582R | Tier-3 | Tier-3---6 | 5--5 | 213 | 190 | 1102.3739 | 89.57% | 9.851% | 0.5741% | 88.0823 | 0 | 0 | 88.0823 | 0 | 80.1537 | 2.527 | 31.7189 | 80.1537 | 2.527 | 31.7189 | 88.948 | 2.8043 | 31.7189 | 7.99% | 0.15062 | 0.13719 | 7318.7038 | 1095.1808 | 689.6681 | 5533.8548 | 7393.4295 | 0 | 0 | 7393.4295 | 0.01849%
2027 | 972 | 972-1590F | Tier-3 | Tier-3---2 | 5--5 | 697 | 474 | 2662.477 | 86.18% | 13.31% | 0.5115% | 156.0421 | 0 | 0 | 156.0421 | 0 | 141.9962 | 6.3042 | 22.5241 | 141.9962 | 6.3042 | 22.5241 | 157.5757 | 6.9959 | 22.5241 | 5.861% | 0.17603 | 0.16406 | 15124.9944 | 2683.3405 | 1935.3853 | 10506.2686 | 15277.5087 | 0 | 0 | 15277.5087 | 0.03275%
2027 | 972 | 972-1641 | Tier-2 | Tier-2---13 | 5--3 | 3 | 3 | 288.416 | 0% | 100% | 0% | 0 | 0 | 0 | 0 | 0 | 0 | 0.0399 | 0 | 0 | 0.0399 | 0 | 0 | 0.044278 | 0 | 0% | 0.10934 | 0.098403 | 2637.8581 | 3.4491 | 2395.6189 | 238.7901 | 2930.9535 | 0 | 0 | 2930.9535 | 0%
2027 | 972 | 972-1642 | Tier-2 | Tier-2---16 | 5--2 | 9 | 9 | 181.1562 | 0% | 99.96% | 0.04161% | 0 | 0 | 0 | 0 | 0 | 0 | 0.1197 | 0 | 0 | 0.1197 | 0 | 0 | 0.13283 | 0 | 0% | 0.11047 | 0.099426 | 1639.8234 | 1.9894 | 1473.717 | 164.117 | 1822.026 | 0 | 0 | 1822.026 | 0%
2027 | 972 | 972-32R | Tier-2 | Tier-2---1 | 5--5 | 543 | 384 | 2627.0976 | 78.5% | 21.13% | 0.3758% | 145.8329 | 0 | 0 | 145.8329 | 0 | 132.706 | 5.1072 | 25.9841 | 132.706 | 5.1072 | 25.9841 | 147.2662 | 5.6675 | 25.9841 | 5.551% | 0.16607 | 0.15433 | 15819.0849 | 2182.9188 | 3069.8118 | 10566.3543 | 16077.9556 | 0 | 0 | 16077.9556 | 0.03061%
2027 | 972 | 972-942R | Tier-3 | Tier-3---6 | 5--5 | 189 | 155 | 1052.2316 | 92.49% | 7.06% | 0.4532% | 79.811 | 0 | 0 | 79.811 | 0 | 72.6269 | 2.0615 | 35.2302 | 72.6269 | 2.0615 | 35.2302 | 80.5954 | 2.2877 | 35.2302 | 7.585% | 0.14194 | 0.1303 | 7412.953 | 1277.1801 | 501.709 | 5634.0638 | 7462.7067 | 0 | 0 | 7462.7067 | 0.01675%
2027 | 973 | 973-1226R | Tier-3 | Tier-3---10 | 5--5 | 194 | 161 | 738.9301 | 81.66% | 17.71% | 0.6284% | 50.0792 | 0 | 0 | 50.0792 | 0 | 45.5714 | 2.1413 | 21.2821 | 45.5714 | 2.1413 | 21.2821 | 50.5714 | 2.3762 | 21.2821 | 6.777% | 0.13989 | 0.12828 | 5282.0414 | 696.4842 | 883.7073 | 3701.85 | 5369.693 | 0 | 0 | 5369.693 | 0.01051%
2027 | 973 | 973-1245R | Tier-3 | Tier-3---6 | 5--5 | 59 | 53 | 792.6367 | 95.03% | 4.73% | 0.2408% | 67.6635 | 0 | 0 | 67.6635 | 0 | 61.5728 | 0.7049 | 87.3498 | 61.5728 | 0.7049 | 87.3498 | 68.3285 | 0.78224 | 87.3498 | 8.537% | 0.12039 | 0.10957 | 6584.1053 | 1077.527 | 369.5828 | 5136.9955 | 6616.408 | 0 | 0 | 6616.408 | 0.0142%
2027 | 973 | 973-530AE | Tier-3 | Tier-3---17 | 5--3 | 2 | 2 | 357.6557 | 0.8429% | 99.15% | 0.008195% | 0.30146 | 0 | 0 | 0.30146 | 0 | 0.27432 | 0.0266 | 10.313 | 0.27432 | 0.0266 | 10.313 | 0.30442 | 0.029518 | 10.313 | 0.08429% | 0.10542 | 0.094874 | 3392.8097 | 9.5763 | 3070.1598 | 313.0736 | 3766.6111 | 0 | 0 | 3766.6111 | 6.328e-05%
2027 | 973 | 973-626R | Tier-3 | Tier-3---7 | 5--5 | 199 | 197 | 933.998 | 86.55% | 12.73% | 0.7172% | 80.0273 | 0 | 0 | 80.0273 | 0 | 72.8237 | 2.6201 | 27.7943 | 72.8237 | 2.6201 | 27.7943 | 80.8138 | 2.9076 | 27.7943 | 8.568% | 0.1523 | 0.13722 | 6132.6277 | 944.3399 | 738.3045 | 4449.9833 | 6223.2383 | 0 | 0 | 6223.2383 | 0.0168%
2027 | 974 | 974-23R | Tier-3 | Tier-3---11 | 5--5 | 389 | 305 | 770.0113 | 72.03% | 26.78% | 1.193% | 43.4842 | 0 | 0 | 43.4842 | 0 | 39.57 | 4.0565 | 9.7547 | 39.57 | 4.0565 | 9.7547 | 43.9116 | 4.5016 | 9.7547 | 5.647% | 0.16472 | 0.15181 | 4674.6625 | 542.8961 | 1175.2982 | 2956.4682 | 4785.9199 | 0 | 0 | 4785.9199 | 0.009127%
2027 | 974 | 974-715R | Tier-3 | Tier-3---6 | 5--5 | 134 | 111 | 765.8632 | 95.89% | 3.616% | 0.4898% | 60.8362 | 0 | 0 | 60.8362 | 0 | 55.3601 | 1.4763 | 37.4992 | 55.3601 | 1.4763 | 37.4992 | 61.4341 | 1.6383 | 37.4992 | 7.943% | 0.14069 | 0.12903 | 5443.6999 | 833.249 | 274.7582 | 4335.6927 | 5463.8865 | 0 | 0 | 5463.8865 | 0.01277%
2027 | 975 | 975-22R | Tier-3 | Tier-3---7 | 5--5 | 30 | 13 | 1670.0817 | 26.02% | 73.92% | 0.06338% | 18.8291 | 0 | 0 | 18.8291 | 0 | 17.1342 | 0.1729 | 99.099 | 17.1342 | 0.1729 | 99.099 | 19.0141 | 0.19187 | 99.099 | 1.127% | 0.19669 | 0.18817 | 8490.7264 | 507.2869 | 5821.7498 | 2161.6897 | 8775.2603 | 0 | 0 | 8775.2603 | 0.003952%
2027 | 991 | 991-1 | Tier-2 | Tier-2---12 | 4--5 | 29 | 29 | 269.0349 | 22.26% | 77.39% | 0.3477% | 5.99 | 0 | 0 | 5.99 | 0 | 5.4508 | 0.3857 | 14.1323 | 5.4508 | 0.3857 | 14.1323 | 6.0489 | 0.42802 | 14.1323 | 2.226% | 0.034773 | 0.031295 | 7736.9795 | 537.9923 | 5445.2245 | 1753.7627 | 8405.2419 | 0 | 0 | 8405.2419 | 0.001257%
2027 | 991 | 991-1206R | Tier-2 | Tier-2---4 | 4--5 | 164 | 158 | 580.6091 | 98.3% | 0.7633% | 0.9388% | 54.9847 | 0 | 0 | 54.9847 | 0 | 50.0353 | 2.1014 | 23.8105 | 50.0353 | 2.1014 | 23.8105 | 55.5251 | 2.332 | 23.8105 | 9.47% | 0.063785 | 0.05764 | 9102.5384 | 2181.358 | 136.565 | 6784.6154 | 9119.0557 | 0 | 0 | 9119.0557 | 0.01154%
2027 | 1023 | CB 1023 | Tier-2 | Tier-2---4 | 4--5 | 78 | 55 | 374.8399 | 98.36% | 0.9442% | 0.6917% | 25.9986 | 0 | 0 | 25.9986 | 0 | 23.6584 | 0.7315 | 32.3423 | 23.6584 | 0.7315 | 32.3423 | 26.2541 | 0.81176 | 32.3423 | 6.936% | 0.082267 | 0.076466 | 4556.3931 | 688.3386 | 326.2097 | 3541.8448 | 4562.0478 | 0 | 0 | 4562.0478 | 0.005457%
2027 | 1090 | CB 1090 | Tier-2 | Tier-2---7 | 3--5 | 111 | 85 | 193.2665 | 97.29% | 1.202% | 1.508% | 14.3986 | 0 | 0 | 14.3986 | 0 | 13.1025 | 1.1305 | 11.59 | 13.1025 | 1.1305 | 11.59 | 14.5401 | 1.2545 | 11.59 | 7.45% | 0.025114 | 0.023191 | 7695.6285 | 1211.5196 | 206.2478 | 6277.8611 | 7712.9236 | 0 | 0 | 7712.9236 | 0.003022%
2027 | 1101 | CB 1101 | Tier-2 | Tier-2---9 | 4--4 | 41 | 38 | 199.93 | 98.45% | 0.8502% | 0.703% | 18.2423 | 0 | 0 | 18.2423 | 0 | 16.6002 | 0.5054 | 32.8458 | 16.6002 | 0.5054 | 32.8458 | 18.4216 | 0.56085 | 32.8458 | 9.124% | 0.091579 | 0.083091 | 2183.1518 | 318.4441 | 233.987 | 1630.7207 | 2186.6155 | 0 | 0 | 2186.6155 | 0.003829%
2027 | 1106 | CB 1106 | Tier-2 | Tier-2---7 | 4--5 | 24 | 24 | 1067.6226 | 5.884% | 94.04% | 0.07265% | 6.2814 | 0 | 0 | 6.2814 | 0 | 5.716 | 0.3192 | 17.9073 | 5.716 | 0.3192 | 17.9073 | 6.3432 | 0.35422 | 17.9073 | 0.5884% | 0.070774 | 0.063697 | 15084.9121 | 163.1311 | 12883.8022 | 2037.9789 | 16662.3991 | 0 | 0 | 16662.3991 | 0.001318%
2027 | 1138 | CB 1138 | Tier-2 | Tier-2---10 | 5--4 | 291 | 70 | 305.5776 | 38.78% | 59.44% | 1.777% | 2.8505 | 0 | 0 | 2.8505 | 0 | 2.5939 | 0.931 | 2.7862 | 2.5939 | 0.931 | 2.7862 | 2.8785 | 1.0331 | 2.7862 | 0.9328% | 0.11418 | 0.11143 | 2676.3311 | 209.1802 | 1537.4835 | 929.6674 | 2716.7161 | 0 | 0 | 2716.7161 | 0.0005983%
2027 | 1160 | CB 1160 | Tier-2 | Tier-2---22 | 4--1 | 8 | 1 | 2.3354 | 9.053% | 83.59% | 7.353% | 0.0026429 | 0 | 0 | 0.0026429 | 0 | 0.002405 | 0.0133 | 0.18083 | 0.002405 | 0.0133 | 0.18083 | 0.0026689 | 0.014759 | 0.18083 | 0.1132% | 0.059368 | 0.058626 | 39.3377 | 0.37252 | 31.1163 | 7.8489 | 39.7905 | 0 | 0 | 39.7905 | 5.547e-07%
2027 | 1161 | CB 1161 | Tier-2 | Tier-2---20 | 4--1 | 20 | 3 | 16.2447 | 8.481% | 86.73% | 4.794% | 0.020665 | 0 | 0 | 0.020665 | 0 | 0.018804 | 0.0399 | 0.47129 | 0.018804 | 0.0399 | 0.47129 | 0.020868 | 0.044278 | 0.47129 | 0.1272% | 0.061771 | 0.060845 | 262.9824 | 2.5967 | 199.3774 | 61.0083 | 266.6476 | 0 | 0 | 266.6476 | 4.338e-06%
2027 | 1162 | CB 1162 | Tier-2 | Tier-2---18 | 4--2 | 34 | 31 | 17.3545 | 85.79% | 8.389% | 5.825% | 1.3574 | 0 | 0 | 1.3574 | 0 | 1.2352 | 0.4123 | 2.996 | 1.2352 | 0.4123 | 2.996 | 1.3708 | 0.45754 | 2.996 | 7.822% | 0.064214 | 0.058359 | 270.2621 | 35.4982 | 38.2909 | 196.4729 | 274.1159 | 0 | 0 | 274.1159 | 0.0002849%
2027 | 1166 | CB 1166 | Tier-3 | Tier-3---20 | 1--5 | 5 | 4 | 8.8101 | 98.41% | 0% | 1.594% | 0.69357 | 0 | 0 | 0.69357 | 0 | 0.63114 | 0.0532 | 11.8635 | 0.63114 | 0.0532 | 11.8635 | 0.70039 | 0.059037 | 11.8635 | 7.872% | 0.0005142 | 0.00047306 | 17133.5613 | 2694.9948 | 342.3743 | 14096.1921 | 17157.3103 | 0 | 0 | 17157.3103 | 0.0001456%
2027 | 1215 | CB 1215 | Tier-3 | Tier-3---20 | 1--5 | 3 | 3 | 3.8855 | 98.12% | 0% | 1.884% | 0.38123 | 0 | 0 | 0.38123 | 0 | 0.34692 | 0.0399 | 8.6946 | 0.34692 | 0.0399 | 8.6946 | 0.38498 | 0.044278 | 8.6946 | 9.812% | 0.0002576 | 0.00023184 | 15083.5302 | 2158.6856 | 350.5407 | 12574.3039 | 15115.1043 | 0 | 0 | 15115.1043 | 8.002e-05%
2027 | 1233 | CB 1233 | Tier-3 | Tier-3---21 | 1--4 | 3 | 2 | 0.23879 | 71.75% | 0% | 28.25% | 0.011422 | 0 | 0 | 0.011422 | 0 | 0.010394 | 0.0266 | 0.39075 | 0.010394 | 0.0266 | 0.39075 | 0.011534 | 0.029518 | 0.39075 | 4.783% | 0.0001248 | 0.00011648 | 1913.3707 | 200.7219 | 542.3517 | 1170.2971 | 1951.9796 | 0 | 0 | 1951.9796 | 2.398e-06%
2027 | 1234 | CB 1234 | Tier-3 | Tier-3---10 | 5--5 | 332 | 332 | 1703.5911 | 47.26% | 52.1% | 0.6391% | 80.5121 | 0 | 0 | 80.5121 | 0 | 73.2649 | 4.4156 | 16.5923 | 73.2649 | 4.4156 | 16.5923 | 81.3034 | 4.9001 | 16.5923 | 4.726% | 0.11961 | 0.10765 | 14242.4054 | 1075.4767 | 7121.7223 | 6045.2064 | 15077.0067 | 0 | 0 | 15077.0067 | 0.0169%
2027 | 1235 | CB 1235 | Tier-2 | Tier-2---6 | 4--5 | 622 | 402 | 1038.4291 | 94.32% | 4.296% | 1.381% | 63.3041 | 0 | 0 | 63.3041 | 0 | 57.6058 | 5.3466 | 10.7743 | 57.6058 | 5.3466 | 10.7743 | 63.9262 | 5.9332 | 10.7743 | 6.096% | 0.082825 | 0.077472 | 12537.6589 | 2179.7945 | 762.6013 | 9595.263 | 12586.8359 | 0 | 0 | 12586.8359 | 0.01329%
2027 | 1243 | CB 1243 | Tier-2 | Tier-2---7 | 3--5 | 116 | 106 | 199.4877 | 98.24% | 0% | 1.764% | 17.9074 | 0 | 0 | 17.9074 | 0 | 16.2955 | 1.4098 | 11.5588 | 16.2955 | 1.4098 | 11.5588 | 18.0834 | 1.5645 | 11.5588 | 8.977% | 0.019586 | 0.017796 | 10185.2188 | 1675.1434 | 207.9289 | 8302.1466 | 10203.2909 | 0 | 0 | 10203.2909 | 0.003759%
2027 | 1245 | CB 1245 | Tier-2 | Tier-2---15 | 1--5 | 9 | 9 | 16.7924 | 98.43% | 0% | 1.568% | 1.6529 | 0 | 0 | 1.6529 | 0 | 1.5041 | 0.1197 | 12.5658 | 1.5041 | 0.1197 | 12.5658 | 1.6692 | 0.13283 | 12.5658 | 9.843% | 0.001637 | 0.0014733 | 10258.0329 | 2664.8486 | 151.8636 | 7441.3207 | 10275.9011 | 0 | 0 | 10275.9011 | 0.0003469%
2027 | 1250 | CB 1250 | Tier-2 | Tier-2---4 | 4--5 | 32 | 31 | 388.8417 | 99.33% | 0.414% | 0.257% | 37.4163 | 0 | 0 | 37.4163 | 0 | 34.0483 | 0.4123 | 82.5814 | 34.0483 | 0.4123 | 82.5814 | 37.784 | 0.45754 | 82.5814 | 9.622% | 0.088703 | 0.08011 | 4383.6458 | 676.5543 | 273.8326 | 3433.2589 | 4386.8011 | 0 | 0 | 4386.8011 | 0.007854%
2027 | 1299 | CB 1299 | Tier-2 | Tier-2---19 | 3--3 | 76 | 31 | 20.1766 | 88.04% | 0% | 11.96% | 0.72456 | 0 | 0 | 0.72456 | 0 | 0.65934 | 0.4123 | 1.5992 | 0.65934 | 0.4123 | 1.5992 | 0.73168 | 0.45754 | 1.5992 | 3.591% | 0.014997 | 0.014386 | 1345.3401 | 209.983 | 174.7231 | 960.634 | 1352.1826 | 0 | 0 | 1352.1826 | 0.0001521%
2027 | 1525 | CB 1525 | Tier-2 | Tier-2---13 | 4--4 | 184 | 8 | 193.8892 | 15.57% | 82.62% | 1.812% | 0.13122 | 0 | 0 | 0.13122 | 0 | 0.11941 | 0.1064 | 1.1222 | 0.11941 | 0.1064 | 1.1222 | 0.13251 | 0.11807 | 1.1222 | 0.06768% | 0.050512 | 0.050292 | 3838.4933 | 115.2522 | 3031.2128 | 692.0283 | 3852.6462 | 0 | 0 | 3852.6462 | 2.754e-05%
2027 | 157 | CB 157 | Tier-3 | Tier-3---21 | 1--5 | 2 | 2 | 1.2764 | 97.36% | 0% | 2.636% | 0.12427 | 0 | 0 | 0.12427 | 0 | 0.11309 | 0.0266 | 4.2514 | 0.11309 | 0.0266 | 4.2514 | 0.1255 | 0.029518 | 4.2514 | 9.736% | 0.0001334 | 0.00012006 | 9568.1185 | 1255.2912 | 1268.6255 | 7044.2018 | 9596.144 | 0 | 0 | 9596.144 | 2.609e-05%
2027 | 185 | CB 185 | Tier-2 | Tier-2---12 | 3--4 | 154 | 2 | 138.4091 | 43.72% | 54.12% | 2.153% | 0.078591 | 0 | 0 | 0.078591 | 0 | 0.071517 | 0.0266 | 2.6886 | 0.071517 | 0.0266 | 2.6886 | 0.079363 | 0.029518 | 2.6886 | 0.05678% | 0.027797 | 0.027761 | 4979.3165 | 370.0673 | 2508.501 | 2100.7482 | 4982.9606 | 0 | 0 | 4982.9606 | 1.65e-05%
2027 | 196 | CB 196 | Tier-2 | Tier-2---15 | 3--4 | 24 | 1 | 130.1585 | 2.113% | 97.57% | 0.316% | 0.011461 | 0 | 0 | 0.011461 | 0 | 0.010429 | 0.0133 | 0.78415 | 0.010429 | 0.0133 | 0.78415 | 0.011573 | 0.014759 | 0.78415 | 0.008805% | 0.019464 | 0.019383 | 6687.0046 | 19.3582 | 5804.1249 | 863.5215 | 6714.3924 | 0 | 0 | 6714.3924 | 2.406e-06%
2027 | 200 | CB 200 | Tier-2 | Tier-2---9 | 4--5 | 478 | 80 | 748.3334 | 16.62% | 82.09% | 1.289% | 2.0817 | 0 | 0 | 2.0817 | 0 | 1.8943 | 1.064 | 1.7803 | 1.8943 | 1.064 | 1.7803 | 2.1021 | 1.1807 | 1.7803 | 0.2782% | 0.060261 | 0.059252 | 12418.2035 | 230.4691 | 10130.0521 | 2057.6824 | 12594.4453 | 0 | 0 | 12594.4453 | 0.0004369%
2027 | 202 | CB 202 | Tier-2 | Tier-2---16 | 4--3 | 193 | 188 | 63.0384 | 89.89% | 0% | 10.11% | 5.5198 | 0 | 0 | 5.5198 | 0 | 5.0229 | 2.5004 | 2.0089 | 5.0229 | 2.5004 | 2.0089 | 5.574 | 2.7747 | 2.0089 | 8.756% | 0.040966 | 0.036976 | 1538.7821 | 188.6374 | 158.7642 | 1191.3805 | 1555.5697 | 0 | 0 | 1555.5697 | 0.001159%
2027 | 203 | CB 203 | Tier-2 | Tier-2---13 | 4--4 | 233 | 109 | 187.9021 | 7.943% | 89.84% | 2.222% | 0.69818 | 0 | 0 | 0.69818 | 0 | 0.63534 | 1.4497 | 0.43825 | 0.63534 | 1.4497 | 0.43825 | 0.70505 | 1.6088 | 0.43825 | 0.3716% | 0.03541 | 0.033754 | 5306.4388 | 19.0742 | 4782.3725 | 504.9921 | 5546.1782 | 0 | 0 | 5546.1782 | 0.0001465%
2027 | 204 | CB 204 | Tier-2 | Tier-2---9 | 4--4 | 229 | 220 | 421.5291 | 52.89% | 45.23% | 1.878% | 21.4193 | 0 | 0 | 21.4193 | 0 | 19.4913 | 2.926 | 6.6614 | 19.4913 | 2.926 | 6.6614 | 21.6298 | 3.247 | 6.6614 | 5.081% | 0.068524 | 0.061941 | 6151.5544 | 481.5982 | 2922.6769 | 2747.2793 | 6459.5408 | 0 | 0 | 6459.5408 | 0.004496%
2027 | 210 | CB 210 | Tier-2 | Tier-2---21 | 1--4 | 3 | 1 | 0.64036 | 88.73% | 0% | 11.27% | 0.01894 | 0 | 0 | 0.01894 | 0 | 0.017235 | 0.0133 | 1.2958 | 0.017235 | 0.0133 | 1.2958 | 0.019126 | 0.014759 | 1.2958 | 2.958% | 0.0002002 | 0.00019353 | 3198.5975 | 256.1247 | 506.3194 | 2436.1534 | 3211.0283 | 0 | 0 | 3211.0283 | 3.975e-06%
2027 | 211 | CB 211 | Tier-2 | Tier-2---21 | 1--2 | 2 | 1 | 0.036349 | 0% | 0% | 100% | 0 | 0 | 0 | 0 | 0 | 0 | 0.0133 | 0 | 0 | 0.0133 | 0 | 0 | 0.014759 | 0 | 0% | 5.02e-05 | 4.769e-05 | 724.075 | 0.56677 | 657.7348 | 65.7735 | 762.1843 | 0 | 0 | 762.1843 | 0%
2027 | 212 | CB 212 | Tier-2 | Tier-2---19 | 1--5 | 7 | 6 | 7.0048 | 97.1% | 0% | 2.901% | 0.58299 | 0 | 0 | 0.58299 | 0 | 0.53051 | 0.0798 | 6.648 | 0.53051 | 0.0798 | 6.648 | 0.58872 | 0.088555 | 6.648 | 8.323% | 0.0011646 | 0.0010648 | 6014.7386 | 501.785 | 651.8944 | 4861.0592 | 6031.099 | 0 | 0 | 6031.099 | 0.0001224%
2027 | 214 | CB 214 | Tier-3 | Tier-3---20 | 1--5 | 3 | 2 | 5.9712 | 98.85% | 0% | 1.149% | 0.3935 | 0 | 0 | 0.3935 | 0 | 0.35808 | 0.0266 | 13.4617 | 0.35808 | 0.0266 | 13.4617 | 0.39737 | 0.029518 | 13.4617 | 6.59% | 0.0002016 | 0.00018816 | 29618.8066 | 4651.1274 | 1027.6548 | 23940.0244 | 29643.1148 | 0 | 0 | 29643.1148 | 8.26e-05%
2027 | 215 | CB 215 | Tier-3 | Tier-3---20 | 1--5 | 5 | 3 | 14.3567 | 99.04% | 0% | 0.9603% | 0.85313 | 0 | 0 | 0.85313 | 0 | 0.77633 | 0.0399 | 19.457 | 0.77633 | 0.0399 | 19.457 | 0.86151 | 0.044278 | 19.457 | 5.942% | 0.0005546 | 0.00052132 | 25886.5156 | 4082.8416 | 802.2051 | 21001.4689 | 25902.3831 | 0 | 0 | 25902.3831 | 0.0001791%
2027 | 217 | CB 217 | Tier-3 | Tier-3---20 | 1--5 | 3 | 2 | 2.4839 | 96.97% | 0% | 3.031% | 0.16057 | 0 | 0 | 0.16057 | 0 | 0.14612 | 0.0266 | 5.4932 | 0.14612 | 0.0266 | 5.4932 | 0.16215 | 0.029518 | 5.4932 | 6.465% | 0.000134 | 0.00012507 | 18536.6011 | 2846.2078 | 1011.8688 | 14678.5244 | 18576.7386 | 0 | 0 | 18576.7386 | 3.37e-05%
2027 | 220 | CB 220 | Tier-3 | Tier-3---21 | 1--2 | 2 | 1 | 0.032703 | 0% | 0% | 100% | 0 | 0 | 0 | 0 | 0 | 0 | 0.0133 | 0 | 0 | 0.0133 | 0 | 0 | 0.014759 | 0 | 0% | 4.74e-05 | 4.503e-05 | 689.9372 | 0.54005 | 626.7247 | 62.6725 | 726.2497 | 0 | 0 | 726.2497 | 0%
2027 | 230 | CB 230 | Tier-2 | Tier-2---14 | 1--5 | 12 | 10 | 37.0692 | 98.96% | 0% | 1.045% | 3.0568 | 0 | 0 | 3.0568 | 0 | 2.7817 | 0.133 | 20.9149 | 2.7817 | 0.133 | 20.9149 | 3.0869 | 0.14759 | 20.9149 | 8.246% | 0.0025822 | 0.002367 | 14355.6795 | 1973.4751 | 2354.5204 | 10027.684 | 14369.311 | 0 | 0 | 14369.311 | 0.0006416%
2027 | 231 | CB 231 | Tier-2 | Tier-2---7 | 4--5 | 260 | 174 | 416.5176 | 95.81% | 2.821% | 1.365% | 26.708 | 0 | 0 | 26.708 | 0 | 24.3039 | 2.3142 | 10.5021 | 24.3039 | 2.3142 | 10.5021 | 26.9704 | 2.5681 | 10.5021 | 6.412% | 0.037573 | 0.035058 | 11085.6737 | 1859.8233 | 754.4202 | 8471.4303 | 11118.9521 | 0 | 0 | 11118.9521 | 0.005606%
2027 | 232 | CB 232 | Tier-2 | Tier-2---7 | 4--5 | 259 | 144 | 300.2122 | 85.96% | 12.43% | 1.615% | 14.3476 | 0 | 0 | 14.3476 | 0 | 13.0561 | 1.9152 | 6.8171 | 13.0561 | 1.9152 | 6.8171 | 14.4886 | 2.1253 | 6.8171 | 4.779% | 0.029023 | 0.02741 | 10343.7991 | 1418.351 | 1554.0747 | 7371.3734 | 10429.3071 | 0 | 0 | 10429.3071 | 0.003012%
2027 | 233 | CB 233 | Tier-2 | Tier-2---4 | 4--5 | 613 | 396 | 763.9567 | 93.34% | 4.903% | 1.762% | 46.0626 | 0 | 0 | 46.0626 | 0 | 41.9163 | 5.2668 | 7.9586 | 41.9163 | 5.2668 | 7.9586 | 46.5153 | 5.8447 | 7.9586 | 6.029% | 0.075451 | 0.070577 | 10125.1756 | 1595.7447 | 1194.5405 | 7334.8905 | 10171.7809 | 0 | 0 | 10171.7809 | 0.009669%
2027 | 234 | CB 234 | Tier-2 | Tier-2---4 | 4--5 | 352 | 201 | 535.5214 | 93.25% | 5.438% | 1.313% | 28.515 | 0 | 0 | 28.515 | 0 | 25.9483 | 2.6733 | 9.7065 | 25.9483 | 2.6733 | 9.7065 | 28.7952 | 2.9666 | 9.7065 | 5.325% | 0.044658 | 0.042108 | 11991.611 | 2064.9333 | 958.1122 | 8968.5654 | 12040.6397 | 0 | 0 | 12040.6397 | 0.005985%
2027 | 235 | CB 235 | Tier-2 | Tier-2---12 | 1--5 | 6 | 4 | 38.9047 | 99.56% | 0% | 0.4379% | 2.5823 | 0 | 0 | 2.5823 | 0 | 2.3498 | 0.0532 | 44.1701 | 2.3498 | 0.0532 | 44.1701 | 2.6077 | 0.059037 | 44.1701 | 6.637% | 0.0007134 | 0.00066584 | 54534.1843 | 8498.6142 | 2608.9633 | 43426.6068 | 54551.2427 | 0 | 0 | 54551.2427 | 0.000542%
2027 | 236 | CB 236 | Tier-2 | Tier-2---1 | 5--5 | 337 | 161 | 1431.5889 | 79.32% | 20.27% | 0.409% | 54.2527 | 0 | 0 | 54.2527 | 0 | 49.3692 | 2.1413 | 23.0557 | 49.3692 | 2.1413 | 23.0557 | 54.7859 | 2.3762 | 23.0557 | 3.79% | 0.1419 | 0.13512 | 10088.9585 | 1415.4843 | 1966.6729 | 6706.8012 | 10193.6136 | 0 | 0 | 10193.6136 | 0.01139%
2027 | 237 | CB 237 | Tier-2 | Tier-2---8 | 5--5 | 41 | 14 | 185.7066 | 94.91% | 4.738% | 0.3556% | 6.0182 | 0 | 0 | 6.0182 | 0 | 5.4765 | 0.1862 | 29.4119 | 5.4765 | 0.1862 | 29.4119 | 6.0774 | 0.20663 | 29.4119 | 3.241% | 0.10923 | 0.1055 | 1700.183 | 298.8503 | 101.9614 | 1299.3713 | 1703.2445 | 0 | 0 | 1703.2445 | 0.001263%
2027 | 239 | CB 239 | Tier-3 | Tier-3---20 | 1--5 | 2 | 1 | 1.953 | 98.06% | 0% | 1.937% | 0.09576 | 0 | 0 | 0.09576 | 0 | 0.08714 | 0.0133 | 6.5519 | 0.08714 | 0.0133 | 6.5519 | 0.096701 | 0.014759 | 6.5519 | 4.903% | 0.0001826 | 0.00017347 | 10695.6635 | 1375.739 | 1867.4317 | 7452.4928 | 10706.5678 | 0 | 0 | 10706.5678 | 2.01e-05%
2027 | 240 | CB 240 | Tier-2 | Tier-2---9 | 4--5 | 238 | 114 | 222.9994 | 87.14% | 10.79% | 2.065% | 9.3079 | 0 | 0 | 9.3079 | 0 | 8.47 | 1.5162 | 5.5863 | 8.47 | 1.5162 | 5.5863 | 9.3993 | 1.6826 | 5.5863 | 4.174% | 0.048511 | 0.046187 | 4596.922 | 825.8016 | 739.2506 | 3031.8699 | 4626.6627 | 0 | 0 | 4626.6627 | 0.001954%
2027 | 242 | CB 242 | Tier-2 | Tier-2---11 | 5--3 | 87 | 35 | 207.8863 | 31.82% | 66.99% | 1.182% | 2.6615 | 0 | 0 | 2.6615 | 0 | 2.4219 | 0.4655 | 5.2028 | 2.4219 | 0.4655 | 5.2028 | 2.6876 | 0.51657 | 5.2028 | 1.28% | 0.1014 | 0.097325 | 2050.064 | 80.1099 | 1437.2921 | 532.662 | 2108.6486 | 0 | 0 | 2108.6486 | 0.0005586%
2027 | 244 | CB 244 | Tier-2 | Tier-2---14 | 4--4 | 197 | 16 | 218.1664 | 17.26% | 81.28% | 1.461% | 0.30587 | 0 | 0 | 0.30587 | 0 | 0.27834 | 0.2128 | 1.308 | 0.27834 | 0.2128 | 1.308 | 0.30887 | 0.23615 | 1.308 | 0.1402% | 0.040668 | 0.040338 | 5364.5179 | 74.3952 | 4565.48 | 724.6427 | 5400.8618 | 0 | 0 | 5400.8618 | 6.42e-05%
2027 | 246 | CB 246 | Tier-2 | Tier-2---7 | 4--5 | 303 | 180 | 397.8494 | 64.68% | 33.47% | 1.858% | 15.2857 | 0 | 0 | 15.2857 | 0 | 13.9098 | 2.394 | 5.8103 | 13.9098 | 2.394 | 5.8103 | 15.436 | 2.6567 | 5.8103 | 3.842% | 0.066431 | 0.062485 | 5988.8765 | 880.2356 | 2229.0372 | 2879.6037 | 6122.4907 | 0 | 0 | 6122.4907 | 0.003208%
2027 | 247 | CB 247 | Tier-2 | Tier-2---12 | 4--4 | 90 | 29 | 172.2064 | 35.95% | 62.53% | 1.527% | 1.9947 | 0 | 0 | 1.9947 | 0 | 1.8151 | 0.3857 | 4.706 | 1.8151 | 0.3857 | 4.706 | 2.0143 | 0.42802 | 4.706 | 1.158% | 0.038566 | 0.037324 | 4465.2144 | 298.159 | 2868.7773 | 1298.2781 | 4560.4413 | 0 | 0 | 4560.4413 | 0.0004187%
2027 | 248 | CB 248 | Tier-2 | Tier-2---9 | 3--5 | 136 | 62 | 152.3893 | 96.93% | 0% | 3.073% | 6.7337 | 0 | 0 | 6.7337 | 0 | 6.1276 | 0.8246 | 7.4309 | 6.1276 | 0.8246 | 7.4309 | 6.7999 | 0.91507 | 7.4309 | 4.419% | 0.01881 | 0.017953 | 8101.4189 | 1342.8535 | 227.2912 | 6531.2742 | 8113.3105 | 0 | 0 | 8113.3105 | 0.001413%
2027 | 249 | CB 249 | Tier-3 | Tier-3---16 | 4--4 | 101 | 65 | 160.495 | 85.08% | 13.47% | 1.449% | 8.7877 | 0 | 0 | 8.7877 | 0 | 7.9967 | 0.8645 | 9.25 | 7.9967 | 0.8645 | 9.25 | 8.874 | 0.95935 | 9.25 | 5.475% | 0.05906 | 0.055259 | 2717.4811 | 349.6551 | 457.423 | 1910.4031 | 2745.3718 | 0 | 0 | 2745.3718 | 0.001845%
2027 | 280 | CB 280 | Tier-2 | Tier-2---14 | 4--4 | 108 | 32 | 274.2011 | 7.05% | 92.04% | 0.912% | 0.57274 | 0 | 0 | 0.57274 | 0 | 0.52118 | 0.4256 | 1.2246 | 0.52118 | 0.4256 | 1.2246 | 0.57837 | 0.4723 | 1.2246 | 0.2089% | 0.042409 | 0.041153 | 6465.5727 | 45.4317 | 5724.1115 | 696.0295 | 6649.0775 | 0 | 0 | 6649.0775 | 0.0001202%
2027 | 283 | CB 283 | Tier-3 | Tier-3---21 | 1--5 | 2 | 2 | 0.8046 | 95.71% | 0% | 4.291% | 0.077008 | 0 | 0 | 0.077008 | 0 | 0.070076 | 0.0266 | 2.6344 | 0.070076 | 0.0266 | 2.6344 | 0.077764 | 0.029518 | 2.6344 | 9.571% | 7.6e-05 | 6.84e-05 | 10586.8728 | 1573.2738 | 728.9421 | 8284.6569 | 10637.3497 | 0 | 0 | 10637.3497 | 1.616e-05%
2027 | 292 | CB 292 | Tier-2 | Tier-2---18 | 4--3 | 17 | 13 | 47.5044 | 34.5% | 64.33% | 1.17% | 1.2534 | 0 | 0 | 1.2534 | 0 | 1.1406 | 0.1729 | 6.5969 | 1.1406 | 0.1729 | 6.5969 | 1.2658 | 0.19187 | 6.5969 | 2.639% | 0.048129 | 0.044449 | 987.0231 | 50.0827 | 552.1658 | 384.7746 | 1040.5515 | 0 | 0 | 1040.5515 | 0.0002631%
2027 | 315 | CB 315 | Tier-2 | Tier-2---19 | 1--4 | 21 | 1 | 5.1424 | 94.4% | 0% | 5.599% | 0.023117 | 0 | 0 | 0.023117 | 0 | 0.021036 | 0.0133 | 1.5816 | 0.021036 | 0.0133 | 1.5816 | 0.023344 | 0.014759 | 1.5816 | 0.4495% | 0.0017586 | 0.0017502 | 2924.1607 | 267.0973 | 1290.9222 | 1366.1411 | 2924.9441 | 0 | 0 | 2924.9441 | 4.852e-06%
2027 | 327 | CB 327 | Tier-3 | Tier-3---16 | 4--5 | 22 | 21 | 193.645 | 98.47% | 1.165% | 0.3624% | 18.202 | 0 | 0 | 18.202 | 0 | 16.5635 | 0.2793 | 59.3038 | 16.5635 | 0.2793 | 59.3038 | 18.3808 | 0.30994 | 59.3038 | 9.4% | 0.076966 | 0.06962 | 2515.9681 | 429.9476 | 31.582 | 2054.4384 | 2520.0235 | 0 | 0 | 2520.0235 | 0.003821%
2027 | 329 | CB 329 | Tier-2 | Tier-2---14 | 3--4 | 34 | 8 | 65.8898 | 89.85% | 8.372% | 1.777% | 1.393 | 0 | 0 | 1.393 | 0 | 1.2676 | 0.1064 | 11.9136 | 1.2676 | 0.1064 | 11.9136 | 1.4067 | 0.11807 | 11.9136 | 2.114% | 0.026212 | 0.025596 | 2513.6892 | 282.0394 | 739.5173 | 1492.1325 | 2519.8368 | 0 | 0 | 2519.8368 | 0.0002924%
2027 | 330 | CB 330 | Tier-2 | Tier-2---16 | 4--3 | 156 | 73 | 120.677 | 32.91% | 64.46% | 2.626% | 1.8585 | 0 | 0 | 1.8585 | 0 | 1.6912 | 0.9709 | 1.7419 | 1.6912 | 0.9709 | 1.7419 | 1.8768 | 1.0774 | 1.7419 | 1.54% | 0.029702 | 0.028312 | 4062.9261 | 7.6233 | 3748.7743 | 306.5286 | 4196.7393 | 0 | 0 | 4196.7393 | 0.0003901%
2027 | 331 | CB 331 | Tier-2 | Tier-2---14 | 2--5 | 48 | 25 | 85.8116 | 98.16% | 0% | 1.839% | 4.3872 | 0 | 0 | 4.3872 | 0 | 3.9923 | 0.3325 | 12.0068 | 3.9923 | 0.3325 | 12.0068 | 4.4303 | 0.36898 | 12.0068 | 5.113% | 0.010352 | 0.0098128 | 8289.3738 | 853.0321 | 3055.5825 | 4380.7593 | 8297.7504 | 0 | 0 | 8297.7504 | 0.0009209%
2027 | 350 | CB 350 | Tier-2 | Tier-2---15 | 1--5 | 4 | 1 | 13.015 | 99.22% | 0% | 0.7827% | 0.32283 | 0 | 0 | 0.32283 | 0 | 0.29377 | 0.0133 | 22.088 | 0.29377 | 0.0133 | 22.088 | 0.326 | 0.014759 | 22.088 | 2.48% | 0.0004644 | 0.00045279 | 28025.4905 | 4248.3953 | 2001.1403 | 21775.9549 | 28031.1153 | 0 | 0 | 28031.1153 | 6.776e-05%
2027 | 351 | CB 351 | Tier-2 | Tier-2---3 | 5--5 | 154 | 110 | 1226.0332 | 96.06% | 3.555% | 0.3808% | 84.1267 | 0 | 0 | 84.1267 | 0 | 76.5541 | 1.463 | 52.3268 | 76.5541 | 1.463 | 52.3268 | 84.9535 | 1.6235 | 52.3268 | 6.862% | 0.12463 | 0.11573 | 9837.0052 | 2175.7089 | 389.2547 | 7272.0416 | 9866.7905 | 0 | 0 | 9866.7905 | 0.01766%
2027 | 352 | CB 352 | Tier-2 | Tier-2---18 | 4--2 | 5 | 4 | 9.3178 | 92.82% | 5.766% | 1.417% | 0.69187 | 0 | 0 | 0.69187 | 0 | 0.6296 | 0.0532 | 11.8345 | 0.6296 | 0.0532 | 11.8345 | 0.69867 | 0.059037 | 11.8345 | 7.425% | 0.066856 | 0.061507 | 139.3709 | 20.9143 | 9.4564 | 109.0003 | 140.2415 | 0 | 0 | 140.2415 | 0.0001452%
2027 | 353 | CB 353 | Tier-2 | Tier-2---19 | 1--5 | 4 | 1 | 1.2114 | 91.46% | 0% | 8.541% | 0.027698 | 0 | 0 | 0.027698 | 0 | 0.025205 | 0.0133 | 1.8951 | 0.025205 | 0.0133 | 1.8951 | 0.02797 | 0.014759 | 1.8951 | 2.286% | 0.0001926 | 0.00018778 | 6289.6304 | 841.6188 | 1074.3724 | 4373.6392 | 6303.4042 | 0 | 0 | 6303.4042 | 5.814e-06%
2027 | 354 | CB 354 | Tier-2 | Tier-2---19 | 1--5 | 3 | 2 | 1.802 | 96.49% | 0% | 3.514% | 0.11591 | 0 | 0 | 0.11591 | 0 | 0.10548 | 0.0266 | 3.9654 | 0.10548 | 0.0266 | 3.9654 | 0.11705 | 0.029518 | 3.9654 | 6.432% | 0.0002126 | 0.00019843 | 8476.0152 | 1131.4967 | 1490.9323 | 5853.5862 | 8497.2882 | 0 | 0 | 8497.2882 | 2.433e-05%
2027 | 355 | CB 355 | Tier-2 | Tier-2---3 | 5--5 | 302 | 168 | 1277.9843 | 89.96% | 9.576% | 0.4654% | 63.9543 | 0 | 0 | 63.9543 | 0 | 58.1975 | 2.2344 | 26.0462 | 58.1975 | 2.2344 | 26.0462 | 64.5828 | 2.4796 | 26.0462 | 5.004% | 0.1048 | 0.098973 | 12194.1112 | 2321.0506 | 1198.9562 | 8674.1044 | 12266.2409 | 0 | 0 | 12266.2409 | 0.01342%
2027 | 356 | CB 356 | Tier-2 | Tier-2---19 | 1--5 | 3 | 2 | 1.0316 | 94.21% | 0% | 5.788% | 0.064794 | 0 | 0 | 0.064794 | 0 | 0.058962 | 0.0266 | 2.2166 | 0.058962 | 0.0266 | 2.2166 | 0.065431 | 0.029518 | 2.2166 | 6.281% | 0.0001262 | 0.00011779 | 8174.5031 | 1142.3903 | 1177.2898 | 5854.823 | 8208.3014 | 0 | 0 | 8208.3014 | 1.36e-05%
2027 | 357 | CB 357 | Tier-3 | Tier-3---10 | 5--5 | 162 | 106 | 902.4975 | 73.58% | 26.03% | 0.3952% | 43.449 | 0 | 0 | 43.449 | 0 | 39.538 | 1.4098 | 28.0451 | 39.538 | 1.4098 | 28.0451 | 43.876 | 1.5645 | 28.0451 | 4.814% | 0.12773 | 0.11937 | 7065.5334 | 866.3454 | 1820.4674 | 4378.7206 | 7196.2423 | 0 | 0 | 7196.2423 | 0.00912%
2027 | 358 | CB 358 | Tier-3 | Tier-3---15 | 5--4 | 21 | 6 | 699.283 | 2.295% | 97.69% | 0.01935% | 0.45861 | 0 | 0 | 0.45861 | 0 | 0.41733 | 0.0798 | 5.2297 | 0.41733 | 0.0798 | 5.2297 | 0.46311 | 0.088555 | 5.2297 | 0.06558% | 0.1387 | 0.13474 | 5041.5636 | 26.6978 | 4414.3494 | 600.5164 | 5186.4413 | 0 | 0 | 5186.4413 | 9.626e-05%
2027 | 396 | CB 396 | Tier-2 | Tier-2---11 | 5--4 | 145 | 5 | 591.9026 | 5.239% | 94.32% | 0.4451% | 0.10694 | 0 | 0 | 0.10694 | 0 | 0.09731 | 0.0665 | 1.4633 | 0.09731 | 0.0665 | 1.4633 | 0.10799 | 0.073796 | 1.4633 | 0.01807% | 0.10036 | 0.10001 | 5897.7936 | 58.5391 | 5103.2719 | 735.9827 | 5917.132 | 0 | 0 | 5917.132 | 2.245e-05%
2027 | 441 | CB 441 | Tier-3 | Tier-3---15 | 5--3 | 94 | 87 | 331.3843 | 80.16% | 18.98% | 0.8593% | 24.5851 | 0 | 0 | 24.5851 | 0 | 22.3721 | 1.1571 | 19.3347 | 22.3721 | 1.1571 | 19.3347 | 24.8267 | 1.2841 | 19.3347 | 7.419% | 0.54555 | 0.49505 | 607.4359 | 49.8353 | 106.5497 | 451.0509 | 619.7286 | 0 | 0 | 619.7286 | 0.00516%
2027 | 443 | CB 443 | Tier-2 | Tier-2---17 | 2--4 | 36 | 22 | 20.1638 | 94.45% | 0% | 5.554% | 1.1638 | 0 | 0 | 1.1638 | 0 | 1.059 | 0.2926 | 3.6194 | 1.059 | 0.2926 | 3.6194 | 1.1752 | 0.3247 | 3.6194 | 5.772% | 0.007405 | 0.0069525 | 2722.9916 | 539.7491 | 142.9952 | 2040.2473 | 2732.8361 | 0 | 0 | 2732.8361 | 0.0002443%
2027 | 444 | CB 444 | Tier-2 | Tier-2---16 | 4--2 | 17 | 15 | 29.6249 | 91.02% | 7.551% | 1.432% | 2.3791 | 0 | 0 | 2.3791 | 0 | 2.165 | 0.1995 | 10.8521 | 2.165 | 0.1995 | 10.8521 | 2.4025 | 0.22139 | 10.8521 | 8.031% | 0.081621 | 0.074419 | 362.9586 | 45.1173 | 37.8839 | 279.9573 | 366.1139 | 0 | 0 | 366.1139 | 0.0004994%
2027 | 449 | CB 449 | Tier-3 | Tier-3---20 | 1--5 | 5 | 3 | 1.6713 | 91.87% | 0% | 8.133% | 0.092122 | 0 | 0 | 0.092122 | 0 | 0.083829 | 0.0399 | 2.101 | 0.083829 | 0.0399 | 2.101 | 0.093027 | 0.044278 | 2.101 | 5.512% | 0.0002642 | 0.00024835 | 6325.8072 | 811.4627 | 611.2056 | 4903.1389 | 6358.6448 | 0 | 0 | 6358.6448 | 1.934e-05%
2027 | 461 | CB 461 | Tier-2 | Tier-2---15 | 2--4 | 36 | 27 | 41.2423 | 96.76% | 0% | 3.245% | 2.9928 | 0 | 0 | 2.9928 | 0 | 2.7234 | 0.3591 | 7.584 | 2.7234 | 0.3591 | 7.584 | 3.0222 | 0.3985 | 7.584 | 7.257% | 0.0097562 | 0.0090245 | 4227.2887 | 696.6246 | 1534.0336 | 1996.6306 | 4238.4098 | 0 | 0 | 4238.4098 | 0.0006282%
2027 | 470 | CB 470 | Tier-2 | Tier-2---6 | 5--5 | 381 | 48 | 1121.5891 | 72.77% | 26.47% | 0.763% | 10.2827 | 0 | 0 | 10.2827 | 0 | 9.3571 | 0.6384 | 14.6571 | 9.3571 | 0.6384 | 14.6571 | 10.3837 | 0.70844 | 14.6571 | 0.9168% | 0.114 | 0.11256 | 9838.8116 | 1666.77 | 2557.3386 | 5614.703 | 9872.994 | 0 | 0 | 9872.994 | 0.002158%
2027 | 499 | CB 499 | Tier-2 | Tier-2---19 | 2--3 | 31 | 6 | 12.7092 | 92.01% | 0% | 7.988% | 0.22634 | 0 | 0 | 0.22634 | 0 | 0.20596 | 0.0798 | 2.581 | 0.20596 | 0.0798 | 2.581 | 0.22856 | 0.088555 | 2.581 | 1.781% | 0.00687 | 0.006737 | 1849.953 | 152.4302 | 848.7409 | 848.782 | 1852.8695 | 0 | 0 | 1852.8695 | 4.751e-05%
2027 | 520 | CB 520 | Tier-2 | Tier-2---21 | 1--5 | 2 | 2 | 0.50118 | 92.64% | 0% | 7.355% | 0.046431 | 0 | 0 | 0.046431 | 0 | 0.042252 | 0.0266 | 1.5884 | 0.042252 | 0.0266 | 1.5884 | 0.046888 | 0.029518 | 1.5884 | 9.264% | 7.36e-05 | 6.624e-05 | 6809.4677 | 1224.7725 | 1893.3117 | 3691.3835 | 6865.1181 | 0 | 0 | 6865.1181 | 9.746e-06%
2027 | 521 | CB 521 | Tier-2 | Tier-2---20 | 3--1 | 14 | 11 | 11.4145 | 12.51% | 85.49% | 2% | 0.11217 | 0 | 0 | 0.11217 | 0 | 0.10208 | 0.1463 | 0.69771 | 0.10208 | 0.1463 | 0.69771 | 0.11327 | 0.16235 | 0.69771 | 0.9827% | 0.025917 | 0.02388 | 440.4321 | 3.6709 | 389.1723 | 47.5888 | 473.291 | 0 | 0 | 473.291 | 2.355e-05%
2027 | 522 | CB 522 | Tier-2 | Tier-2---9 | 4--5 | 253 | 129 | 287.6477 | 61.65% | 36.8% | 1.551% | 9.0425 | 0 | 0 | 9.0425 | 0 | 8.2285 | 1.7157 | 4.796 | 8.2285 | 1.7157 | 4.796 | 9.1313 | 1.9039 | 4.796 | 3.144% | 0.049006 | 0.046507 | 5869.6662 | 552.6079 | 2337.7067 | 2979.3516 | 5990.5975 | 0 | 0 | 5990.5975 | 0.001898%
2027 | 523 | CB 523 | Tier-2 | Tier-2---13 | 4--4 | 259 | 126 | 222.6972 | 15.76% | 82.25% | 1.985% | 1.7076 | 0 | 0 | 1.7076 | 0 | 1.5539 | 1.6758 | 0.92727 | 1.5539 | 1.6758 | 0.92727 | 1.7244 | 1.8597 | 0.92727 | 0.7668% | 0.044603 | 0.042433 | 4992.8754 | 164.6768 | 3992.464 | 835.7347 | 5207.9501 | 0 | 0 | 5207.9501 | 0.0003584%
2027 | 524 | CB 524 | Tier-3 | Tier-3---17 | 3--5 | 90 | 12 | 116.6365 | 76.81% | 21.38% | 1.816% | 1.1945 | 0 | 0 | 1.1945 | 0 | 1.0869 | 0.1596 | 6.8104 | 1.0869 | 0.1596 | 6.8104 | 1.2062 | 0.17711 | 6.8104 | 1.024% | 0.018139 | 0.017897 | 6430.2901 | 828.1118 | 2267.5068 | 3334.6715 | 6450.4443 | 0 | 0 | 6450.4443 | 0.0002507%
2027 | 533 | CB 533 | Tier-2 | Tier-2---20 | 4--1 | 14 | 1 | 10.3489 | 2.922% | 94.16% | 2.918% | 0.0021601 | 0 | 0 | 0.0021601 | 0 | 0.0019657 | 0.0133 | 0.1478 | 0.0019657 | 0.0133 | 0.1478 | 0.0021814 | 0.014759 | 0.1478 | 0.02087% | 0.06013 | 0.059701 | 172.1074 | 1.1447 | 134.3385 | 36.6243 | 173.3094 | 0 | 0 | 173.3094 | 4.534e-07%
2027 | 534 | CB 534 | Tier-2 | Tier-2---21 | 4--1 | 12 | 6 | 4.9029 | 19.37% | 69.23% | 11.4% | 0.047478 | 0 | 0 | 0.047478 | 0 | 0.043204 | 0.0798 | 0.54141 | 0.043204 | 0.0798 | 0.54141 | 0.047945 | 0.088555 | 0.54141 | 0.9684% | 0.060541 | 0.057514 | 80.9852 | 1.7721 | 56.9489 | 22.2642 | 84.4221 | 0 | 0 | 84.4221 | 9.966e-06%
2027 | 535 | CB 535 | Tier-2 | Tier-2---16 | 4--3 | 10 | 5 | 106.4965 | 2.067% | 97.63% | 0.3001% | 0.11007 | 0 | 0 | 0.11007 | 0 | 0.10016 | 0.0665 | 1.5062 | 0.10016 | 0.0665 | 1.5062 | 0.11115 | 0.073796 | 1.5062 | 0.1034% | 0.059698 | 0.056713 | 1783.9201 | 7.5184 | 1394.7698 | 381.6318 | 1875.8698 | 0 | 0 | 1875.8698 | 2.31e-05%
2027 | 536 | CB 536 | Tier-2 | Tier-2---18 | 4--2 | 39 | 33 | 21.8677 | 42.26% | 53.34% | 4.392% | 0.78205 | 0 | 0 | 0.78205 | 0 | 0.71165 | 0.4389 | 1.6214 | 0.71165 | 0.4389 | 1.6214 | 0.78973 | 0.48705 | 1.6214 | 3.576% | 0.063476 | 0.058105 | 344.504 | 23.2544 | 160.0251 | 161.2245 | 362.8897 | 0 | 0 | 362.8897 | 0.0001642%
2027 | 540 | CB 540 | Tier-2 | Tier-2---17 | 1--5 | 16 | 5 | 18.5654 | 97.32% | 0% | 2.676% | 0.56464 | 0 | 0 | 0.56464 | 0 | 0.51382 | 0.0665 | 7.7266 | 0.51382 | 0.0665 | 7.7266 | 0.57019 | 0.073796 | 7.7266 | 3.041% | 0.0036022 | 0.0034896 | 5153.9037 | 633.0265 | 1280.5124 | 3240.3647 | 5158.3523 | 0 | 0 | 5158.3523 | 0.0001185%
2027 | 542 | CB 542 | Tier-2 | Tier-2---9 | 4--5 | 43 | 35 | 175.7332 | 76% | 23.31% | 0.6907% | 10.871 | 0 | 0 | 10.871 | 0 | 9.8924 | 0.4655 | 21.2512 | 9.8924 | 0.4655 | 21.2512 | 10.9778 | 0.51657 | 21.2512 | 6.186% | 0.053515 | 0.049159 | 3283.8373 | 324.6387 | 1232.8957 | 1726.3029 | 3353.6702 | 0 | 0 | 3353.6702 | 0.002282%
2027 | 576 | CB 576 | Tier-2 | Tier-2---12 | 4--4 | 19 | 13 | 131.3157 | 32.74% | 66.81% | 0.4539% | 2.9416 | 0 | 0 | 2.9416 | 0 | 2.6768 | 0.1729 | 15.4818 | 2.6768 | 0.1729 | 15.4818 | 2.9705 | 0.19187 | 15.4818 | 2.24% | 0.047237 | 0.044005 | 2779.9099 | 133.7981 | 1808.4788 | 837.633 | 2917.238 | 0 | 0 | 2917.238 | 0.0006174%
2027 | 599 | CB 599 | Tier-2 | Tier-2---4 | 4--5 | 369 | 262 | 599.9379 | 98.66% | 0% | 1.337% | 42.0275 | 0 | 0 | 42.0275 | 0 | 38.2445 | 3.4846 | 10.9753 | 38.2445 | 3.4846 | 10.9753 | 42.4406 | 3.8669 | 10.9753 | 7.005% | 0.043095 | 0.040035 | 13921.4169 | 2931.9396 | 582.1864 | 10407.2909 | 13935.6466 | 0 | 0 | 13935.6466 | 0.008822%
2027 | 67 | CB 67 | Tier-3 | Tier-3---20 | 1--5 | 3 | 2 | 2.38 | 96.87% | 0% | 3.131% | 0.1537 | 0 | 0 | 0.1537 | 0 | 0.13987 | 0.0266 | 5.2581 | 0.13987 | 0.0266 | 5.2581 | 0.15521 | 0.029518 | 5.2581 | 6.458% | 0.0002312 | 0.00021579 | 10294.281 | 1439.5269 | 844.8507 | 8009.9033 | 10317.3 | 0 | 0 | 10317.3 | 3.226e-05%
2027 | 776 | CB 776 | Tier-2 | Tier-2---18 | 3--3 | 53 | 53 | 19.7396 | 79.97% | 11.02% | 9.01% | 1.5787 | 0 | 0 | 1.5787 | 0 | 1.4366 | 0.7049 | 2.038 | 1.4366 | 0.7049 | 2.038 | 1.5942 | 0.78224 | 2.038 | 7.997% | 0.014982 | 0.013484 | 1317.5724 | 201.6613 | 223.1115 | 892.7996 | 1346.8901 | 0 | 0 | 1346.8901 | 0.0003314%
2027 | 78 | CB 78 | Tier-3 | Tier-3---20 | 1--5 | 4 | 3 | 2.8323 | 96.15% | 0% | 3.85% | 0.20425 | 0 | 0 | 0.20425 | 0 | 0.18586 | 0.0399 | 4.6582 | 0.18586 | 0.0399 | 4.6582 | 0.20626 | 0.044278 | 4.6582 | 7.211% | 0.0002122 | 0.00019629 | 13347.4872 | 2034.5577 | 528.8363 | 10784.0932 | 13389.1481 | 0 | 0 | 13389.1481 | 4.287e-05%
2027 | 788 | CB 788 | Tier-2 | Tier-2---2 | 5--5 | 708 | 24 | 1509.6378 | 72.67% | 26.38% | 0.9544% | 3.7186 | 0 | 0 | 3.7186 | 0 | 3.3839 | 0.3192 | 10.6011 | 3.3839 | 0.3192 | 10.6011 | 3.7551 | 0.35422 | 10.6011 | 0.2463% | 0.14181 | 0.14133 | 10645.451 | 1766.7834 | 2805.5671 | 6073.1005 | 10655.3486 | 0 | 0 | 10655.3486 | 0.0007805%
2027 | 835 | CB 835 | Tier-2 | Tier-2---17 | 1--5 | 12 | 8 | 10.4449 | 97.71% | 0% | 2.289% | 0.68039 | 0 | 0 | 0.68039 | 0 | 0.61914 | 0.1064 | 5.819 | 0.61914 | 0.1064 | 5.819 | 0.68708 | 0.11807 | 5.819 | 6.514% | 0.0017112 | 0.0015971 | 6103.8249 | 1270.1971 | 131.1199 | 4702.5079 | 6113.8025 | 0 | 0 | 6113.8025 | 0.0001428%
2027 | 907 | CB 907 | Tier-3 | Tier-3---13 | 3--5 | 51 | 39 | 230.3059 | 98.07% | 1.485% | 0.4463% | 17.2716 | 0 | 0 | 17.2716 | 0 | 15.7169 | 0.5187 | 30.3006 | 15.7169 | 0.5187 | 30.3006 | 17.4413 | 0.57561 | 30.3006 | 7.499% | 0.023668 | 0.021858 | 9730.5209 | 1957.65 | 164.6441 | 7608.2269 | 9746.0783 | 0 | 0 | 9746.0783 | 0.003625%
2027 | 91 | CB 91 | Tier-2 | Tier-2---12 | 3--5 | 68 | 30 | 89.8564 | 75.83% | 22.36% | 1.818% | 3.0059 | 0 | 0 | 3.0059 | 0 | 2.7354 | 0.399 | 6.8556 | 2.7354 | 0.399 | 6.8556 | 3.0355 | 0.44278 | 6.8556 | 3.345% | 0.015476 | 0.014793 | 5806.255 | 775.6182 | 1813.9846 | 3216.6522 | 5871.0364 | 0 | 0 | 5871.0364 | 0.0006309%
2027 | 928 | CB 928 | Tier-2 | Tier-2---7 | 4--5 | 62 | 53 | 505.3794 | 35.21% | 64.4% | 0.3975% | 15.2095 | 0 | 0 | 15.2095 | 0 | 13.8404 | 0.7049 | 19.6346 | 13.8404 | 0.7049 | 19.6346 | 15.359 | 0.78224 | 19.6346 | 3.01% | 0.057199 | 0.052309 | 8835.5199 | 595.4493 | 5398.0775 | 2841.9931 | 9370.6526 | 0 | 0 | 9370.6526 | 0.003192%
2027 | 970 | CB 970 | Tier-2 | Tier-2---14 | 1--5 | 4 | 3 | 22.122 | 99.63% | 0% | 0.3731% | 1.653 | 0 | 0 | 1.653 | 0 | 1.5042 | 0.0399 | 37.6985 | 1.5042 | 0.0399 | 37.6985 | 1.6692 | 0.044278 | 37.6985 | 7.472% | 0.00034 | 0.0003145 | 65064.7285 | 10349.1227 | 1856.0637 | 52859.5421 | 65084.4133 | 0 | 0 | 65084.4133 | 0.000347%
2027 | 971 | CB 971 | Tier-2 | Tier-2---3 | 5--5 | 167 | 114 | 1052.4948 | 94.77% | 4.863% | 0.3691% | 68.0882 | 0 | 0 | 68.0882 | 0 | 61.9593 | 1.5162 | 40.8649 | 61.9593 | 1.5162 | 40.8649 | 68.7573 | 1.6826 | 40.8649 | 6.469% | 0.12528 | 0.11672 | 8401.3813 | 1359.4082 | 538.7088 | 6503.2643 | 8433.5835 | 0 | 0 | 8433.5835 | 0.01429%
2027 | 973 | CB 973 | Tier-2 | Tier-2---14 | 1--5 | 7 | 4 | 27.7114 | 99.25% | 0% | 0.7494% | 1.5716 | 0 | 0 | 1.5716 | 0 | 1.4302 | 0.0532 | 26.883 | 1.4302 | 0.0532 | 26.883 | 1.5871 | 0.059037 | 26.883 | 5.671% | 0.000676 | 0.00063737 | 40993.2566 | 6491.547 | 1311.4323 | 33190.2773 | 41011.8741 | 0 | 0 | 41011.8741 | 0.0003299%
2027 | 974 | CB 974 | Tier-2 | Tier-2---12 | 1--5 | 7 | 5 | 28.6559 | 99.26% | 0% | 0.7399% | 2.0317 | 0 | 0 | 2.0317 | 0 | 1.8488 | 0.0665 | 27.8019 | 1.8488 | 0.0665 | 27.8019 | 2.0517 | 0.073796 | 27.8019 | 7.09% | 0.0006326 | 0.00058741 | 45298.5797 | 7319.2756 | 540.0082 | 37439.2958 | 45324.3609 | 0 | 0 | 45324.3609 | 0.0004265%
2027 | 975 | CB 975 | Tier-3 | Tier-3---16 | 5--4 | 11 | 8 | 120.9969 | 94.86% | 4.853% | 0.2849% | 8.3477 | 0 | 0 | 8.3477 | 0 | 7.5963 | 0.1064 | 71.3936 | 7.5963 | 0.1064 | 71.3936 | 8.4297 | 0.11807 | 71.3936 | 6.899% | 0.10726 | 0.099458 | 1128.0883 | 171.5054 | 73.8837 | 882.6993 | 1132.634 | 0 | 0 | 1132.634 | 0.001752%
2027 | 980 | CB 980 | Tier-2 | Tier-2---12 | 2--5 | 35 | 24 | 71.0483 | 98.38% | 0% | 1.619% | 4.793 | 0 | 0 | 4.793 | 0 | 4.3616 | 0.3192 | 13.6641 | 4.3616 | 0.3192 | 13.6641 | 4.8401 | 0.35422 | 13.6641 | 6.746% | 0.0069124 | 0.0064384 | 10278.3875 | 4306.656 | 761.4547 | 5210.2768 | 10290.6371 | 0 | 0 | 10290.6371 | 0.001006%
2027 | 981 | CB 981 | Tier-2 | Tier-2---15 | 1--5 | 14 | 11 | 31.4522 | 98.54% | 0% | 1.457% | 2.4352 | 0 | 0 | 2.4352 | 0 | 2.216 | 0.1463 | 15.1472 | 2.216 | 0.1463 | 15.1472 | 2.4592 | 0.16235 | 15.1472 | 7.743% | 0.0030076 | 0.0027713 | 10457.5682 | 1238.1114 | 2911.2172 | 6308.2397 | 10470.5612 | 0 | 0 | 10470.5612 | 0.0005112%
2027 | 982 | CB 982 | Tier-2 | Not Applicable | Not Applicable | 1 | 1 | 0 | 0% | 0% | 0% | 0 | 0 | 0 | 0 | 0 | 0 | 0.0133 | 0 | 0 | 0.0133 | 0 | 0 | 0.014759 | 0 | 0% | 0 | 0 | 0 | 0 | 0 | 0 | 0 | 0 | 0 | 0 | 0%
2027 | CTL1 | CB CTL1 | Tier-3 | Tier-3---19 | 5--1 | 6 | 2 | 6.7195 | 60.86% | 38.02% | 1.116% | 0.13632 | 0 | 0 | 0.13632 | 0 | 0.12405 | 0.0266 | 4.6635 | 0.12405 | 0.0266 | 4.6635 | 0.13766 | 0.029518 | 4.6635 | 2.029% | 0.42111 | 0.40708 | 15.9564 | 1.4967 | 5.9559 | 8.5038 | 16.1718 | 0 | 0 | 16.1718 | 2.861e-05%
2027 | DV1 | CB DV1 | Tier-3 | Tier-3---20 | 1--5 | 2 | 2 | 2.0345 | 98.61% | 0% | 1.387% | 0.20063 | 0 | 0 | 0.20063 | 0 | 0.18257 | 0.0266 | 6.8637 | 0.18257 | 0.0266 | 6.8637 | 0.20261 | 0.029518 | 6.8637 | 9.861% | 0.000145 | 0.0001305 | 14031.3666 | 2214.0355 | 378.6957 | 11438.6354 | 14052.9872 | 0 | 0 | 14052.9872 | 4.211e-05%
2027 | FB1 | CB FB1 | Tier-2 | Tier-2---11 | 4--4 | 371 | 161 | 245.022 | 12.75% | 85.01% | 2.236% | 1.3559 | 0 | 0 | 1.3559 | 0 | 1.2339 | 2.1413 | 0.57624 | 1.2339 | 2.1413 | 0.57624 | 1.3693 | 2.3762 | 0.57624 | 0.5534% | 0.04664 | 0.044616 | 5253.4738 | 206.1005 | 4090.6925 | 956.6808 | 5461.4056 | 0 | 0 | 5461.4056 | 0.0002846%
2027 | FB2 | CB FB2 | Tier-2 | Tier-2---9 | 4--5 | 173 | 109 | 225.8323 | 74.73% | 23.69% | 1.581% | 10.6328 | 0 | 0 | 10.6328 | 0 | 9.6757 | 1.4497 | 6.6743 | 9.6757 | 1.4497 | 6.6743 | 10.7373 | 1.6088 | 6.6743 | 4.708% | 0.045688 | 0.04281 | 4942.9022 | 871.2523 | 1151.504 | 2920.1458 | 5026.9005 | 0 | 0 | 5026.9005 | 0.002232%
2027 | JU1 | CB JU1 | Tier-3 | Tier-3---15 | 5--4 | 80 | 67 | 282.3719 | 88.57% | 10.71% | 0.7177% | 20.9467 | 0 | 0 | 20.9467 | 0 | 19.0612 | 0.8911 | 21.3907 | 19.0612 | 0.8911 | 21.3907 | 21.1526 | 0.98887 | 21.3907 | 7.418% | 0.1808 | 0.16566 | 1561.7518 | 212.6103 | 161.3522 | 1187.7892 | 1578.0618 | 0 | 0 | 1578.0618 | 0.004397%
2027 | MOR1 | CB MOR1 | Tier-2 | Tier-2---4 | 5--5 | 116 | 86 | 584.1991 | 87.63% | 11.93% | 0.4377% | 37.955 | 0 | 0 | 37.955 | 0 | 34.5385 | 1.1438 | 30.1963 | 34.5385 | 1.1438 | 30.1963 | 38.328 | 1.2693 | 30.1963 | 6.497% | 0.12647 | 0.11709 | 4619.2848 | 721.3686 | 522.5493 | 3375.3669 | 4665.0288 | 0 | 0 | 4665.0288 | 0.007967%
2027 | NVS1 | CB NVS1 | Tier-2 | Tier-2---12 | 4--5 | 403 | 5 | 109.1989 | 94.39% | 0% | 5.606% | 0.12789 | 0 | 0 | 0.12789 | 0 | 0.11638 | 0.0665 | 1.75 | 0.11638 | 0.0665 | 1.75 | 0.12914 | 0.073796 | 1.75 | 0.1171% | 0.029239 | 0.029203 | 3734.676 | 571.7006 | 249.4939 | 2913.4815 | 3734.9361 | 0 | 0 | 3734.9361 | 2.684e-05%
2027 | OK1 | CB OK1 | Tier-3 | Tier-3---7 | 5--5 | 190 | 153 | 1048.1259 | 93.55% | 5.94% | 0.509% | 78.959 | 0 | 0 | 78.959 | 0 | 71.8516 | 2.0349 | 35.3097 | 71.8516 | 2.0349 | 35.3097 | 79.735 | 2.2582 | 35.3097 | 7.533% | 0.20255 | 0.18624 | 5174.6627 | 847.3251 | 299.3088 | 4028.0288 | 5203.887 | 0 | 0 | 5203.887 | 0.01657%
2027 | PE1 | CB PE1 | Tier-3 | Tier-3---13 | 5--4 | 247 | 132 | 620.7512 | 74.86% | 24.36% | 0.7799% | 24.8335 | 0 | 0 | 24.8335 | 0 | 22.5982 | 1.7556 | 12.872 | 22.5982 | 1.7556 | 12.872 | 25.0776 | 1.9482 | 12.872 | 4.001% | 0.24168 | 0.22876 | 2568.4774 | 292.3041 | 583.6879 | 1692.4855 | 2604.9351 | 0 | 0 | 2604.9351 | 0.005213%
2027 | RA1 | CB RA1 | Tier-2 | Tier-2---2 | 5--5 | 353 | 179 | 1222.3715 | 85.76% | 13.62% | 0.6194% | 53.156 | 0 | 0 | 53.156 | 0 | 48.3712 | 2.3807 | 20.3181 | 48.3712 | 2.3807 | 20.3181 | 53.6784 | 2.6419 | 20.3181 | 4.349% | 0.14726 | 0.13979 | 8300.6807 | 1160.1787 | 1072.7493 | 6067.7527 | 8363.8328 | 0 | 0 | 8363.8328 | 0.01116%
2027 | RA2 | CB RA2 | Tier-2 | Tier-2---4 | 5--5 | 118 | 62 | 579.2495 | 83.34% | 16.16% | 0.4909% | 25.366 | 0 | 0 | 25.366 | 0 | 23.0827 | 0.8246 | 27.9926 | 23.0827 | 0.8246 | 27.9926 | 25.6152 | 0.91507 | 27.9926 | 4.379% | 0.12706 | 0.12038 | 4558.9302 | 908.2518 | 686.0992 | 2964.5792 | 4601.0393 | 0 | 0 | 4601.0393 | 0.005324%
2027 | RA3 | CB RA3 | Tier-2 | Tier-2---10 | 5--4 | 241 | 93 | 353.8636 | 22.75% | 76.17% | 1.082% | 3.1067 | 0 | 0 | 3.1067 | 0 | 2.827 | 1.2369 | 2.2856 | 2.827 | 1.2369 | 2.2856 | 3.1372 | 1.3726 | 2.2856 | 0.8779% | 0.12911 | 0.12413 | 2740.8339 | 103.3538 | 1864.7752 | 772.7049 | 2825.8174 | 0 | 0 | 2825.8174 | 0.0006521%
2027 | RB1 | CB RB1 | Tier-3 | Tier-3---20 | 1--5 | 2 | 2 | 3.2964 | 98.93% | 0% | 1.066% | 0.32612 | 0 | 0 | 0.32612 | 0 | 0.29677 | 0.0266 | 11.1567 | 0.29677 | 0.0266 | 11.1567 | 0.32933 | 0.029518 | 11.1567 | 9.893% | 0.0001458 | 0.00013122 | 22608.9431 | 3603.4994 | 517.2364 | 18488.2073 | 22635.7333 | 0 | 0 | 22635.7333 | 6.845e-05%
2027 | RC1 | CB RC1 | Tier-2 | Tier-2---4 | 4--5 | 94 | 58 | 397.5199 | 92.07% | 7.427% | 0.5025% | 22.583 | 0 | 0 | 22.583 | 0 | 20.5502 | 0.7714 | 26.6401 | 20.5502 | 0.7714 | 26.6401 | 22.8049 | 0.85604 | 26.6401 | 5.681% | 0.084253 | 0.079055 | 4718.147 | 893.9653 | 343.0371 | 3481.1447 | 4742.7484 | 0 | 0 | 4742.7484 | 0.00474%
2027 | SL1 | CB SL1 | Tier-3 | Tier-3---11 | 5--5 | 225 | 184 | 677.9763 | 69.55% | 29.7% | 0.758% | 38.5585 | 0 | 0 | 38.5585 | 0 | 35.0877 | 2.4472 | 14.3379 | 35.0877 | 2.4472 | 14.3379 | 38.9374 | 2.7157 | 14.3379 | 5.687% | 0.19527 | 0.1793 | 3471.9301 | 456.3042 | 974.4203 | 2041.2056 | 3566.0989 | 0 | 0 | 3566.0989 | 0.008093%
2027 | SSC1 | CB SSC1 | Tier-2 | Tier-2---18 | 4--3 | 220 | 27 | 91.8404 | 1.784% | 94.85% | 3.363% | 0.020111 | 0 | 0 | 0.020111 | 0 | 0.018301 | 0.3591 | 0.050964 | 0.018301 | 0.3591 | 0.050964 | 0.020309 | 0.3985 | 0.050964 | 0.0219% | 0.031528 | 0.031141 | 2912.9967 | 6.2531 | 2639.8755 | 266.8681 | 2948.5455 | 0 | 0 | 2948.5455 | 4.221e-06%
2027 | CTL1 | CTL1-3R | Tier-3 | Tier-3---14 | 5--4 | 314 | 138 | 691.1308 | 38.4% | 60.91% | 0.6868% | 11.6643 | 0 | 0 | 11.6643 | 0 | 10.6144 | 1.8354 | 5.7831 | 10.6144 | 1.8354 | 5.7831 | 11.7789 | 2.0368 | 5.7831 | 1.688% | 0.42513 | 0.40645 | 1625.6897 | 99.6026 | 905.5939 | 620.4932 | 1671.7234 | 0 | 0 | 1671.7234 | 0.002448%
2027 | DV1 | DV1-3R | Tier-3 | Tier-3---11 | 5--5 | 235 | 175 | 634.2705 | 72.29% | 26.89% | 0.8162% | 34.146 | 0 | 0 | 34.146 | 0 | 31.0724 | 2.3275 | 13.3501 | 31.0724 | 2.3275 | 13.3501 | 34.4816 | 2.5829 | 13.3501 | 5.384% | 0.19421 | 0.17975 | 3265.8667 | 390.6526 | 820.8791 | 2054.3349 | 3338.6729 | 0 | 0 | 3338.6729 | 0.007167%
2027 | RA1 | RA1-402R | Tier-3 | Tier-3---4 | 5--5 | 122 | 74 | 861.3982 | 92.86% | 6.845% | 0.2988% | 48.5162 | 0 | 0 | 48.5162 | 0 | 44.1491 | 0.9842 | 44.8578 | 44.1491 | 0.9842 | 44.8578 | 48.993 | 1.0922 | 44.8578 | 5.632% | 0.12948 | 0.12162 | 6652.8745 | 1118.7394 | 431.7484 | 5102.3868 | 6683.5639 | 0 | 0 | 6683.5639 | 0.01018%
2027 | RB1 | RB1-427R | Tier-3 | Tier-3---7 | 5--5 | 433 | 306 | 996.0696 | 83.51% | 15.68% | 0.8099% | 58.7868 | 0 | 0 | 58.7868 | 0 | 53.4952 | 4.0698 | 13.1444 | 53.4952 | 4.0698 | 13.1444 | 59.3646 | 4.5163 | 13.1444 | 5.902% | 0.15381 | 0.14294 | 6476.1764 | 929.4617 | 937.2221 | 4609.4925 | 6557.3677 | 0 | 0 | 6557.3677 | 0.01234%
2027 | RB1 | RB1-433R | Tier-3 | Tier-3---10 | 5--5 | 125 | 117 | 717.075 | 94.45% | 5% | 0.5477% | 63.3947 | 0 | 0 | 63.3947 | 0 | 57.6883 | 1.5561 | 37.0724 | 57.6883 | 1.5561 | 37.0724 | 64.0177 | 1.7268 | 37.0724 | 8.841% | 0.15284 | 0.13854 | 4691.5909 | 760.1035 | 231.5295 | 3699.958 | 4718.4684 | 0 | 0 | 4718.4684 | 0.01331%
2027 | TM1 | TM1-10R | Tier-3 | Tier-3---12 | 5--5 | 103 | 81 | 437.3004 | 95.61% | 3.838% | 0.5568% | 32.8783 | 0 | 0 | 32.8783 | 0 | 29.9188 | 1.0773 | 27.772 | 29.9188 | 1.0773 | 27.772 | 33.2014 | 1.1955 | 27.772 | 7.518% | 0.093421 | 0.086074 | 4680.975 | 712.9363 | 184.5612 | 3783.4774 | 4698.5339 | 0 | 0 | 4698.5339 | 0.006901%
2028 | 1001 | 1001-1231F | Tier-2 | Tier-2---15 | 3--3 | 4 | 1 | 14.0535 | 92.14% | 7.108% | 0.7568% | 0.32371 | 0 | 0 | 0.32371 | 0 | 0.281 | 0.012687 | 22.1479 | 0.281 | 0.012687 | 22.1479 | 0.32849 | 0.014832 | 22.1479 | 2.303% | 0.025088 | 0.024461 | 560.1576 | 85.0993 | 40.4936 | 434.5648 | 561.2872 | 0 | 0 | 561.2872 | 6.795e-05%
2028 | 1001 | 1001-1814AE | Tier-2 | Tier-2---11 | 5--3 | 10 | 10 | 47.9998 | 92.92% | 6.426% | 0.6525% | 4.4602 | 0 | 0 | 4.4602 | 0 | 3.8718 | 0.12687 | 30.5168 | 3.8718 | 0.12687 | 30.5168 | 4.5261 | 0.14832 | 30.5168 | 9.292% | 0.094213 | 0.084792 | 509.4829 | 78.1654 | 33.1388 | 398.1787 | 513.49 | 0 | 0 | 513.49 | 0.0009362%
2028 | 1001 | 1001-1820F | Tier-2 | Tier-2---5 | 5--5 | 146 | 117 | 829.5199 | 57.26% | 42.23% | 0.5113% | 38.0648 | 0 | 0 | 38.0648 | 0 | 33.0428 | 1.4844 | 22.2598 | 33.0428 | 1.4844 | 22.2598 | 38.6274 | 1.7353 | 22.2598 | 4.589% | 0.12846 | 0.11817 | 6457.4377 | 610.0184 | 2517.829 | 3329.5903 | 6697.8671 | 0 | 0 | 6697.8671 | 0.00799%
2028 | 1006 | 1006-829F | Tier-2 | Tier-2---15 | 1--5 | 10 | 10 | 17.7536 | 98.49% | 0% | 1.506% | 1.7486 | 0 | 0 | 1.7486 | 0 | 1.5179 | 0.12687 | 11.964 | 1.5179 | 0.12687 | 11.964 | 1.7745 | 0.14832 | 11.964 | 9.849% | 0.0022112 | 0.0019901 | 8028.9403 | 1624.4298 | 111.3505 | 6293.1601 | 8042.379 | 0 | 0 | 8042.379 | 0.000367%
2028 | 1021 | 1021-1748F | Tier-3 | Tier-3---2 | 5--5 | 516 | 421 | 3232.7645 | 89.58% | 10.03% | 0.3884% | 236.2759 | 0 | 0 | 236.2759 | 0 | 205.1029 | 5.3413 | 38.3991 | 205.1029 | 5.3413 | 38.3991 | 239.7676 | 6.2441 | 38.3991 | 7.309% | 0.16564 | 0.15212 | 19517.3055 | 3280.9667 | 1890.5731 | 14345.7657 | 19697.9673 | 0 | 0 | 19697.9673 | 0.04959%
2028 | 1021 | 1021-1760R | Tier-3 | Tier-3---6 | 5--5 | 85 | 70 | 678.7974 | 81.46% | 18.22% | 0.3148% | 45.5395 | 0 | 0 | 45.5395 | 0 | 39.5313 | 0.88811 | 44.5116 | 39.5313 | 0.88811 | 44.5116 | 46.2125 | 1.0382 | 44.5116 | 6.709% | 0.10829 | 0.099373 | 6268.2599 | 949.9835 | 1058.3856 | 4259.8908 | 6372.5283 | 0 | 0 | 6372.5283 | 0.009559%
2028 | 1021 | 1021-25R | Tier-3 | Tier-3---2 | 5--5 | 168 | 139 | 1498.4695 | 96.3% | 3.418% | 0.2826% | 119.393 | 0 | 0 | 119.393 | 0 | 103.6409 | 1.7635 | 58.7689 | 103.6409 | 1.7635 | 58.7689 | 121.1574 | 2.0616 | 58.7689 | 7.968% | 0.12361 | 0.11338 | 12122.637 | 2220.1266 | 404.4712 | 9498.0392 | 12163.0973 | 0 | 0 | 12163.0973 | 0.02506%
2028 | 1021 | 1021-855 | Tier-3 | Tier-3---10 | 5--5 | 69 | 61 | 466.7529 | 94.79% | 4.788% | 0.426% | 39.112 | 0 | 0 | 39.112 | 0 | 33.9517 | 0.77392 | 43.8696 | 33.9517 | 0.77392 | 43.8696 | 39.69 | 0.90473 | 43.8696 | 8.38% | 0.10909 | 0.099445 | 4278.6432 | 663.1014 | 202.1105 | 3413.4312 | 4300.2803 | 0 | 0 | 4300.2803 | 0.00821%
2028 | 1021 | 1021-883R | Tier-3 | Tier-3---16 | 5--4 | 16 | 16 | 128.5827 | 95.57% | 4.014% | 0.4192% | 12.2882 | 0 | 0 | 12.2882 | 0 | 10.667 | 0.203 | 52.5475 | 10.667 | 0.203 | 52.5475 | 12.4698 | 0.23731 | 52.5475 | 9.557% | 0.10042 | 0.090377 | 1280.464 | 200.1169 | 52.1937 | 1028.1534 | 1286.7716 | 0 | 0 | 1286.7716 | 0.002579%
2028 | 1021 | 1021-92 | Tier-3 | Tier-3---15 | 5--4 | 12 | 10 | 73.801 | 95.78% | 3.784% | 0.4383% | 5.8904 | 0 | 0 | 5.8904 | 0 | 5.1132 | 0.12687 | 40.302 | 5.1132 | 0.12687 | 40.302 | 5.9774 | 0.14832 | 40.302 | 7.981% | 0.099013 | 0.090762 | 745.3636 | 116.7498 | 26.9385 | 601.6753 | 748.225 | 0 | 0 | 748.225 | 0.001236%
2028 | 1022 | 1022-17F | Tier-3 | Tier-3---4 | 5--5 | 139 | 107 | 887.1334 | 95.91% | 3.733% | 0.3607% | 65.4944 | 0 | 0 | 65.4944 | 0 | 56.8534 | 1.3575 | 41.8797 | 56.8534 | 1.3575 | 41.8797 | 66.4622 | 1.587 | 41.8797 | 7.383% | 0.10945 | 0.10102 | 8105.3609 | 1393.5381 | 301.1063 | 6410.7165 | 8133.0349 | 0 | 0 | 8133.0349 | 0.01375%
2028 | 1022 | 1022-26R | Tier-3 | Tier-3---15 | 4--4 | 9 | 9 | 67.2303 | 92.09% | 7.549% | 0.3574% | 6.1915 | 0 | 0 | 6.1915 | 0 | 5.3746 | 0.11419 | 47.069 | 5.3746 | 0.11419 | 47.069 | 6.283 | 0.13348 | 47.069 | 9.209% | 0.092662 | 0.083396 | 725.545 | 109.1423 | 50.7298 | 565.6729 | 731.9189 | 0 | 0 | 731.9189 | 0.0013%
2028 | 1022 | 1022-322R | Tier-3 | Tier-3---10 | 5--5 | 89 | 76 | 526.8683 | 92.1% | 7.447% | 0.4577% | 41.4347 | 0 | 0 | 41.4347 | 0 | 35.968 | 0.96423 | 37.3021 | 35.968 | 0.96423 | 37.3021 | 42.047 | 1.1272 | 37.3021 | 7.864% | 0.10587 | 0.096826 | 4976.7569 | 830.1937 | 356.0985 | 3790.4647 | 5013.4861 | 0 | 0 | 5013.4861 | 0.008697%
2028 | 1023 | 1023-200R | Tier-2 | Tier-2---5 | 4--5 | 82 | 73 | 340.3967 | 93.71% | 5.554% | 0.7407% | 28.3962 | 0 | 0 | 28.3962 | 0 | 24.6497 | 0.92617 | 26.6146 | 24.6497 | 0.92617 | 26.6146 | 28.8158 | 1.0827 | 26.6146 | 8.342% | 0.083115 | 0.075715 | 4095.5104 | 628.6418 | 234.4876 | 3232.381 | 4120.7024 | 0 | 0 | 4120.7024 | 0.00596%
2028 | 1023 | 1023-46AE | Tier-2 | Tier-2---2 | 5--5 | 469 | 376 | 1480.046 | 74.84% | 24.29% | 0.8655% | 88.8049 | 0 | 0 | 88.8049 | 0 | 77.0885 | 4.7704 | 16.1597 | 77.0885 | 4.7704 | 16.1597 | 90.1173 | 5.5767 | 16.1597 | 6% | 0.13914 | 0.12798 | 10637.4667 | 1301.0798 | 2440.2216 | 6896.1652 | 10870.7144 | 0 | 0 | 10870.7144 | 0.01864%
2028 | 1023 | 1023-48R | Tier-2 | Tier-2---5 | 5--5 | 380 | 290 | 664.4014 | 85.5% | 12.99% | 1.509% | 43.3545 | 0 | 0 | 43.3545 | 0 | 37.6346 | 3.6793 | 10.2287 | 37.6346 | 3.6793 | 10.2287 | 43.9952 | 4.3012 | 10.2287 | 6.525% | 0.12816 | 0.11838 | 5184.0424 | 718.5028 | 688.8951 | 3776.6445 | 5246.1277 | 0 | 0 | 5246.1277 | 0.0091%
2028 | 1023 | 1023-89R | Tier-2 | Tier-2---11 | 4--4 | 119 | 85 | 171.3673 | 58.84% | 39.57% | 1.585% | 7.2027 | 0 | 0 | 7.2027 | 0 | 6.2524 | 1.0784 | 5.7978 | 6.2524 | 1.0784 | 5.7978 | 7.3091 | 1.2607 | 5.7978 | 4.203% | 0.083403 | 0.077446 | 2054.6806 | 198.0279 | 761.6338 | 1095.0189 | 2119.73 | 0 | 0 | 2119.73 | 0.001512%
2028 | 1030 | 1030-1728R | Tier-3 | Tier-3---9 | 5--5 | 85 | 60 | 527.0422 | 83.47% | 16.25% | 0.2733% | 31.0547 | 0 | 0 | 31.0547 | 0 | 26.9575 | 0.76124 | 35.4127 | 26.9575 | 0.76124 | 35.4127 | 31.5136 | 0.8899 | 35.4127 | 5.892% | 0.23544 | 0.21882 | 2238.5434 | 326.4296 | 340.3101 | 1571.8036 | 2266.6409 | 0 | 0 | 2266.6409 | 0.006518%
2028 | 1030 | 1030-1735F | Tier-3 | Not Applicable | Not Applicable | 6 | 6 | 0 | 0% | 0% | 0% | 0 | 0 | 0 | 0 | 0 | 0 | 0.076124 | 0 | 0 | 0.076124 | 0 | 0 | 0.08899 | 0 | 0% | 0 | 0 | 0 | 0 | 0 | 0 | 0 | 0 | 0 | 0 | 0%
2028 | 1030 | 1030-1777 | Tier-3 | Tier-3---5 | 5--5 | 193 | 143 | 1156.6044 | 85.87% | 13.79% | 0.3401% | 73.5852 | 0 | 0 | 73.5852 | 0 | 63.8768 | 1.8143 | 35.2077 | 63.8768 | 1.8143 | 35.2077 | 74.6727 | 2.1209 | 35.2077 | 6.362% | 0.24629 | 0.22805 | 4696.0317 | 680.3464 | 620.6467 | 3395.0386 | 4749.1413 | 0 | 0 | 4749.1413 | 0.01545%
2028 | 1030 | 1030-1823F | Tier-3 | Tier-3---13 | 5--5 | 20 | 17 | 202.5757 | 94.25% | 5.49% | 0.2586% | 16.2292 | 0 | 0 | 16.2292 | 0 | 14.088 | 0.21568 | 65.3176 | 14.088 | 0.21568 | 65.3176 | 16.469 | 0.25214 | 65.3176 | 8.011% | 0.10605 | 0.097039 | 1910.1293 | 293.8795 | 98.2865 | 1517.9633 | 1920.3292 | 0 | 0 | 1920.3292 | 0.003407%
2028 | 1030 | 1030-18R | Tier-3 | Tier-3---7 | 5--5 | 98 | 72 | 693.6608 | 87.49% | 12.21% | 0.2965% | 44.5871 | 0 | 0 | 44.5871 | 0 | 38.7045 | 0.91348 | 42.3702 | 38.7045 | 0.91348 | 42.3702 | 45.2461 | 1.0679 | 42.3702 | 6.428% | 0.23843 | 0.22091 | 2909.3141 | 434.9069 | 331.8024 | 2142.6047 | 2938.175 | 0 | 0 | 2938.175 | 0.009359%
2028 | 1030 | 1030-20R | Tier-3 | Tier-3---3 | 5--5 | 367 | 323 | 2610.2797 | 91.86% | 7.744% | 0.3915% | 211.0426 | 0 | 0 | 211.0426 | 0 | 183.1987 | 4.098 | 44.7045 | 183.1987 | 4.098 | 44.7045 | 214.1614 | 4.7906 | 44.7045 | 8.085% | 0.28668 | 0.26145 | 9105.2413 | 1516.1831 | 664.7389 | 6924.3193 | 9176.7296 | 0 | 0 | 9176.7296 | 0.0443%
2028 | 1030 | 1030-42R | Tier-3 | Tier-3---3 | 5--5 | 472 | 375 | 2942.2545 | 85.79% | 13.83% | 0.3713% | 200.5527 | 0 | 0 | 200.5527 | 0 | 174.0928 | 4.7577 | 36.5915 | 174.0928 | 4.7577 | 36.5915 | 203.5165 | 5.5618 | 36.5915 | 6.816% | 0.28228 | 0.25985 | 10423.3029 | 1628.0334 | 1345.6404 | 7449.6291 | 10551.0955 | 0 | 0 | 10551.0955 | 0.0421%
2028 | 1030 | 1030-989R | Tier-3 | Tier-3---3 | 5--5 | 422 | 372 | 3020.5785 | 92.73% | 6.883% | 0.3901% | 246.9028 | 0 | 0 | 246.9028 | 0 | 214.3277 | 4.7197 | 45.4116 | 214.3277 | 4.7197 | 45.4116 | 250.5516 | 5.5174 | 45.4116 | 8.174% | 0.30703 | 0.27996 | 9838.1975 | 1537.3198 | 631.4887 | 7669.389 | 9907.3722 | 0 | 0 | 9907.3722 | 0.05183%
2028 | 1039 | 1039-13 | Tier-2 | Tier-2---3 | 5--5 | 534 | 338 | 2056.5259 | 80.69% | 18.74% | 0.569% | 105.0351 | 0 | 0 | 105.0351 | 0 | 91.1773 | 4.2883 | 21.2619 | 91.1773 | 4.2883 | 21.2619 | 106.5874 | 5.0131 | 21.2619 | 5.107% | 0.1351 | 0.12655 | 15222.1821 | 2652.795 | 2719.3692 | 9850.0179 | 15420.7963 | 0 | 0 | 15420.7963 | 0.02205%
2028 | 1073 | 1073-872F | Tier-2 | Tier-2---20 | 3--2 | 16 | 12 | 7.9014 | 70.78% | 23.83% | 5.396% | 0.41942 | 0 | 0 | 0.41942 | 0 | 0.36408 | 0.15225 | 2.3914 | 0.36408 | 0.15225 | 2.3914 | 0.42562 | 0.17798 | 2.3914 | 5.308% | 0.018584 | 0.017191 | 425.1621 | 49.479 | 114.8811 | 260.802 | 435.2363 | 0 | 0 | 435.2363 | 8.804e-05%
2028 | 1073 | 1073-874F | Tier-2 | Tier-2---20 | 3--3 | 40 | 1 | 35.832 | 14.27% | 82.6% | 3.135% | 0.012782 | 0 | 0 | 0.012782 | 0 | 0.011096 | 0.012687 | 0.87458 | 0.011096 | 0.012687 | 0.87458 | 0.012971 | 0.014832 | 0.87458 | 0.03567% | 0.021565 | 0.021511 | 1661.6132 | 28.3794 | 1209.603 | 423.6308 | 1665.1834 | 0 | 0 | 1665.1834 | 2.683e-06%
2028 | 1073 | 1073-886F | Tier-2 | Tier-2---20 | 3--2 | 4 | 4 | 24.1814 | 4.506% | 95.04% | 0.4562% | 0.10896 | 0 | 0 | 0.10896 | 0 | 0.09458 | 0.050749 | 1.8637 | 0.09458 | 0.050749 | 1.8637 | 0.11057 | 0.059326 | 1.8637 | 0.4506% | 0.016776 | 0.015099 | 1441.409 | 12.0618 | 1249.7892 | 179.558 | 1594.3493 | 0 | 0 | 1594.3493 | 2.287e-05%
2028 | 1073 | 1073-887F | Tier-2 | Tier-2---21 | 3--1 | 3 | 3 | 4.8278 | 14.92% | 83.66% | 1.424% | 0.072029 | 0 | 0 | 0.072029 | 0 | 0.062526 | 0.038062 | 1.6427 | 0.062526 | 0.038062 | 1.6427 | 0.073094 | 0.044495 | 1.6427 | 1.492% | 0.016639 | 0.014975 | 290.1481 | 7.5827 | 212.0226 | 70.5428 | 317.5769 | 0 | 0 | 317.5769 | 1.512e-05%
2028 | 1079 | 1079-9 | Tier-2 | Tier-2---15 | 3--3 | 237 | 1 | 45.7794 | 87.48% | 0% | 12.52% | 0.016899 | 0 | 0 | 0.016899 | 0 | 0.014669 | 0.012687 | 1.1562 | 0.014669 | 0.012687 | 1.1562 | 0.017148 | 0.014832 | 1.1562 | 0.03691% | 0.027256 | 0.027244 | 1679.619 | 335.1196 | 406.2528 | 938.2467 | 1679.7077 | 0 | 0 | 1679.7077 | 3.547e-06%
2028 | 1090 | 1090-1734 | Tier-3 | Tier-3---16 | 2--5 | 44 | 38 | 102.6812 | 94.73% | 4.077% | 1.193% | 8.4005 | 0 | 0 | 8.4005 | 0 | 7.2922 | 0.48212 | 15.1254 | 7.2922 | 0.48212 | 15.1254 | 8.5247 | 0.5636 | 15.1254 | 8.181% | 0.01345 | 0.012288 | 7634.5181 | 1203.6871 | 422.3196 | 6008.5114 | 7672.5543 | 0 | 0 | 7672.5543 | 0.001763%
2028 | 1090 | 1090-636R | Tier-3 | Tier-3---15 | 5--3 | 122 | 117 | 202.402 | 73% | 25.01% | 1.988% | 14.1703 | 0 | 0 | 14.1703 | 0 | 12.3008 | 1.4844 | 8.2866 | 12.3008 | 1.4844 | 8.2866 | 14.3797 | 1.7353 | 8.2866 | 7.001% | 0.38465 | 0.34776 | 526.2047 | 57.0359 | 118.3494 | 350.8194 | 541.2738 | 0 | 0 | 541.2738 | 0.002974%
2028 | 1090 | 1090-639R | Tier-3 | Tier-3---18 | 5--2 | 80 | 72 | 130.2918 | 69.21% | 28.83% | 1.952% | 8.1162 | 0 | 0 | 8.1162 | 0 | 7.0454 | 0.91348 | 7.7127 | 7.0454 | 0.91348 | 7.7127 | 8.2362 | 1.0679 | 7.7127 | 6.229% | 0.37006 | 0.33675 | 352.0864 | 32.8232 | 86.7133 | 232.5499 | 362.8066 | 0 | 0 | 362.8066 | 0.001704%
2028 | 1090 | 1090-70F | Tier-2 | Tier-2---15 | 2--5 | 29 | 14 | 35.1863 | 53.14% | 45.71% | 1.154% | 0.90267 | 0 | 0 | 0.90267 | 0 | 0.78357 | 0.17762 | 4.4115 | 0.78357 | 0.17762 | 4.4115 | 0.91601 | 0.20764 | 4.4115 | 2.565% | 0.0083 | 0.0078993 | 4239.3083 | 364.6844 | 1853.0615 | 2021.5624 | 4340.074 | 0 | 0 | 4340.074 | 0.0001895%
2028 | 1090 | 1090-73F | Tier-3 | Tier-3---10 | 4--5 | 317 | 215 | 724.1417 | 96.98% | 2.008% | 1.013% | 47.63 | 0 | 0 | 47.63 | 0 | 41.3459 | 2.7278 | 15.1574 | 41.3459 | 2.7278 | 15.1574 | 48.3338 | 3.1888 | 15.1574 | 6.577% | 0.046754 | 0.043583 | 15488.4699 | 2874.558 | 442.3847 | 12171.5272 | 15522.5144 | 0 | 0 | 15522.5144 | 0.009998%
2028 | 1090 | 1090-74F | Tier-3 | Tier-3---10 | 4--5 | 321 | 225 | 595.9278 | 96.92% | 1.794% | 1.287% | 40.4838 | 0 | 0 | 40.4838 | 0 | 35.1426 | 2.8546 | 12.3107 | 35.1426 | 2.8546 | 12.3107 | 41.0821 | 3.3371 | 12.3107 | 6.793% | 0.045737 | 0.042531 | 13029.5603 | 2451.0895 | 420.5295 | 10157.9412 | 13059.8163 | 0 | 0 | 13059.8163 | 0.008498%
2028 | 1094 | 1094-35F | Tier-2 | Tier-2---7 | 3--5 | 167 | 128 | 314.0502 | 98.71% | 0% | 1.287% | 23.7612 | 0 | 0 | 23.7612 | 0 | 20.6263 | 1.624 | 12.7011 | 20.6263 | 1.624 | 12.7011 | 24.1123 | 1.8984 | 12.7011 | 7.566% | 0.020398 | 0.018834 | 15396.4279 | 2493.2081 | 249.741 | 12653.4788 | 15412.8729 | 0 | 0 | 15412.8729 | 0.004987%
2028 | 1094 | 1094-7 | Tier-2 | Tier-2---17 | 2--4 | 65 | 34 | 23.6343 | 95.14% | 0% | 4.857% | 1.1762 | 0 | 0 | 1.1762 | 0 | 1.021 | 0.43137 | 2.367 | 1.021 | 0.43137 | 2.367 | 1.1936 | 0.50427 | 2.367 | 4.977% | 0.0065074 | 0.006167 | 3631.9148 | 548.3695 | 294.63 | 2788.9153 | 3641.6512 | 0 | 0 | 3641.6512 | 0.0002469%
2028 | 1100 | 1100-1168F | Tier-2 | Tier-2---18 | 4--2 | 4 | 4 | 7.378 | 90.91% | 7.749% | 1.342% | 0.67073 | 0 | 0 | 0.67073 | 0 | 0.58224 | 0.050749 | 11.4729 | 0.58224 | 0.050749 | 11.4729 | 0.68065 | 0.059326 | 11.4729 | 9.091% | 0.070904 | 0.063814 | 104.0564 | 15.6381 | 7.6766 | 80.7416 | 105.1074 | 0 | 0 | 105.1074 | 0.0001408%
2028 | 1100 | 1100-1172R | Tier-2 | Tier-2---7 | 4--5 | 34 | 32 | 224.6699 | 96.97% | 2.526% | 0.5062% | 20.5041 | 0 | 0 | 20.5041 | 0 | 17.7989 | 0.40599 | 43.8405 | 17.7989 | 0.40599 | 43.8405 | 20.8072 | 0.47461 | 43.8405 | 9.126% | 0.080798 | 0.073193 | 2780.644 | 645.5698 | 68.3515 | 2066.7227 | 2789.4052 | 0 | 0 | 2789.4052 | 0.004304%
2028 | 1105 | 1105-1479 | Tier-2 | Tier-2---4 | 5--5 | 54 | 51 | 388.9465 | 99.2% | 0.3457% | 0.4512% | 36.4411 | 0 | 0 | 36.4411 | 0 | 31.6333 | 0.64705 | 48.8883 | 31.6333 | 0.64705 | 48.8883 | 36.9796 | 0.75641 | 48.8883 | 9.369% | 0.10556 | 0.095592 | 3684.559 | 828.8019 | 25.956 | 2829.8012 | 3687.6213 | 0 | 0 | 3687.6213 | 0.007649%
2028 | 1105 | 1105-1483 | Tier-2 | Tier-2---11 | 4--4 | 12 | 12 | 59.1581 | 61.98% | 37.43% | 0.5957% | 3.6665 | 0 | 0 | 3.6665 | 0 | 3.1827 | 0.15225 | 20.905 | 3.1827 | 0.15225 | 20.905 | 3.7207 | 0.17798 | 20.905 | 6.198% | 0.063819 | 0.057437 | 926.9702 | 95.1212 | 282.7416 | 549.1075 | 966.1322 | 0 | 0 | 966.1322 | 0.0007696%
2028 | 1118 | 1118-1718F | Tier-2 | Tier-2---10 | 5--4 | 19 | 17 | 86.4712 | 94.68% | 4.653% | 0.67% | 7.325 | 0 | 0 | 7.325 | 0 | 6.3586 | 0.21568 | 29.4811 | 6.3586 | 0.21568 | 29.4811 | 7.4333 | 0.25214 | 29.4811 | 8.471% | 0.10781 | 0.098163 | 802.0788 | 148.072 | 34.1971 | 619.8097 | 806.2746 | 0 | 0 | 806.2746 | 0.001538%
2028 | 1138 | 1138-6R | Tier-2 | Tier-2---5 | 5--5 | 804 | 397 | 1117.3657 | 63.79% | 34.95% | 1.264% | 35.194 | 0 | 0 | 35.194 | 0 | 30.5507 | 5.0369 | 6.0654 | 30.5507 | 5.0369 | 6.0654 | 35.7141 | 5.8881 | 6.0654 | 3.15% | 0.17153 | 0.16306 | 6514.2797 | 790.3405 | 2180.8634 | 3543.0757 | 6636.8104 | 0 | 0 | 6636.8104 | 0.007387%
2028 | 1162 | 1162-324R | Tier-2 | Tier-2---13 | 4--3 | 65 | 56 | 67.3479 | 58.69% | 38.45% | 2.854% | 3.4056 | 0 | 0 | 3.4056 | 0 | 2.9563 | 0.71049 | 4.1609 | 2.9563 | 0.71049 | 4.1609 | 3.4559 | 0.83057 | 4.1609 | 5.057% | 0.068658 | 0.062743 | 980.9191 | 90.4084 | 338.5141 | 551.9967 | 1019.118 | 0 | 0 | 1019.118 | 0.0007148%
2028 | 1162 | 1162-329R | Tier-2 | Tier-2---13 | 4--3 | 49 | 46 | 43.5602 | 84.31% | 12.05% | 3.642% | 3.4476 | 0 | 0 | 3.4476 | 0 | 2.9928 | 0.58362 | 5.1279 | 2.9928 | 0.58362 | 5.1279 | 3.4986 | 0.68225 | 5.1279 | 7.915% | 0.070019 | 0.063446 | 622.1156 | 81.8972 | 81.6762 | 458.5422 | 632.2299 | 0 | 0 | 632.2299 | 0.0007237%
2028 | 1162 | 1162-363 | Tier-2 | Tier-2---13 | 4--3 | 37 | 30 | 41.7736 | 86.9% | 10.44% | 2.668% | 2.9432 | 0 | 0 | 2.9432 | 0 | 2.5549 | 0.38062 | 6.7125 | 2.5549 | 0.38062 | 6.7125 | 2.9867 | 0.44495 | 6.7125 | 7.046% | 0.064829 | 0.059573 | 644.3653 | 89.5043 | 68.646 | 486.215 | 651.8154 | 0 | 0 | 651.8154 | 0.0006178%
2028 | 1166 | 1166-15R | Tier-3 | Tier-3---11 | 5--5 | 123 | 98 | 528.031 | 87.26% | 12.17% | 0.5736% | 36.7108 | 0 | 0 | 36.7108 | 0 | 31.8674 | 1.2434 | 25.6301 | 31.8674 | 1.2434 | 25.6301 | 37.2533 | 1.4535 | 25.6301 | 6.952% | 0.19397 | 0.17851 | 2722.2863 | 390.5327 | 317.9476 | 2013.8061 | 2752.3122 | 0 | 0 | 2752.3122 | 0.007706%
2028 | 1166 | 1166-18R | Tier-3 | Tier-3---5 | 5--5 | 100 | 94 | 1129.6851 | 97.99% | 1.718% | 0.2919% | 104.0564 | 0 | 0 | 104.0564 | 0 | 90.3277 | 1.1926 | 75.7398 | 90.3277 | 1.1926 | 75.7398 | 105.5941 | 1.3942 | 75.7398 | 9.211% | 0.21365 | 0.19357 | 5287.5602 | 933.108 | 102.1782 | 4252.2741 | 5298.585 | 0 | 0 | 5298.585 | 0.02184%
2028 | 1166 | 1166-342R | Tier-3 | Tier-3---5 | 5--5 | 216 | 186 | 1306.4494 | 92.9% | 6.658% | 0.4418% | 104.5121 | 0 | 0 | 104.5121 | 0 | 90.7233 | 2.3598 | 38.4447 | 90.7233 | 2.3598 | 38.4447 | 106.0565 | 2.7587 | 38.4447 | 8% | 0.21878 | 0.19994 | 5971.6251 | 888.1999 | 386.1133 | 4697.3119 | 6011.5764 | 0 | 0 | 6011.5764 | 0.02194%
2028 | 1201 | 1201-282F | Tier-2 | Tier-2---17 | 2--4 | 29 | 15 | 23.2513 | 96.04% | 0% | 3.961% | 1.155 | 0 | 0 | 1.155 | 0 | 1.0026 | 0.19031 | 5.2684 | 1.0026 | 0.19031 | 5.2684 | 1.1721 | 0.22247 | 5.2684 | 4.968% | 0.0070442 | 0.0066798 | 3300.7709 | 722.7915 | 505.6546 | 2072.3247 | 3307.902 | 0 | 0 | 3307.902 | 0.0002424%
2028 | 1215 | 1215-10R | Tier-3 | Tier-3---18 | 5--1 | 13 | 12 | 54.6915 | 39.12% | 60.14% | 0.7473% | 1.9748 | 0 | 0 | 1.9748 | 0 | 1.7142 | 0.15225 | 11.2594 | 1.7142 | 0.15225 | 11.2594 | 2.0039 | 0.17798 | 11.2594 | 3.611% | 0.66566 | 0.60421 | 82.162 | 5.3755 | 39.0422 | 37.7442 | 87.2491 | 0 | 0 | 87.2491 | 0.0004145%
2028 | 1215 | 1215-12R | Tier-3 | Tier-3---9 | 5--4 | 149 | 133 | 1149.8777 | 88.93% | 10.69% | 0.3802% | 91.2797 | 0 | 0 | 91.2797 | 0 | 79.2367 | 1.6874 | 46.9576 | 79.2367 | 1.6874 | 46.9576 | 92.6286 | 1.9726 | 46.9576 | 7.938% | 0.69907 | 0.63667 | 1644.8687 | 214.1134 | 166.723 | 1264.0324 | 1662.7122 | 0 | 0 | 1662.7122 | 0.01916%
2028 | 1215 | 1215-28R | Tier-3 | Tier-3---14 | 5--3 | 58 | 55 | 466.2657 | 75.31% | 24.3% | 0.3892% | 33.2986 | 0 | 0 | 33.2986 | 0 | 28.9053 | 0.6978 | 41.4235 | 28.9053 | 0.6978 | 41.4235 | 33.7907 | 0.81574 | 41.4235 | 7.142% | 0.66756 | 0.60426 | 698.4647 | 77.4157 | 150.4059 | 470.6431 | 716.5304 | 0 | 0 | 716.5304 | 0.006989%
2028 | 1215 | 1215-32R | Tier-3 | Tier-3---7 | 5--4 | 234 | 205 | 1677.0531 | 82.12% | 17.49% | 0.3917% | 120.6564 | 0 | 0 | 120.6564 | 0 | 104.7376 | 2.6009 | 40.2698 | 104.7376 | 2.6009 | 40.2698 | 122.4394 | 3.0405 | 40.2698 | 7.195% | 0.68132 | 0.62163 | 2461.4685 | 295.8109 | 389.7657 | 1775.8918 | 2503.72 | 0 | 0 | 2503.72 | 0.02533%
2028 | 1233 | 1233-259R | Tier-3 | Tier-3---16 | 5--4 | 105 | 95 | 252.1704 | 91.31% | 7.348% | 1.341% | 20.8329 | 0 | 0 | 20.8329 | 0 | 18.0843 | 1.2053 | 15.0041 | 18.0843 | 1.2053 | 15.0041 | 21.1407 | 1.409 | 15.0041 | 8.261% | 0.12749 | 0.11595 | 1978.0181 | 293.7888 | 180.7034 | 1503.5259 | 1995.1163 | 0 | 0 | 1995.1163 | 0.004373%
2028 | 1233 | 1233-585R | Tier-3 | Tier-3---12 | 5--5 | 166 | 136 | 496.1989 | 88.91% | 10.23% | 0.8642% | 36.1435 | 0 | 0 | 36.1435 | 0 | 31.3749 | 1.7255 | 18.1834 | 31.3749 | 1.7255 | 18.1834 | 36.6776 | 2.0171 | 18.1834 | 7.284% | 0.12988 | 0.11924 | 3820.3589 | 569.6038 | 386.1666 | 2864.5885 | 3858.1726 | 0 | 0 | 3858.1726 | 0.007587%
2028 | 1233 | 1233-587R | Tier-3 | Tier-3---13 | 5--5 | 187 | 157 | 468.3326 | 86.93% | 12.01% | 1.054% | 34.1827 | 0 | 0 | 34.1827 | 0 | 29.6728 | 1.9919 | 14.8967 | 29.6728 | 1.9919 | 14.8967 | 34.6878 | 2.3286 | 14.8967 | 7.299% | 0.13489 | 0.12356 | 3472.0209 | 495.7254 | 420.8281 | 2555.4674 | 3513.5967 | 0 | 0 | 3513.5967 | 0.007175%
2028 | 1233 | 1233-589R | Tier-3 | Tier-3---16 | 5--4 | 58 | 56 | 204.2414 | 92.81% | 6.245% | 0.9483% | 18.3014 | 0 | 0 | 18.3014 | 0 | 15.8868 | 0.71049 | 22.3605 | 15.8868 | 0.71049 | 22.3605 | 18.5719 | 0.83057 | 22.3605 | 8.961% | 0.11751 | 0.10616 | 1738.0856 | 257.6679 | 107.3811 | 1373.0366 | 1751.4463 | 0 | 0 | 1751.4463 | 0.003841%
2028 | 1233 | 1233-591R | Tier-3 | Tier-3---12 | 5--5 | 167 | 146 | 575.4654 | 90.21% | 8.957% | 0.8354% | 45.3838 | 0 | 0 | 45.3838 | 0 | 39.3961 | 1.8523 | 21.2682 | 39.3961 | 1.8523 | 21.2682 | 46.0545 | 2.1654 | 21.2682 | 7.886% | 0.13142 | 0.11993 | 4378.9662 | 686.8056 | 385.5684 | 3306.5923 | 4420.0439 | 0 | 0 | 4420.0439 | 0.009526%
2028 | 1242 | 1242-1079R | Tier-2 | Tier-2---12 | 2--5 | 44 | 44 | 62.7006 | 97.78% | 0% | 2.22% | 6.1309 | 0 | 0 | 6.1309 | 0 | 5.322 | 0.55824 | 9.5335 | 5.322 | 0.55824 | 9.5335 | 6.2215 | 0.65259 | 9.5335 | 9.778% | 0.0067316 | 0.0060584 | 9314.3707 | 3724.1415 | 317.0899 | 5273.1393 | 9337.342 | 0 | 0 | 9337.342 | 0.001287%
2028 | 1242 | 1242-1084 | Tier-2 | Tier-2---12 | 2--5 | 34 | 31 | 67.671 | 98.5% | 0% | 1.502% | 6.0773 | 0 | 0 | 6.0773 | 0 | 5.2755 | 0.39331 | 13.4132 | 5.2755 | 0.39331 | 13.4132 | 6.1671 | 0.45978 | 13.4132 | 8.981% | 0.005996 | 0.0054493 | 11286.0292 | 3154.1305 | 158.2746 | 7973.6241 | 11303.0386 | 0 | 0 | 11303.0386 | 0.001276%
2028 | 1242 | 1242-127AE | Tier-2 | Tier-2---21 | 1--4 | 2 | 2 | 0.5888 | 94.38% | 0% | 5.622% | 0.05557 | 0 | 0 | 0.05557 | 0 | 0.048238 | 0.025375 | 1.901 | 0.048238 | 0.025375 | 1.901 | 0.056391 | 0.029663 | 1.901 | 9.438% | 0.0001786 | 0.00016074 | 3296.756 | 510.8285 | 168.3633 | 2617.5642 | 3317.3499 | 0 | 0 | 3317.3499 | 1.166e-05%
2028 | 1243 | 1243-319R | Tier-2 | Tier-2---9 | 4--4 | 64 | 52 | 157.976 | 95.24% | 3.794% | 0.9624% | 12.225 | 0 | 0 | 12.225 | 0 | 10.6121 | 0.65974 | 16.0853 | 10.6121 | 0.65974 | 16.0853 | 12.4057 | 0.77124 | 16.0853 | 7.739% | 0.081051 | 0.074466 | 1949.0936 | 286.756 | 79.621 | 1582.7166 | 1957.2922 | 0 | 0 | 1957.2922 | 0.002566%
2028 | 1243 | 1243-38R | Tier-2 | Tier-2---16 | 4--3 | 7 | 7 | 20.6467 | 96.08% | 2.766% | 1.159% | 1.9836 | 0 | 0 | 1.9836 | 0 | 1.7219 | 0.088811 | 19.3886 | 1.7219 | 0.088811 | 19.3886 | 2.0129 | 0.10382 | 19.3886 | 9.608% | 0.072591 | 0.065332 | 284.4264 | 43.4839 | 9.2234 | 231.7191 | 285.6668 | 0 | 0 | 285.6668 | 0.0004164%
2028 | 1243 | 1243-45R | Tier-2 | Tier-2---7 | 4--5 | 72 | 68 | 254.5086 | 93.11% | 5.994% | 0.8952% | 22.381 | 0 | 0 | 22.381 | 0 | 19.4282 | 0.86274 | 22.5193 | 19.4282 | 0.86274 | 22.5193 | 22.7118 | 1.0085 | 22.5193 | 8.794% | 0.087615 | 0.079341 | 2904.8382 | 427.4889 | 168.1582 | 2309.191 | 2925.709 | 0 | 0 | 2925.709 | 0.004698%
2028 | 1250 | 1250-27R | Tier-2 | Tier-2---6 | 5--5 | 152 | 29 | 986.6118 | 55.72% | 43.98% | 0.301% | 10.4889 | 0 | 0 | 10.4889 | 0 | 9.1051 | 0.36793 | 24.7466 | 9.1051 | 0.36793 | 24.7466 | 10.6439 | 0.43012 | 24.7466 | 1.063% | 0.097369 | 0.095512 | 10132.6684 | 1217.1368 | 4251.8401 | 4663.6915 | 10219.9311 | 0 | 0 | 10219.9311 | 0.002202%
2028 | 1250 | 1250-671R | Tier-2 | Tier-2---6 | 4--5 | 48 | 28 | 929.0776 | 60.83% | 39% | 0.1645% | 32.9686 | 0 | 0 | 32.9686 | 0 | 28.6189 | 0.35524 | 80.5612 | 28.6189 | 0.35524 | 80.5612 | 33.4558 | 0.41528 | 80.5612 | 3.549% | 0.09205 | 0.08668 | 10093.1841 | 1136.9369 | 3676.6867 | 5279.5604 | 10338.0789 | 0 | 0 | 10338.0789 | 0.00692%
2028 | 1250 | 1250-677R | Tier-2 | Tier-2---3 | 5--5 | 267 | 209 | 1140.8126 | 92.57% | 6.885% | 0.545% | 82.665 | 0 | 0 | 82.665 | 0 | 71.7586 | 2.6516 | 27.0619 | 71.7586 | 2.6516 | 27.0619 | 83.8866 | 3.0998 | 27.0619 | 7.246% | 0.11659 | 0.10746 | 9785.2264 | 1563.6458 | 667.8739 | 7553.7067 | 9846.9665 | 0 | 0 | 9846.9665 | 0.01735%
2028 | 1250 | 1250-8R | Tier-2 | Tier-2---4 | 4--5 | 146 | 102 | 384.7428 | 82.72% | 16.59% | 0.6903% | 22.2345 | 0 | 0 | 22.2345 | 0 | 19.301 | 1.2941 | 14.9146 | 19.301 | 1.2941 | 14.9146 | 22.5631 | 1.5128 | 14.9146 | 5.779% | 0.092289 | 0.085841 | 4168.9089 | 570.5627 | 668.7462 | 2929.6001 | 4223.0178 | 0 | 0 | 4223.0178 | 0.004667%
2028 | 1458 | 1458-1056 | Tier-2 | Tier-2---11 | 5--3 | 22 | 18 | 79.604 | 49.93% | 49.51% | 0.5563% | 3.252 | 0 | 0 | 3.252 | 0 | 2.8229 | 0.22837 | 12.3611 | 2.8229 | 0.22837 | 12.3611 | 3.3 | 0.26697 | 12.3611 | 4.085% | 0.13508 | 0.12402 | 589.3284 | 48.7394 | 264.1575 | 276.4315 | 615.6223 | 0 | 0 | 615.6223 | 0.0006826%
2028 | 1458 | 1458-1057F | Tier-3 | Tier-3---18 | 5--2 | 3 | 3 | 152.4609 | 0% | 100% | 0% | 0 | 0 | 0 | 0 | 0 | 0 | 0.038062 | 0 | 0 | 0.038062 | 0 | 0 | 0.044495 | 0 | 0% | 0.13292 | 0.11963 | 1147.0231 | 1.8883 | 1045.7628 | 99.3719 | 1274.4701 | 0 | 0 | 1274.4701 | 0%
2028 | 1458 | 1458-1058F | Tier-3 | Tier-3---13 | 5--5 | 36 | 29 | 533.9366 | 37.36% | 62.45% | 0.1834% | 16.0705 | 0 | 0 | 16.0705 | 0 | 13.9503 | 0.36793 | 37.9154 | 13.9503 | 0.36793 | 37.9154 | 16.308 | 0.43012 | 37.9154 | 3.01% | 0.13833 | 0.12719 | 3859.7922 | 265.8584 | 2184.7015 | 1409.2323 | 4071.6103 | 0 | 0 | 4071.6103 | 0.003373%
2028 | 1458 | 1458-1061 | Tier-2 | Tier-2---5 | 5--5 | 80 | 52 | 412.6338 | 86.27% | 13.38% | 0.3514% | 23.1387 | 0 | 0 | 23.1387 | 0 | 20.0859 | 0.65974 | 30.4452 | 20.0859 | 0.65974 | 30.4452 | 23.4806 | 0.77124 | 30.4452 | 5.608% | 0.14228 | 0.13303 | 2900.2061 | 586.2064 | 364.6762 | 1949.3235 | 2927.8883 | 0 | 0 | 2927.8883 | 0.004857%
2028 | 1458 | 1458-1075F | Tier-3 | Tier-3---20 | 1--5 | 2 | 2 | 5.049 | 99.29% | 0% | 0.71% | 0.50131 | 0 | 0 | 0.50131 | 0 | 0.43517 | 0.025375 | 17.15 | 0.43517 | 0.025375 | 17.15 | 0.50872 | 0.029663 | 17.15 | 9.929% | 0.00013 | 0.000117 | 38838.3667 | 6319.0217 | 320.6643 | 32198.6807 | 38869.0038 | 0 | 0 | 38869.0038 | 0.0001052%
2028 | 1458 | 1458-1115F | Tier-2 | Tier-2---18 | 4--2 | 3 | 3 | 65.1969 | 0% | 100% | 0% | 0 | 0 | 0 | 0 | 0 | 0 | 0.038062 | 0 | 0 | 0.038062 | 0 | 0 | 0.044495 | 0 | 0% | 0.091242 | 0.082118 | 714.5495 | 1.4118 | 564.5507 | 148.587 | 793.9439 | 0 | 0 | 793.9439 | 0%
2028 | 1458 | 1458-1117F | Tier-2 | Tier-2---16 | 4--2 | 5 | 5 | 136.3317 | 0% | 100% | 0% | 0 | 0 | 0 | 0 | 0 | 0 | 0.063436 | 0 | 0 | 0.063436 | 0 | 0 | 0.074158 | 0 | 0% | 0.091116 | 0.082004 | 1496.247 | 1.9882 | 1350.0391 | 144.2196 | 1662.4966 | 0 | 0 | 1662.4966 | 0%
2028 | 1458 | 1458-1119F | Tier-2 | Not Applicable | Not Applicable | 1 | 1 | 0 | 0% | 0% | 0% | 0 | 0 | 0 | 0 | 0 | 0 | 0.012687 | 0 | 0 | 0.012687 | 0 | 0 | 0.014832 | 0 | 0% | 0 | 0 | 0 | 0 | 0 | 0 | 0 | 0 | 0 | 0 | 0%
2028 | 1458 | 1458-1131R | Tier-3 | Tier-3---4 | 5--5 | 188 | 132 | 1406.6624 | 89.91% | 9.875% | 0.2137% | 88.8017 | 0 | 0 | 88.8017 | 0 | 77.0857 | 1.6747 | 46.0289 | 77.0857 | 1.6747 | 46.0289 | 90.114 | 1.9578 | 46.0289 | 6.313% | 0.15941 | 0.14822 | 8824.2343 | 1339.2018 | 802.9411 | 6682.0914 | 8891.4599 | 0 | 0 | 8891.4599 | 0.01864%
2028 | 1458 | 1458-454F | Tier-2 | Tier-2---18 | 5--2 | 2 | 2 | 82.2149 | 0% | 100% | 0% | 0 | 0 | 0 | 0 | 0 | 0 | 0.025375 | 0 | 0 | 0.025375 | 0 | 0 | 0.029663 | 0 | 0% | 0.13508 | 0.12157 | 608.6572 | 0.80898 | 545.689 | 62.1593 | 676.2858 | 0 | 0 | 676.2858 | 0%
2028 | 1458 | 1458-456F | Tier-2 | Tier-2---16 | 4--3 | 7 | 6 | 120.5031 | 4.551% | 95.42% | 0.02562% | 0.47003 | 0 | 0 | 0.47003 | 0 | 0.40802 | 0.076124 | 5.3599 | 0.40802 | 0.076124 | 5.3599 | 0.47698 | 0.08899 | 5.3599 | 0.3901% | 0.091761 | 0.083895 | 1313.2339 | 11.3935 | 1113.5701 | 188.2703 | 1430.747 | 0 | 0 | 1430.747 | 9.866e-05%
2028 | 1458 | 1458-519 | Tier-2 | Tier-2---17 | 1--5 | 2 | 2 | 7.6147 | 99.51% | 0% | 0.4892% | 0.75774 | 0 | 0 | 0.75774 | 0 | 0.65777 | 0.025375 | 25.9225 | 0.65777 | 0.025375 | 25.9225 | 0.76894 | 0.029663 | 25.9225 | 9.951% | 0.000217 | 0.0001953 | 35090.7714 | 5636.6246 | 740.6939 | 28713.4529 | 35109.8455 | 0 | 0 | 35109.8455 | 0.0001591%
2028 | 1458 | 1458-565R | Tier-3 | Tier-3---6 | 5--5 | 127 | 108 | 865.4889 | 93.04% | 6.555% | 0.3997% | 68.4817 | 0 | 0 | 68.4817 | 0 | 59.4466 | 1.3702 | 43.3844 | 59.4466 | 1.3702 | 43.3844 | 69.4937 | 1.6018 | 43.3844 | 7.912% | 0.15819 | 0.14474 | 5471.15 | 831.2842 | 343.7471 | 4296.1187 | 5506.5169 | 0 | 0 | 5506.5169 | 0.01437%
2028 | 1458 | 1458-601R | Tier-3 | Tier-3---2 | 5--5 | 441 | 353 | 3446.9071 | 93.23% | 6.468% | 0.3015% | 257.2324 | 0 | 0 | 257.2324 | 0 | 223.2945 | 4.4786 | 49.858 | 223.2945 | 4.4786 | 49.858 | 261.0338 | 5.2356 | 49.858 | 7.463% | 0.20421 | 0.18787 | 16878.9798 | 3452.9233 | 1062.0214 | 12364.0351 | 16978.3933 | 0 | 0 | 16978.3933 | 0.05399%
2028 | 1525 | 1525-23R | Tier-2 | Tier-2---20 | 4--1 | 9 | 7 | 2.2492 | 62.24% | 25.04% | 12.72% | 0.10887 | 0 | 0 | 0.10887 | 0 | 0.09451 | 0.088811 | 1.0642 | 0.09451 | 0.088811 | 1.0642 | 0.11048 | 0.10382 | 1.0642 | 4.841% | 0.032823 | 0.03027 | 68.526 | 7.5628 | 21.4776 | 39.4855 | 70.7085 | 0 | 0 | 70.7085 | 2.285e-05%
2028 | 157 | 157-165R | Tier-3 | Tier-3---18 | 5--2 | 87 | 81 | 161.4875 | 68.83% | 29.58% | 1.593% | 10.3485 | 0 | 0 | 10.3485 | 0 | 8.9832 | 1.0277 | 8.7413 | 8.9832 | 1.0277 | 8.7413 | 10.5014 | 1.2014 | 8.7413 | 6.408% | 0.28262 | 0.2563 | 571.4006 | 45.3664 | 164.9781 | 361.0561 | 589.6858 | 0 | 0 | 589.6858 | 0.002172%
2028 | 157 | 157-189R | Tier-3 | Tier-3---9 | 5--4 | 669 | 544 | 1466.7959 | 72.32% | 26.57% | 1.114% | 86.2542 | 0 | 0 | 86.2542 | 0 | 74.8743 | 6.9019 | 10.8484 | 74.8743 | 6.9019 | 10.8484 | 87.5289 | 8.0684 | 10.8484 | 5.88% | 0.3705 | 0.34037 | 3959.0061 | 404.1268 | 974.6501 | 2580.2292 | 4056.0152 | 0 | 0 | 4056.0152 | 0.0181%
2028 | 157 | 157-1928R | Tier-3 | Tier-3---11 | 5--4 | 60 | 55 | 379.4778 | 92.67% | 6.848% | 0.4867% | 32.2341 | 0 | 0 | 32.2341 | 0 | 27.9813 | 0.6978 | 40.0992 | 27.9813 | 0.6978 | 40.0992 | 32.7104 | 0.81574 | 40.0992 | 8.494% | 0.2812 | 0.25543 | 1349.4751 | 199.7127 | 87.7056 | 1062.0567 | 1359.4638 | 0 | 0 | 1359.4638 | 0.006766%
2028 | 157 | 157-204R | Tier-3 | Tier-3---11 | 5--4 | 213 | 203 | 728.9999 | 94.73% | 4.338% | 0.9356% | 65.8137 | 0 | 0 | 65.8137 | 0 | 57.1306 | 2.5755 | 22.1822 | 57.1306 | 2.5755 | 22.1822 | 66.7863 | 3.0108 | 22.1822 | 9.028% | 0.32777 | 0.29653 | 2224.1461 | 315.248 | 151.9679 | 1756.9302 | 2236.5015 | 0 | 0 | 2236.5015 | 0.01381%
2028 | 157 | 157-207R | Tier-3 | Tier-3---16 | 2--5 | 23 | 23 | 147.8265 | 99.47% | 0% | 0.5328% | 14.7039 | 0 | 0 | 14.7039 | 0 | 12.7639 | 0.29181 | 43.7409 | 12.7639 | 0.29181 | 43.7409 | 14.9212 | 0.34113 | 43.7409 | 9.947% | 0.0095404 | 0.0085864 | 15494.7917 | 2131.5652 | 1274.1533 | 12089.0732 | 15503.964 | 0 | 0 | 15503.964 | 0.003086%
2028 | 157 | 157-232R | Tier-3 | Tier-3---11 | 5--4 | 250 | 219 | 737.6356 | 80.19% | 18.85% | 0.9654% | 51.8135 | 0 | 0 | 51.8135 | 0 | 44.9775 | 2.7785 | 16.1876 | 44.9775 | 2.7785 | 16.1876 | 52.5792 | 3.2481 | 16.1876 | 7.024% | 0.32167 | 0.29349 | 2293.1426 | 264.1373 | 427.4504 | 1601.5549 | 2336.7669 | 0 | 0 | 2336.7669 | 0.01088%
2028 | 157 | 157-257R | Tier-3 | Tier-3---14 | 5--4 | 554 | 449 | 854.144 | 56.45% | 41.98% | 1.572% | 39.0758 | 0 | 0 | 39.0758 | 0 | 33.9203 | 5.6966 | 5.9545 | 33.9203 | 5.6966 | 5.9545 | 39.6532 | 6.6594 | 5.9545 | 4.575% | 0.36686 | 0.33713 | 2328.2535 | 169.8306 | 913.7375 | 1244.6854 | 2417.6855 | 0 | 0 | 2417.6855 | 0.008202%
2028 | 157 | 157-273R | Tier-3 | Tier-3---14 | 5--4 | 173 | 154 | 480.7998 | 81.05% | 17.89% | 1.052% | 34.6908 | 0 | 0 | 34.6908 | 0 | 30.1138 | 1.9538 | 15.4126 | 30.1138 | 1.9538 | 15.4126 | 35.2034 | 2.2841 | 15.4126 | 7.215% | 0.32295 | 0.2942 | 1488.7712 | 174.3464 | 278.1483 | 1036.2764 | 1516.333 | 0 | 0 | 1516.333 | 0.007282%
2028 | 157 | 157-81R | Tier-3 | Tier-3---3 | 5--5 | 675 | 562 | 2882.5826 | 80.96% | 18.44% | 0.5996% | 194.2952 | 0 | 0 | 194.2952 | 0 | 168.6609 | 7.1303 | 23.6542 | 168.6609 | 7.1303 | 23.6542 | 197.1665 | 8.3354 | 23.6542 | 6.74% | 0.38414 | 0.35215 | 7504.0834 | 990.345 | 1294.8297 | 5218.9087 | 7633.8753 | 0 | 0 | 7633.8753 | 0.04078%
2028 | 175 | 175-2024R | Tier-2 | Tier-2---5 | 5--5 | 103 | 99 | 563.0882 | 93.71% | 5.71% | 0.5784% | 50.7186 | 0 | 0 | 50.7186 | 0 | 44.0271 | 1.256 | 35.0522 | 44.0271 | 1.256 | 35.0522 | 51.4681 | 1.4683 | 35.0522 | 9.007% | 0.19114 | 0.17277 | 2945.925 | 621.2029 | 162.2415 | 2162.4806 | 2965.6244 | 0 | 0 | 2965.6244 | 0.01065%
2028 | 175 | 175-24R | Tier-2 | Tier-2---8 | 5--4 | 86 | 62 | 1055.746 | 27.96% | 71.78% | 0.2605% | 21.2788 | 0 | 0 | 21.2788 | 0 | 18.4714 | 0.78661 | 23.4822 | 18.4714 | 0.78661 | 23.4822 | 21.5933 | 0.91956 | 23.4822 | 2.016% | 0.17491 | 0.1623 | 6035.8973 | 385.7406 | 3993.7328 | 1656.4239 | 6373.7448 | 0 | 0 | 6373.7448 | 0.004466%
2028 | 175 | 175-64R | Tier-3 | Tier-3---11 | 5--5 | 239 | 216 | 731.7191 | 85.48% | 13.53% | 0.984% | 56.53 | 0 | 0 | 56.53 | 0 | 49.0717 | 2.7405 | 17.9064 | 49.0717 | 2.7405 | 17.9064 | 57.3654 | 3.2036 | 17.9064 | 7.726% | 0.20232 | 0.18404 | 3616.5854 | 555.855 | 463.329 | 2597.4013 | 3668.7501 | 0 | 0 | 3668.7501 | 0.01187%
2028 | 175 | 175-90R | Tier-3 | Tier-3---9 | 5--5 | 300 | 251 | 894.6693 | 80.29% | 18.79% | 0.921% | 60.1023 | 0 | 0 | 60.1023 | 0 | 52.1728 | 3.1845 | 16.3833 | 52.1728 | 3.1845 | 16.3833 | 60.9905 | 3.7227 | 16.3833 | 6.718% | 0.20491 | 0.18777 | 4366.1148 | 584.0624 | 757.6208 | 3024.4316 | 4444.6781 | 0 | 0 | 4444.6781 | 0.01262%
2028 | 175 | 175-94R | Tier-2 | Tier-2---10 | 5--4 | 52 | 43 | 275.6722 | 39.95% | 59.59% | 0.4576% | 9.1076 | 0 | 0 | 9.1076 | 0 | 7.906 | 0.54555 | 14.4917 | 7.906 | 0.54555 | 14.4917 | 9.2422 | 0.63776 | 14.4917 | 3.304% | 0.16555 | 0.15186 | 1665.1861 | 117.2564 | 895.8047 | 652.125 | 1755.3238 | 0 | 0 | 1755.3238 | 0.001912%
2028 | 176 | 176-161R | Tier-3 | Tier-3---5 | 5--5 | 236 | 191 | 1442.7596 | 90.39% | 9.157% | 0.4576% | 105.5396 | 0 | 0 | 105.5396 | 0 | 91.6152 | 2.4233 | 37.8064 | 91.6152 | 2.4233 | 37.8064 | 107.0993 | 2.8328 | 37.8064 | 7.315% | 0.22417 | 0.20603 | 6436.0353 | 957.8537 | 605.899 | 4872.2826 | 6490.524 | 0 | 0 | 6490.524 | 0.02215%
2028 | 176 | 176-164R | Tier-3 | Tier-3---11 | 5--5 | 131 | 126 | 613.402 | 87.29% | 12.01% | 0.6968% | 51.5027 | 0 | 0 | 51.5027 | 0 | 44.7077 | 1.5986 | 27.9668 | 44.7077 | 1.5986 | 27.9668 | 52.2638 | 1.8688 | 27.9668 | 8.396% | 0.20727 | 0.18733 | 2959.4233 | 422.7131 | 329.6607 | 2207.0495 | 2999.4389 | 0 | 0 | 2999.4389 | 0.01081%
2028 | 176 | 176-1834R | Tier-3 | Tier-3---5 | 5--5 | 312 | 250 | 1527.634 | 81.51% | 17.94% | 0.5573% | 99.7705 | 0 | 0 | 99.7705 | 0 | 86.6073 | 3.1718 | 27.3052 | 86.6073 | 3.1718 | 27.3052 | 101.2449 | 3.7079 | 27.3052 | 6.531% | 0.23205 | 0.21345 | 6583.3295 | 1087.0711 | 1168.7765 | 4327.4819 | 6689.3771 | 0 | 0 | 6689.3771 | 0.02094%
2028 | 176 | 176-1836R | Tier-2 | Tier-2---11 | 5--3 | 50 | 9 | 176.1999 | 27.39% | 72.07% | 0.5367% | 0.86873 | 0 | 0 | 0.86873 | 0 | 0.75411 | 0.11419 | 6.6043 | 0.75411 | 0.11419 | 6.6043 | 0.88156 | 0.13348 | 6.6043 | 0.493% | 0.10638 | 0.10446 | 1656.3379 | 87.619 | 1121.6433 | 447.0755 | 1678.3825 | 0 | 0 | 1678.3825 | 0.0001823%
2028 | 176 | 176-1845R | Tier-3 | Tier-3---11 | 5--5 | 172 | 143 | 550.3123 | 86.34% | 12.77% | 0.8885% | 39.5044 | 0 | 0 | 39.5044 | 0 | 34.2924 | 1.8143 | 18.9013 | 34.2924 | 1.8143 | 18.9013 | 40.0882 | 2.1209 | 18.9013 | 7.179% | 0.20978 | 0.19234 | 2623.3078 | 370.7068 | 320.9781 | 1931.6229 | 2655.7942 | 0 | 0 | 2655.7942 | 0.008292%
2028 | 176 | 176-194R | Tier-3 | Tier-3---9 | 5--5 | 214 | 166 | 677.779 | 83.64% | 15.51% | 0.8494% | 43.9737 | 0 | 0 | 43.9737 | 0 | 38.172 | 2.1061 | 18.1246 | 38.172 | 2.1061 | 18.1246 | 44.6235 | 2.462 | 18.1246 | 6.488% | 0.21542 | 0.19871 | 3146.314 | 445.8846 | 458.0112 | 2242.4182 | 3189.6016 | 0 | 0 | 3189.6016 | 0.00923%
2028 | 176 | 176-197F | Tier-3 | Tier-3---5 | 5--5 | 345 | 270 | 1901.6652 | 78.35% | 21.16% | 0.4918% | 116.6099 | 0 | 0 | 116.6099 | 0 | 101.225 | 3.4256 | 29.5498 | 101.225 | 3.4256 | 29.5498 | 118.3331 | 4.0045 | 29.5498 | 6.132% | 0.23242 | 0.21423 | 8182.1472 | 1427.4932 | 1620.6818 | 5133.9723 | 8332.5301 | 0 | 0 | 8332.5301 | 0.02448%
2028 | 176 | 176-200F | Tier-3 | Tier-3---15 | 5--4 | 30 | 27 | 342.7574 | 49.83% | 49.91% | 0.2576% | 15.3715 | 0 | 0 | 15.3715 | 0 | 13.3434 | 0.34256 | 38.9525 | 13.3434 | 0.34256 | 38.9525 | 15.5986 | 0.40045 | 38.9525 | 4.485% | 0.18529 | 0.16862 | 1849.8169 | 153.4619 | 845.5193 | 850.8357 | 1941.6033 | 0 | 0 | 1941.6033 | 0.003226%
2028 | 177 | 177-955 | Tier-2 | Tier-2---5 | 5--5 | 176 | 7 | 950.0511 | 33.62% | 66.04% | 0.3363% | 1.2704 | 0 | 0 | 1.2704 | 0 | 1.1028 | 0.088811 | 12.4171 | 1.1028 | 0.088811 | 12.4171 | 1.2892 | 0.10382 | 12.4171 | 0.1337% | 0.11726 | 0.11679 | 8102.2285 | 665.4806 | 4864.4056 | 2572.3423 | 8123.7046 | 0 | 0 | 8123.7046 | 0.0002667%
2028 | 178 | 178-968AE | Tier-2 | Tier-2---18 | 3--3 | 200 | 7 | 15.4322 | 73.56% | 0% | 26.44% | 0.039731 | 0 | 0 | 0.039731 | 0 | 0.034489 | 0.088811 | 0.38834 | 0.034489 | 0.088811 | 0.38834 | 0.040318 | 0.10382 | 0.38834 | 0.2575% | 0.018466 | 0.018402 | 835.6994 | 94.2014 | 379.7988 | 361.6992 | 836.4755 | 0 | 0 | 836.4755 | 8.34e-06%
2028 | 178 | 178-982 | Tier-2 | Tier-2---21 | 1--1 | 45 | 7 | 0.93128 | 13.4% | 0% | 86.6% | 0.0019413 | 0 | 0 | 0.0019413 | 0 | 0.0016852 | 0.088811 | 0.018975 | 0.0016852 | 0.088811 | 0.018975 | 0.00197 | 0.10382 | 0.018975 | 0.2085% | 0.0033454 | 0.0032934 | 278.3757 | 0.63264 | 254.3025 | 23.4406 | 282.185 | 0 | 0 | 282.185 | 4.075e-07%
2028 | 182 | 182-2240F | Tier-2 | Tier-2---2 | 5--5 | 291 | 166 | 1849.4802 | 64.04% | 35.59% | 0.3658% | 67.5639 | 0 | 0 | 67.5639 | 0 | 58.6498 | 2.1061 | 27.8477 | 58.6498 | 2.1061 | 27.8477 | 68.5623 | 2.462 | 27.8477 | 3.653% | 0.1455 | 0.1372 | 12710.8197 | 2473.4049 | 4337.8066 | 5899.6082 | 12987.3356 | 0 | 0 | 12987.3356 | 0.01418%
2028 | 182 | 182-2250 | Tier-2 | Tier-2---8 | 5--5 | 26 | 26 | 188.3209 | 97.39% | 2.141% | 0.4657% | 18.3412 | 0 | 0 | 18.3412 | 0 | 15.9214 | 0.32987 | 48.2657 | 15.9214 | 0.32987 | 48.2657 | 18.6123 | 0.38562 | 48.2657 | 9.739% | 0.10496 | 0.094461 | 1794.2707 | 286.1267 | 42.0773 | 1466.0666 | 1799.4673 | 0 | 0 | 1799.4673 | 0.00385%
2028 | 182 | 182-2252R | Tier-2 | Tier-2---5 | 5--5 | 104 | 81 | 437.4034 | 92.58% | 6.861% | 0.5557% | 31.5405 | 0 | 0 | 31.5405 | 0 | 27.3792 | 1.0277 | 26.642 | 27.3792 | 1.0277 | 26.642 | 32.0066 | 1.2014 | 26.642 | 7.211% | 0.11307 | 0.10426 | 3868.3889 | 593.9237 | 259.5961 | 3014.8691 | 3892.6205 | 0 | 0 | 3892.6205 | 0.00662%
2028 | 182 | 182-2254R | Tier-2 | Tier-2---11 | 5--4 | 19 | 19 | 74.8792 | 92.6% | 6.527% | 0.8705% | 6.934 | 0 | 0 | 6.934 | 0 | 6.0192 | 0.24106 | 24.9698 | 6.0192 | 0.24106 | 24.9698 | 7.0365 | 0.2818 | 24.9698 | 9.26% | 0.10223 | 0.092004 | 732.4796 | 113.3566 | 46.859 | 572.264 | 738.5 | 0 | 0 | 738.5 | 0.001455%
2028 | 183 | 183-439 | Tier-2 | Tier-2---14 | 3--5 | 42 | 25 | 138.4322 | 24.55% | 74.86% | 0.5956% | 2.0227 | 0 | 0 | 2.0227 | 0 | 1.7559 | 0.31718 | 5.5358 | 1.7559 | 0.31718 | 5.5358 | 2.0526 | 0.37079 | 5.5358 | 1.461% | 0.018422 | 0.017326 | 7514.4213 | 312.7649 | 5165.0291 | 2036.6274 | 7873.2694 | 0 | 0 | 7873.2694 | 0.0004246%
2028 | 183 | 183-440 | Tier-2 | Tier-2---12 | 3--5 | 114 | 50 | 173.9797 | 32.16% | 66.62% | 1.222% | 2.4542 | 0 | 0 | 2.4542 | 0 | 2.1304 | 0.63436 | 3.3583 | 2.1304 | 0.63436 | 3.3583 | 2.4905 | 0.74158 | 3.3583 | 1.411% | 0.025335 | 0.024224 | 6867.059 | 365.5871 | 4285.7066 | 2215.7653 | 7080.7495 | 0 | 0 | 7080.7495 | 0.0005151%
2028 | 185 | 185-51F | Tier-2 | Tier-2---7 | 4--5 | 260 | 161 | 390.6047 | 65.18% | 33.32% | 1.503% | 15.7647 | 0 | 0 | 15.7647 | 0 | 13.6848 | 2.0427 | 6.6995 | 13.6848 | 2.0427 | 6.6995 | 15.9977 | 2.3879 | 6.6995 | 4.036% | 0.048222 | 0.045236 | 8100.2023 | 1032.7815 | 2609.1587 | 4458.2621 | 8286.4001 | 0 | 0 | 8286.4001 | 0.003309%
2028 | 197 | 197-1150F | Tier-2 | Tier-2---15 | 3--4 | 29 | 29 | 37.9092 | 96.86% | 0.4538% | 2.686% | 3.6719 | 0 | 0 | 3.6719 | 0 | 3.1874 | 0.36793 | 8.6632 | 3.1874 | 0.36793 | 8.6632 | 3.7262 | 0.43012 | 8.6632 | 9.686% | 0.021777 | 0.019599 | 1740.8051 | 277.2878 | 48.7789 | 1414.7385 | 1746.8778 | 0 | 0 | 1746.8778 | 0.0007707%
2028 | 197 | 197-1155F | Tier-2 | Tier-2---21 | 1--4 | 9 | 9 | 2.6346 | 91.13% | 0% | 8.87% | 0.24009 | 0 | 0 | 0.24009 | 0 | 0.20841 | 0.11419 | 1.8252 | 0.20841 | 0.11419 | 1.8252 | 0.24364 | 0.13348 | 1.8252 | 9.113% | 0.0010316 | 0.00092844 | 2553.8632 | 379.4847 | 234.4628 | 1939.9157 | 2579.0339 | 0 | 0 | 2579.0339 | 5.039e-05%
2028 | 198 | 198-37R | Tier-2 | Tier-2---9 | 4--5 | 188 | 84 | 225.7204 | 81.18% | 16.94% | 1.877% | 8.1878 | 0 | 0 | 8.1878 | 0 | 7.1075 | 1.0657 | 6.6691 | 7.1075 | 1.0657 | 6.6691 | 8.3088 | 1.2459 | 6.6691 | 3.627% | 0.030671 | 0.029301 | 7359.4074 | 2410.2174 | 1700.5946 | 3248.5954 | 7424.1713 | 0 | 0 | 7424.1713 | 0.001719%
2028 | 204 | 204-32R | Tier-2 | Tier-2---11 | 4--4 | 336 | 315 | 174.7993 | 90.03% | 3.465% | 6.507% | 14.7533 | 0 | 0 | 14.7533 | 0 | 12.8068 | 3.9965 | 3.2045 | 12.8068 | 3.9965 | 3.2045 | 14.9713 | 4.6719 | 3.2045 | 8.44% | 0.087106 | 0.07894 | 2006.7428 | 246.9421 | 179.8959 | 1579.9048 | 2027.4443 | 0 | 0 | 2027.4443 | 0.003097%
2028 | 205 | 205-1550 | Tier-2 | Tier-2---15 | 2--4 | 102 | 1 | 27.6639 | 93.54% | 0% | 6.46% | 0.025369 | 0 | 0 | 0.025369 | 0 | 0.022022 | 0.012687 | 1.7358 | 0.022022 | 0.012687 | 1.7358 | 0.025744 | 0.014832 | 1.7358 | 0.09171% | 0.008789 | 0.0087804 | 3147.5552 | 439.5356 | 466.2565 | 2241.7631 | 3147.7548 | 0 | 0 | 3147.7548 | 5.325e-06%
2028 | 206 | 206-1105 | Tier-2 | Tier-2---9 | 3--5 | 132 | 16 | 189.805 | 98.58% | 0% | 1.419% | 2.268 | 0 | 0 | 2.268 | 0 | 1.9688 | 0.203 | 9.6987 | 1.9688 | 0.203 | 9.6987 | 2.3015 | 0.23731 | 9.6987 | 1.195% | 0.014019 | 0.013849 | 13539.1253 | 2187.5417 | 263.1851 | 11088.3985 | 13541.4818 | 0 | 0 | 13541.4818 | 0.0004761%
2028 | 206 | 206-1817 | Tier-2 | Tier-2---4 | 4--5 | 413 | 106 | 414.414 | 98.25% | 0% | 1.752% | 10.4499 | 0 | 0 | 10.4499 | 0 | 9.0712 | 1.3449 | 6.7451 | 9.0712 | 1.3449 | 6.7451 | 10.6043 | 1.5721 | 6.7451 | 2.522% | 0.038208 | 0.037227 | 10846.319 | 1742.1104 | 241.9911 | 8862.2175 | 10851.3257 | 0 | 0 | 10851.3257 | 0.002193%
2028 | 209 | 209-1769F | Tier-2 | Tier-2---6 | 5--5 | 1069 | 345 | 1246.6839 | 98.28% | 0% | 1.716% | 39.5439 | 0 | 0 | 39.5439 | 0 | 34.3267 | 4.3771 | 7.8423 | 34.3267 | 4.3771 | 7.8423 | 40.1283 | 5.1169 | 7.8423 | 3.172% | 0.11169 | 0.10809 | 11161.7212 | 1795.9566 | 261.2581 | 9104.5065 | 11168.1097 | 0 | 0 | 11168.1097 | 0.0083%
2028 | 210 | 210-172R | Tier-2 | Tier-2---11 | 5--2 | 111 | 105 | 187.8449 | 74.26% | 23.89% | 1.85% | 13.1958 | 0 | 0 | 13.1958 | 0 | 11.4548 | 1.3322 | 8.5986 | 11.4548 | 1.3322 | 8.5986 | 13.3908 | 1.5573 | 8.5986 | 7.025% | 0.32588 | 0.29505 | 576.4292 | 39.7856 | 130.795 | 405.8486 | 591.9294 | 0 | 0 | 591.9294 | 0.00277%
2028 | 210 | 210-392R | Tier-2 | Tier-2---10 | 5--3 | 221 | 193 | 420.3387 | 65.56% | 32.94% | 1.504% | 24.0662 | 0 | 0 | 24.0662 | 0 | 20.891 | 2.4486 | 8.5317 | 20.891 | 2.4486 | 8.5317 | 24.4218 | 2.8625 | 8.5317 | 5.725% | 0.34771 | 0.31734 | 1208.8925 | 89.1732 | 378.0363 | 741.683 | 1248.7303 | 0 | 0 | 1248.7303 | 0.005052%
2028 | 210 | 210-394R | Tier-2 | Tier-2---16 | 5--2 | 77 | 72 | 90.8214 | 45.65% | 51.72% | 2.624% | 3.877 | 0 | 0 | 3.877 | 0 | 3.3655 | 0.91348 | 3.6843 | 3.3655 | 0.91348 | 3.6843 | 3.9343 | 1.0679 | 3.6843 | 4.269% | 0.31841 | 0.28864 | 285.2308 | 14.2948 | 124.8192 | 146.1168 | 301.2208 | 0 | 0 | 301.2208 | 0.0008138%
2028 | 210 | 210-9R | Tier-2 | Tier-2---13 | 5--2 | 95 | 71 | 204.3186 | 25.26% | 73.76% | 0.9801% | 3.8574 | 0 | 0 | 3.8574 | 0 | 3.3484 | 0.9008 | 3.7172 | 3.3484 | 0.9008 | 3.7172 | 3.9144 | 1.053 | 3.7172 | 1.888% | 0.31397 | 0.2905 | 650.7604 | 21.6073 | 447.6112 | 181.5419 | 690.0465 | 0 | 0 | 690.0465 | 0.0008097%
2028 | 211 | 211-279R | Tier-2 | Tier-2---10 | 5--3 | 293 | 259 | 472.6727 | 73.92% | 24.32% | 1.766% | 30.8851 | 0 | 0 | 30.8851 | 0 | 26.8102 | 3.286 | 8.1589 | 26.8102 | 3.286 | 8.1589 | 31.3415 | 3.8414 | 8.1589 | 6.534% | 0.37314 | 0.34015 | 1266.7597 | 81.8701 | 334.8802 | 850.0094 | 1298.7962 | 0 | 0 | 1298.7962 | 0.006483%
2028 | 211 | 211-312R | Tier-2 | Tier-2---8 | 5--3 | 420 | 361 | 754.0624 | 63.09% | 35.39% | 1.526% | 40.8886 | 0 | 0 | 40.8886 | 0 | 35.4939 | 4.5801 | 7.7496 | 35.4939 | 4.5801 | 7.7496 | 41.4928 | 5.3542 | 7.7496 | 5.422% | 0.39031 | 0.35676 | 1931.9795 | 162.2508 | 643.7527 | 1125.9761 | 1999.0415 | 0 | 0 | 1999.0415 | 0.008583%
2028 | 211 | 211-771R | Tier-3 | Tier-3---14 | 5--4 | 279 | 252 | 617.3051 | 73.22% | 25.44% | 1.334% | 40.8273 | 0 | 0 | 40.8273 | 0 | 35.4407 | 3.1972 | 11.0849 | 35.4407 | 3.1972 | 11.0849 | 41.4306 | 3.7376 | 11.0849 | 6.614% | 0.3743 | 0.3405 | 1649.207 | 127.1804 | 388.1922 | 1133.8343 | 1693.0528 | 0 | 0 | 1693.0528 | 0.00857%
2028 | 212 | 212-1177R | Tier-2 | Tier-2---8 | 5--4 | 287 | 250 | 484.9484 | 83.96% | 14.37% | 1.67% | 35.4678 | 0 | 0 | 35.4678 | 0 | 30.7884 | 3.1718 | 9.7068 | 30.7884 | 3.1718 | 9.7068 | 35.992 | 3.7079 | 9.7068 | 7.314% | 0.15054 | 0.13742 | 3221.4606 | 348.4219 | 528.8758 | 2344.1629 | 3270.761 | 0 | 0 | 3270.761 | 0.007445%
2028 | 212 | 212-1204R | Tier-2 | Tier-2---8 | 5--4 | 219 | 185 | 431.7599 | 82.12% | 16.51% | 1.365% | 29.9516 | 0 | 0 | 29.9516 | 0 | 25.9999 | 2.3471 | 11.0772 | 25.9999 | 2.3471 | 11.0772 | 30.3942 | 2.7438 | 11.0772 | 6.937% | 0.19221 | 0.17597 | 2246.3396 | 244.3912 | 383.4547 | 1618.4937 | 2283.3986 | 0 | 0 | 2283.3986 | 0.006287%
2028 | 212 | 212-638R | Tier-2 | Tier-2---11 | 5--4 | 79 | 77 | 157.455 | 96.47% | 1.863% | 1.664% | 14.8056 | 0 | 0 | 14.8056 | 0 | 12.8522 | 0.97692 | 13.1558 | 12.8522 | 0.97692 | 13.1558 | 15.0244 | 1.142 | 13.1558 | 9.403% | 0.10708 | 0.096639 | 1470.5114 | 155.1186 | 63.8116 | 1251.5811 | 1476.1129 | 0 | 0 | 1476.1129 | 0.003108%
2028 | 212 | 212-725R | Tier-3 | Tier-3---10 | 5--5 | 218 | 186 | 749.6423 | 94.58% | 4.636% | 0.779% | 60.4966 | 0 | 0 | 60.4966 | 0 | 52.515 | 2.3598 | 22.2536 | 52.515 | 2.3598 | 22.2536 | 61.3906 | 2.7587 | 22.2536 | 8.07% | 0.13941 | 0.12751 | 5377.288 | 738.7725 | 258.1994 | 4380.3161 | 5404.4516 | 0 | 0 | 5404.4516 | 0.0127%
2028 | 212 | 212-734R | Tier-2 | Tier-2---10 | 5--4 | 273 | 259 | 405.6391 | 93.64% | 4.241% | 2.118% | 36.0365 | 0 | 0 | 36.0365 | 0 | 31.282 | 3.286 | 9.5198 | 31.282 | 3.286 | 9.5198 | 36.569 | 3.8414 | 9.5198 | 8.884% | 0.17753 | 0.16069 | 2284.84 | 188.9421 | 239.3419 | 1856.5561 | 2300.0693 | 0 | 0 | 2300.0693 | 0.007564%
2028 | 212 | 212-739R | Tier-3 | Tier-3---15 | 5--4 | 201 | 179 | 301.7157 | 89.07% | 9.028% | 1.906% | 23.9314 | 0 | 0 | 23.9314 | 0 | 20.774 | 2.271 | 9.1474 | 20.774 | 2.271 | 9.1474 | 24.2851 | 2.6549 | 9.1474 | 7.932% | 0.13097 | 0.11931 | 2303.7005 | 251.0522 | 237.9772 | 1814.6711 | 2328.3243 | 0 | 0 | 2328.3243 | 0.005023%
2028 | 212 | 212-743R | Tier-2 | Tier-2---13 | 5--3 | 71 | 66 | 81.923 | 90.82% | 6.613% | 2.567% | 6.9163 | 0 | 0 | 6.9163 | 0 | 6.0038 | 0.83736 | 7.1699 | 6.0038 | 0.83736 | 7.1699 | 7.0185 | 0.97888 | 7.1699 | 8.442% | 0.11654 | 0.10571 | 702.9342 | 71.3752 | 58.8304 | 572.7286 | 709.5477 | 0 | 0 | 709.5477 | 0.001452%
2028 | 212 | 212-758R | Tier-2 | Tier-2---8 | 5--4 | 201 | 183 | 381.3507 | 89.63% | 8.808% | 1.561% | 31.1202 | 0 | 0 | 31.1202 | 0 | 27.0143 | 2.3218 | 11.6352 | 27.0143 | 2.3218 | 11.6352 | 31.5801 | 2.7142 | 11.6352 | 8.161% | 0.1427 | 0.12971 | 2672.3387 | 313.5648 | 256.9237 | 2101.8502 | 2700.0915 | 0 | 0 | 2700.0915 | 0.006532%
2028 | 212 | 212-773R | Tier-2 | Tier-2---5 | 5--4 | 297 | 234 | 677.1103 | 83.18% | 15.77% | 1.046% | 44.376 | 0 | 0 | 44.376 | 0 | 38.5213 | 2.9688 | 12.9753 | 38.5213 | 2.9688 | 12.9753 | 45.0318 | 3.4706 | 12.9753 | 6.554% | 0.19881 | 0.18315 | 3405.7885 | 402.585 | 522.8709 | 2480.3327 | 3454.7766 | 0 | 0 | 3454.7766 | 0.009315%
2028 | 212 | 212-799R | Tier-2 | Tier-2---10 | 5--4 | 115 | 105 | 254.923 | 88.52% | 10.12% | 1.358% | 20.6039 | 0 | 0 | 20.6039 | 0 | 17.8855 | 1.3322 | 13.4259 | 17.8855 | 1.3322 | 13.4259 | 20.9084 | 1.5573 | 13.4259 | 8.082% | 0.12493 | 0.11352 | 2040.5268 | 236.751 | 211.9535 | 1591.8223 | 2064.0612 | 0 | 0 | 2064.0612 | 0.004325%
2028 | 212 | 212-880R | Tier-2 | Tier-2---16 | 5--2 | 31 | 29 | 30.3116 | 92.5% | 4.382% | 3.114% | 2.623 | 0 | 0 | 2.623 | 0 | 2.277 | 0.36793 | 6.1886 | 2.277 | 0.36793 | 6.1886 | 2.6618 | 0.43012 | 6.1886 | 8.654% | 0.10736 | 0.097316 | 282.3367 | 28.4993 | 19.5005 | 234.337 | 284.521 | 0 | 0 | 284.521 | 0.0005506%
2028 | 212 | 212-886R | Tier-2 | Tier-2---8 | 5--4 | 155 | 151 | 472.8052 | 94.27% | 4.633% | 1.099% | 43.4204 | 0 | 0 | 43.4204 | 0 | 37.6917 | 1.9158 | 19.6743 | 37.6917 | 1.9158 | 19.6743 | 44.0621 | 2.2396 | 19.6743 | 9.184% | 0.18767 | 0.16939 | 2519.3545 | 323.5371 | 126.2126 | 2069.6048 | 2534.9401 | 0 | 0 | 2534.9401 | 0.009114%
2028 | 212 | 212-888R | Tier-2 | Tier-2---8 | 5--4 | 147 | 133 | 346.5382 | 90.95% | 7.817% | 1.237% | 28.5147 | 0 | 0 | 28.5147 | 0 | 24.7526 | 1.6874 | 14.669 | 24.7526 | 1.6874 | 14.669 | 28.9361 | 1.9726 | 14.669 | 8.228% | 0.13116 | 0.11929 | 2642.179 | 334.1686 | 213.131 | 2094.8795 | 2665.9765 | 0 | 0 | 2665.9765 | 0.005985%
2028 | 214 | 214-1122R | Tier-3 | Tier-3---3 | 5--5 | 446 | 377 | 2893.3725 | 90.28% | 9.311% | 0.4067% | 220.8081 | 0 | 0 | 220.8081 | 0 | 191.6758 | 4.7831 | 40.0735 | 191.6758 | 4.7831 | 40.0735 | 224.0712 | 5.5915 | 40.0735 | 7.632% | 0.26918 | 0.24642 | 10749.0069 | 1574.7708 | 951.5348 | 8222.7013 | 10845.452 | 0 | 0 | 10845.452 | 0.04635%
2028 | 214 | 214-1135R | Tier-3 | Tier-3---6 | 4--5 | 285 | 248 | 805.3146 | 95.2% | 3.81% | 0.9931% | 66.7106 | 0 | 0 | 66.7106 | 0 | 57.9091 | 3.1464 | 18.4046 | 57.9091 | 3.1464 | 18.4046 | 67.6964 | 3.6782 | 18.4046 | 8.284% | 0.090777 | 0.082878 | 8871.3507 | 1468.4713 | 438.4999 | 6964.3795 | 8911.964 | 0 | 0 | 8911.964 | 0.014%
2028 | 214 | 214-17AE | Tier-3 | Tier-3---17 | 4--4 | 157 | 155 | 127.491 | 90.35% | 5.503% | 4.145% | 11.3723 | 0 | 0 | 11.3723 | 0 | 9.8719 | 1.9665 | 5.02 | 9.8719 | 1.9665 | 5.02 | 11.5404 | 2.2989 | 5.02 | 8.92% | 0.071957 | 0.064853 | 1771.7769 | 216.0551 | 150.3479 | 1405.374 | 1790.5025 | 0 | 0 | 1790.5025 | 0.002387%
2028 | 214 | 214-4R | Tier-3 | Tier-3---17 | 4--4 | 94 | 89 | 89.6399 | 90.66% | 5.945% | 3.4% | 7.6941 | 0 | 0 | 7.6941 | 0 | 6.679 | 1.1292 | 5.915 | 6.679 | 1.1292 | 5.915 | 7.8078 | 1.32 | 5.915 | 8.583% | 0.059676 | 0.054025 | 1502.1196 | 200.0517 | 124.6473 | 1177.4206 | 1516.7992 | 0 | 0 | 1516.7992 | 0.001615%
2028 | 214 | 214-536R | Tier-3 | Tier-3---17 | 4--4 | 70 | 60 | 96.9267 | 93.35% | 4.585% | 2.069% | 7.7552 | 0 | 0 | 7.7552 | 0 | 6.732 | 0.76124 | 8.8435 | 6.732 | 0.76124 | 8.8435 | 7.8698 | 0.8899 | 8.8435 | 8.001% | 0.053744 | 0.049137 | 1803.5024 | 246.1785 | 178.6516 | 1378.6723 | 1814.7523 | 0 | 0 | 1814.7523 | 0.001628%
2028 | 214 | 214-583R | Tier-3 | Tier-3---13 | 4--5 | 174 | 150 | 328.9866 | 94.06% | 4.474% | 1.469% | 26.6755 | 0 | 0 | 26.6755 | 0 | 23.1561 | 1.9031 | 12.1676 | 23.1561 | 1.9031 | 12.1676 | 27.0698 | 2.2247 | 12.1676 | 8.108% | 0.070413 | 0.064343 | 4672.2426 | 712.2083 | 352.9213 | 3607.1129 | 4698.4362 | 0 | 0 | 4698.4362 | 0.005599%
2028 | 214 | 214-613R | Tier-3 | Tier-3---14 | 5--3 | 196 | 160 | 480.8617 | 49.89% | 49.25% | 0.8586% | 19.583 | 0 | 0 | 19.583 | 0 | 16.9993 | 2.03 | 8.3742 | 16.9993 | 2.03 | 8.3742 | 19.8724 | 2.3731 | 8.3742 | 4.072% | 0.43289 | 0.39755 | 1110.8228 | 86.441 | 501.4412 | 522.9406 | 1160.3035 | 0 | 0 | 1160.3035 | 0.00411%
2028 | 214 | 214-647R | Tier-3 | Tier-3---8 | 5--5 | 264 | 206 | 2287.3818 | 92.77% | 6.976% | 0.2574% | 165.5744 | 0 | 0 | 165.5744 | 0 | 143.7294 | 2.6136 | 54.9933 | 143.7294 | 2.6136 | 54.9933 | 168.0213 | 3.0553 | 54.9933 | 7.239% | 0.23844 | 0.21983 | 9593.2735 | 1427.6996 | 628.6999 | 7536.874 | 9652.0034 | 0 | 0 | 9652.0034 | 0.03475%
2028 | 215 | 215-1531R | Tier-2 | Tier-2---2 | 5--5 | 256 | 205 | 1398.9852 | 84.15% | 15.42% | 0.4283% | 94.2729 | 0 | 0 | 94.2729 | 0 | 81.8351 | 2.6009 | 31.4642 | 81.8351 | 2.6009 | 31.4642 | 95.6661 | 3.0405 | 31.4642 | 6.739% | 0.20291 | 0.18666 | 6894.5825 | 1039.1679 | 1002.2008 | 4853.2138 | 6989.7018 | 0 | 0 | 6989.7018 | 0.01979%
2028 | 215 | 215-1534R | Tier-2 | Tier-2---1 | 5--5 | 243 | 193 | 1734.1452 | 88.98% | 10.7% | 0.3246% | 122.5541 | 0 | 0 | 122.5541 | 0 | 106.385 | 2.4486 | 43.4464 | 106.385 | 2.4486 | 43.4464 | 124.3652 | 2.8625 | 43.4464 | 7.067% | 0.1982 | 0.18246 | 8749.2684 | 1441.1188 | 882.1072 | 6426.0424 | 8832.4549 | 0 | 0 | 8832.4549 | 0.02572%
2028 | 215 | 215-1544R | Tier-2 | Tier-2---8 | 5--4 | 53 | 50 | 205.9069 | 87.21% | 11.98% | 0.8132% | 16.9408 | 0 | 0 | 16.9408 | 0 | 14.7057 | 0.63436 | 23.1818 | 14.7057 | 0.63436 | 23.1818 | 17.1911 | 0.74158 | 23.1818 | 8.227% | 0.10891 | 0.098634 | 1890.6466 | 333.0962 | 217.1495 | 1340.4009 | 1915.8346 | 0 | 0 | 1915.8346 | 0.003556%
2028 | 215 | 215-38R | Tier-3 | Tier-3---10 | 5--5 | 126 | 117 | 650.1784 | 91.15% | 8.25% | 0.6037% | 55.0287 | 0 | 0 | 55.0287 | 0 | 47.7685 | 1.4844 | 32.18 | 47.7685 | 1.4844 | 32.18 | 55.8419 | 1.7353 | 32.18 | 8.464% | 0.12528 | 0.11365 | 5189.8024 | 828.3476 | 472.2938 | 3889.161 | 5236.8346 | 0 | 0 | 5236.8346 | 0.01155%
2028 | 216 | 216-1859F | Tier-3 | Tier-3---4 | 5--5 | 268 | 195 | 1336.0946 | 91.63% | 7.965% | 0.4046% | 89.0793 | 0 | 0 | 89.0793 | 0 | 77.3266 | 2.474 | 31.2554 | 77.3266 | 2.474 | 31.2554 | 90.3957 | 2.8922 | 31.2554 | 6.667% | 0.15704 | 0.14562 | 8507.7615 | 1421.0211 | 648.1937 | 6438.5467 | 8563.6379 | 0 | 0 | 8563.6379 | 0.0187%
2028 | 216 | 216-220R | Tier-3 | Tier-3---20 | 1--5 | 2 | 2 | 7.0463 | 99.01% | 0% | 0.9852% | 0.69768 | 0 | 0 | 0.69768 | 0 | 0.60564 | 0.025375 | 23.8678 | 0.60564 | 0.025375 | 23.8678 | 0.70799 | 0.029663 | 23.8678 | 9.901% | 0.000285 | 0.0002565 | 24723.7218 | 3992.0434 | 221.2684 | 20510.41 | 24750.7869 | 0 | 0 | 24750.7869 | 0.0001464%
2028 | 217 | 217-41AE | Tier-2 | Tier-2---8 | 5--4 | 456 | 333 | 548.1248 | 61.28% | 37.04% | 1.683% | 24.5286 | 0 | 0 | 24.5286 | 0 | 21.2924 | 4.2249 | 5.0398 | 21.2924 | 4.2249 | 5.0398 | 24.8911 | 4.9389 | 5.0398 | 4.475% | 0.19664 | 0.18228 | 2787.4845 | 272.106 | 973.6181 | 1541.7603 | 2872.5137 | 0 | 0 | 2872.5137 | 0.005149%
2028 | 217 | 217-48AE | Tier-2 | Tier-2---8 | 5--4 | 344 | 306 | 701.5771 | 53.79% | 44.81% | 1.4% | 33.5684 | 0 | 0 | 33.5684 | 0 | 29.1396 | 3.8823 | 7.5057 | 29.1396 | 3.8823 | 7.5057 | 34.0645 | 4.5385 | 7.5057 | 4.785% | 0.20236 | 0.18436 | 3466.9889 | 313.4539 | 1406.954 | 1746.581 | 3623.4195 | 0 | 0 | 3623.4195 | 0.007046%
2028 | 217 | 217-835R | Tier-3 | Tier-3---5 | 5--5 | 319 | 297 | 1459.42 | 90.56% | 8.764% | 0.6769% | 123.0492 | 0 | 0 | 123.0492 | 0 | 106.8147 | 3.7681 | 28.3469 | 106.8147 | 3.7681 | 28.3469 | 124.8676 | 4.405 | 28.3469 | 8.431% | 0.28412 | 0.25767 | 5136.5819 | 779.5394 | 417.5644 | 3939.4781 | 5186.3659 | 0 | 0 | 5186.3659 | 0.02583%
2028 | 217 | 217-837R | Tier-3 | Tier-3---12 | 5--5 | 293 | 247 | 680.508 | 71.93% | 26.93% | 1.134% | 41.2663 | 0 | 0 | 41.2663 | 0 | 35.8218 | 3.1338 | 11.4309 | 35.8218 | 3.1338 | 11.4309 | 41.8761 | 3.6634 | 11.4309 | 6.064% | 0.14269 | 0.13066 | 4769.0891 | 589.9072 | 1292.048 | 2887.1339 | 4892.3134 | 0 | 0 | 4892.3134 | 0.008662%
2028 | 217 | 217-972R | Tier-2 | Tier-2---8 | 5--4 | 256 | 217 | 360.9866 | 64.42% | 33.78% | 1.803% | 19.7121 | 0 | 0 | 19.7121 | 0 | 17.1114 | 2.7531 | 6.2152 | 17.1114 | 2.7531 | 6.2152 | 20.0034 | 3.2185 | 6.2152 | 5.461% | 0.18227 | 0.16682 | 1980.496 | 214.776 | 614.2082 | 1151.5119 | 2045.7586 | 0 | 0 | 2045.7586 | 0.004138%
2028 | 217 | 217-983R | Tier-3 | Tier-3---5 | 5--5 | 116 | 114 | 1187.4841 | 92.09% | 7.578% | 0.3365% | 107.4643 | 0 | 0 | 107.4643 | 0 | 93.286 | 1.4464 | 64.4975 | 93.286 | 1.4464 | 64.4975 | 109.0524 | 1.6908 | 64.4975 | 9.05% | 0.2438 | 0.21984 | 4870.8263 | 716.2537 | 353.1181 | 3801.4544 | 4912.8426 | 0 | 0 | 4912.8426 | 0.02256%
2028 | 220 | 220-288R | Tier-3 | Tier-3---14 | 5--4 | 132 | 111 | 437.6752 | 81.99% | 17.08% | 0.9315% | 30.1769 | 0 | 0 | 30.1769 | 0 | 26.1955 | 1.4083 | 18.6009 | 26.1955 | 1.4083 | 18.6009 | 30.6228 | 1.6463 | 18.6009 | 6.895% | 0.37523 | 0.34368 | 1166.4109 | 131.8052 | 200.8528 | 833.7529 | 1185.6953 | 0 | 0 | 1185.6953 | 0.006334%
2028 | 220 | 220-294R | Tier-3 | Tier-3---14 | 5--3 | 328 | 272 | 720.9399 | 58.97% | 39.92% | 1.12% | 35.2525 | 0 | 0 | 35.2525 | 0 | 30.6014 | 3.4509 | 8.8676 | 30.6014 | 3.4509 | 8.8676 | 35.7734 | 4.0342 | 8.8676 | 4.89% | 0.44397 | 0.40716 | 1623.8364 | 124.0259 | 599.3861 | 900.4244 | 1684.0905 | 0 | 0 | 1684.0905 | 0.0074%
2028 | 220 | 220-298R | Tier-3 | Tier-3---11 | 5--4 | 616 | 616 | 1053.2838 | 64.6% | 33.51% | 1.887% | 68.0469 | 0 | 0 | 68.0469 | 0 | 59.0691 | 7.8154 | 7.5581 | 59.0691 | 7.8154 | 7.5581 | 69.0525 | 9.1363 | 7.5581 | 6.46% | 0.50177 | 0.45159 | 2099.1459 | 164.9638 | 658.2461 | 1275.9359 | 2181.7018 | 0 | 0 | 2181.7018 | 0.01428%
2028 | 221 | 221-1230F | Tier-3 | Tier-3---12 | 4--5 | 97 | 54 | 637.2245 | 99.48% | 0% | 0.5187% | 35.2903 | 0 | 0 | 35.2903 | 0 | 30.6343 | 0.68511 | 44.7142 | 30.6343 | 0.68511 | 44.7142 | 35.8119 | 0.80091 | 44.7142 | 5.538% | 0.035843 | 0.033848 | 17778.1145 | 2647.4462 | 83.7682 | 15046.9001 | 17783.5509 | 0 | 0 | 17783.5509 | 0.007407%
2028 | 221 | 221-1236F | Tier-3 | Not Applicable | Not Applicable | 1 | 1 | 0 | 0% | 0% | 0% | 0 | 0 | 0 | 0 | 0 | 0 | 0.012687 | 0 | 0 | 0.012687 | 0 | 0 | 0.014832 | 0 | 0% | 0 | 0 | 0 | 0 | 0 | 0 | 0 | 0 | 0 | 0 | 0%
2028 | 221 | 221-23R | Tier-3 | Tier-3---11 | 5--5 | 307 | 168 | 764.9858 | 67.26% | 31.99% | 0.7569% | 28.1551 | 0 | 0 | 28.1551 | 0 | 24.4405 | 2.1315 | 11.4665 | 24.4405 | 2.1315 | 11.4665 | 28.5712 | 2.4917 | 11.4665 | 3.68% | 0.19945 | 0.18853 | 3835.5267 | 452.4998 | 1178.7605 | 2204.2664 | 3908.2318 | 0 | 0 | 3908.2318 | 0.00591%
2028 | 221 | 221-344R | Tier-3 | Tier-3---13 | 5--4 | 293 | 223 | 642.3372 | 83.79% | 15.02% | 1.193% | 40.9642 | 0 | 0 | 40.9642 | 0 | 35.5596 | 2.8293 | 12.5685 | 35.5596 | 2.8293 | 12.5685 | 41.5696 | 3.3074 | 12.5685 | 6.377% | 0.2115 | 0.1954 | 3037.0437 | 366.2743 | 441.4951 | 2229.2742 | 3077.5935 | 0 | 0 | 3077.5935 | 0.008598%
2028 | 221 | 221-35 | Tier-2 | Tier-2---10 | 5--3 | 13 | 13 | 111.3988 | 96.62% | 2.989% | 0.3886% | 10.7636 | 0 | 0 | 10.7636 | 0 | 9.3435 | 0.16493 | 56.6498 | 9.3435 | 0.16493 | 56.6498 | 10.9227 | 0.19281 | 56.6498 | 9.662% | 0.17281 | 0.15553 | 644.6479 | 94.7644 | 26.1294 | 523.7541 | 647.0671 | 0 | 0 | 647.0671 | 0.002259%
2028 | 221 | 221-37AE | Tier-3 | Tier-3---11 | 5--5 | 244 | 151 | 769.7343 | 85.13% | 14.19% | 0.6769% | 40.554 | 0 | 0 | 40.554 | 0 | 35.2036 | 1.9158 | 18.3756 | 35.2036 | 1.9158 | 18.3756 | 41.1534 | 2.2396 | 18.3756 | 5.269% | 0.19925 | 0.18692 | 3863.0999 | 511.5521 | 574.4994 | 2777.0485 | 3900.9828 | 0 | 0 | 3900.9828 | 0.008512%
2028 | 221 | 221-38AE | Tier-3 | Tier-3---17 | 5--3 | 26 | 26 | 225.9712 | 8.218% | 91.4% | 0.3782% | 1.8569 | 0 | 0 | 1.8569 | 0 | 1.6119 | 0.32987 | 4.8866 | 1.6119 | 0.32987 | 4.8866 | 1.8844 | 0.38562 | 4.8866 | 0.8218% | 0.16917 | 0.15225 | 1335.7574 | 19.3633 | 1034.9942 | 281.3999 | 1471.9786 | 0 | 0 | 1471.9786 | 0.0003898%
2028 | 221 | 221-675R | Tier-2 | Tier-2---8 | 5--4 | 99 | 76 | 383.5958 | 97.43% | 1.747% | 0.8215% | 28.6915 | 0 | 0 | 28.6915 | 0 | 24.9061 | 0.96423 | 25.8299 | 24.9061 | 0.96423 | 25.8299 | 29.1155 | 1.1272 | 25.8299 | 7.48% | 0.22072 | 0.20378 | 1737.9263 | 228.1325 | 87.6764 | 1422.1174 | 1741.6374 | 0 | 0 | 1741.6374 | 0.006022%
2028 | 221 | 221-6R | Tier-2 | Tier-2---5 | 5--5 | 100 | 91 | 616.9841 | 99.25% | 0.1999% | 0.5529% | 55.7229 | 0 | 0 | 55.7229 | 0 | 48.3711 | 1.1545 | 41.8963 | 48.3711 | 1.1545 | 41.8963 | 56.5464 | 1.3497 | 41.8963 | 9.031% | 0.21604 | 0.19638 | 2855.887 | 420.5436 | 58.2104 | 2377.133 | 2858.0392 | 0 | 0 | 2858.0392 | 0.0117%
2028 | 221 | 221-782R | Tier-3 | Tier-3---17 | 5--3 | 93 | 93 | 156.081 | 94.9% | 3.083% | 2.022% | 14.8113 | 0 | 0 | 14.8113 | 0 | 12.8572 | 1.1799 | 10.8967 | 12.8572 | 1.1799 | 10.8967 | 15.0302 | 1.3793 | 10.8967 | 9.49% | 0.2472 | 0.22248 | 631.3929 | 85.1107 | 27.1817 | 519.1005 | 634.9742 | 0 | 0 | 634.9742 | 0.003109%
2028 | 221 | 221-788 | Tier-3 | Tier-3---12 | 5--5 | 67 | 55 | 677.5152 | 96.42% | 3.298% | 0.2798% | 53.6271 | 0 | 0 | 53.6271 | 0 | 46.5518 | 0.6978 | 66.7122 | 46.5518 | 0.6978 | 66.7122 | 54.4196 | 0.81574 | 66.7122 | 7.915% | 0.18975 | 0.17417 | 3570.5978 | 586.4326 | 168.8515 | 2815.3137 | 3582.0221 | 0 | 0 | 3582.0221 | 0.01126%
2028 | 221 | 221-824 | Tier-3 | Tier-3---13 | 5--4 | 106 | 68 | 431.5232 | 83.48% | 15.96% | 0.5616% | 23.1086 | 0 | 0 | 23.1086 | 0 | 20.0597 | 0.86274 | 23.2513 | 20.0597 | 0.86274 | 23.2513 | 23.4501 | 1.0085 | 23.2513 | 5.355% | 0.18396 | 0.17216 | 2345.6862 | 321.7207 | 355.7349 | 1668.2306 | 2372.2543 | 0 | 0 | 2372.2543 | 0.004851%
2028 | 222 | 222-1433R | Tier-3 | Tier-3---5 | 5--5 | 123 | 107 | 1073.7524 | 96.43% | 3.224% | 0.3472% | 90.0718 | 0 | 0 | 90.0718 | 0 | 78.1882 | 1.3575 | 57.5955 | 78.1882 | 1.3575 | 57.5955 | 91.4029 | 1.587 | 57.5955 | 8.389% | 0.37266 | 0.34024 | 2881.3332 | 440.8984 | 92.1003 | 2348.3345 | 2891.1378 | 0 | 0 | 2891.1378 | 0.01891%
2028 | 222 | 222-1503R | Tier-3 | Tier-3---15 | 5--4 | 76 | 57 | 289.1141 | 77.72% | 21.59% | 0.6888% | 16.8531 | 0 | 0 | 16.8531 | 0 | 14.6296 | 0.72318 | 20.2297 | 14.6296 | 0.72318 | 20.2297 | 17.1022 | 0.8454 | 20.2297 | 5.829% | 0.23465 | 0.21705 | 1232.1205 | 140.7183 | 258.7997 | 832.6024 | 1254.3754 | 0 | 0 | 1254.3754 | 0.003537%
2028 | 222 | 222-1523R | Tier-3 | Tier-3---7 | 5--5 | 367 | 257 | 1341.7279 | 81.78% | 17.54% | 0.6801% | 76.8361 | 0 | 0 | 76.8361 | 0 | 66.6987 | 3.2606 | 20.4558 | 66.6987 | 3.2606 | 20.4558 | 77.9716 | 3.8117 | 20.4558 | 5.727% | 0.26901 | 0.25017 | 4987.6805 | 618.9983 | 835.0785 | 3533.6036 | 5056.1196 | 0 | 0 | 5056.1196 | 0.01613%
2028 | 222 | 222-1986R | Tier-3 | Tier-3---1 | 5--5 | 451 | 389 | 6887.3845 | 91.59% | 8.216% | 0.1933% | 544.0999 | 0 | 0 | 544.0999 | 0 | 472.3141 | 4.9354 | 95.7001 | 472.3141 | 4.9354 | 95.7001 | 552.1406 | 5.7695 | 95.7001 | 7.9% | 0.41507 | 0.37927 | 16593.3004 | 2725.7619 | 1237.4149 | 12630.1236 | 16725.0172 | 0 | 0 | 16725.0172 | 0.1142%
2028 | 222 | 222-1988R | Tier-3 | Tier-3---11 | 5--4 | 18 | 17 | 316.0275 | 91.8% | 8.01% | 0.1868% | 27.4006 | 0 | 0 | 27.4006 | 0 | 23.7855 | 0.21568 | 110.2794 | 23.7855 | 0.21568 | 110.2794 | 27.8055 | 0.25214 | 110.2794 | 8.67% | 0.34461 | 0.31206 | 917.0546 | 137.1058 | 68.1895 | 711.7593 | 924.8942 | 0 | 0 | 924.8942 | 0.005751%
2028 | 222 | 222-1990R | Tier-3 | Tier-3---1 | 5--5 | 287 | 246 | 4318.7821 | 96.21% | 3.588% | 0.2018% | 356.1537 | 0 | 0 | 356.1537 | 0 | 309.1646 | 3.1211 | 99.0571 | 309.1646 | 3.1211 | 99.0571 | 361.4169 | 3.6486 | 99.0571 | 8.247% | 0.41211 | 0.37679 | 10479.6421 | 1615.523 | 393.9401 | 8470.179 | 10516.8716 | 0 | 0 | 10516.8716 | 0.07476%
2028 | 222 | 222-1992R | Tier-3 | Tier-3---18 | 5--2 | 43 | 18 | 77.8798 | 51.19% | 47.85% | 0.9609% | 1.6689 | 0 | 0 | 1.6689 | 0 | 1.4487 | 0.22837 | 6.3437 | 1.4487 | 0.22837 | 6.3437 | 1.6936 | 0.26697 | 6.3437 | 2.143% | 0.22115 | 0.21189 | 352.1575 | 26.3738 | 147.8812 | 177.9024 | 359.6668 | 0 | 0 | 359.6668 | 0.0003503%
2028 | 222 | 222-2013R | Tier-3 | Tier-3---7 | 5--5 | 407 | 288 | 1434.8215 | 80% | 19.3% | 0.6983% | 81.2286 | 0 | 0 | 81.2286 | 0 | 70.5117 | 3.6539 | 19.2974 | 70.5117 | 3.6539 | 19.2974 | 82.429 | 4.2715 | 19.2974 | 5.661% | 0.27927 | 0.25951 | 5137.7317 | 647.5611 | 923.7481 | 3566.4225 | 5215.9631 | 0 | 0 | 5215.9631 | 0.01705%
2028 | 222 | 222-2063 | Tier-3 | Tier-3---9 | 5--5 | 79 | 75 | 621.1772 | 98.86% | 0.7243% | 0.4185% | 58.2986 | 0 | 0 | 58.2986 | 0 | 50.607 | 0.95155 | 53.1839 | 50.607 | 0.95155 | 53.1839 | 59.1602 | 1.1124 | 53.1839 | 9.385% | 0.23776 | 0.21519 | 2612.6138 | 401.8596 | 25.7342 | 2185.02 | 2615.7455 | 0 | 0 | 2615.7455 | 0.01224%
2028 | 222 | 222-2085 | Tier-3 | Tier-3---3 | 5--5 | 910 | 544 | 3261.4227 | 83.38% | 16% | 0.6198% | 162.5687 | 0 | 0 | 162.5687 | 0 | 141.1202 | 6.9019 | 20.4466 | 141.1202 | 6.9019 | 20.4466 | 164.9711 | 8.0684 | 20.4466 | 4.985% | 0.35117 | 0.33018 | 9287.3202 | 1207.9834 | 1459.1451 | 6620.1916 | 9385.4492 | 0 | 0 | 9385.4492 | 0.03412%
2028 | 223 | 223-536R | Tier-2 | Tier-2---19 | 1--4 | 8 | 5 | 4.8357 | 94.16% | 0% | 5.835% | 0.28459 | 0 | 0 | 0.28459 | 0 | 0.24704 | 0.063436 | 3.8944 | 0.24704 | 0.063436 | 3.8944 | 0.2888 | 0.074158 | 3.8944 | 5.885% | 0.0018852 | 0.0017674 | 2565.0639 | 388.8234 | 137.2862 | 2038.9544 | 2575.0428 | 0 | 0 | 2575.0428 | 5.974e-05%
2028 | 230 | 230-1008R | Tier-2 | Tier-2---16 | 4--3 | 9 | 9 | 29.9584 | 96.46% | 2.54% | 0.9994% | 2.8898 | 0 | 0 | 2.8898 | 0 | 2.5085 | 0.11419 | 21.9689 | 2.5085 | 0.11419 | 21.9689 | 2.9325 | 0.13348 | 21.9689 | 9.646% | 0.055697 | 0.050127 | 537.8829 | 82.2553 | 33.2931 | 422.3344 | 539.9982 | 0 | 0 | 539.9982 | 0.0006066%
2028 | 230 | 230-127AE | Tier-2 | Tier-2---7 | 5--5 | 269 | 213 | 422.4651 | 76.79% | 21.48% | 1.73% | 25.6865 | 0 | 0 | 25.6865 | 0 | 22.2976 | 2.7024 | 8.2511 | 22.2976 | 2.7024 | 8.2511 | 26.0661 | 3.1591 | 8.2511 | 6.08% | 0.093988 | 0.086546 | 4494.8739 | 563.2432 | 960.6446 | 2970.9861 | 4584.5968 | 0 | 0 | 4584.5968 | 0.005392%
2028 | 230 | 230-133AE | Tier-2 | Tier-2---6 | 5--5 | 328 | 221 | 947.6516 | 88.55% | 10.64% | 0.8078% | 56.5412 | 0 | 0 | 56.5412 | 0 | 49.0814 | 2.8039 | 17.5048 | 49.0814 | 2.8039 | 17.5048 | 57.3767 | 3.2778 | 17.5048 | 5.966% | 0.095565 | 0.089126 | 9916.3461 | 1445.4329 | 1050.4793 | 7420.4339 | 9998.3622 | 0 | 0 | 9998.3622 | 0.01187%
2028 | 230 | 230-1586R | Tier-2 | Tier-2---7 | 4--5 | 245 | 177 | 476.4865 | 62.01% | 36.72% | 1.273% | 21.3459 | 0 | 0 | 21.3459 | 0 | 18.5296 | 2.2457 | 8.2513 | 18.5296 | 2.2457 | 8.2513 | 21.6613 | 2.6252 | 8.2513 | 4.48% | 0.084625 | 0.078511 | 5630.5637 | 561.1393 | 2038.0856 | 3031.3388 | 5797.1367 | 0 | 0 | 5797.1367 | 0.004481%
2028 | 230 | 230-1606R | Tier-2 | Tier-2---11 | 4--4 | 71 | 51 | 185.0767 | 40.42% | 58.67% | 0.9045% | 5.3739 | 0 | 0 | 5.3739 | 0 | 4.6649 | 0.64705 | 7.2095 | 4.6649 | 0.64705 | 7.2095 | 5.4533 | 0.75641 | 7.2095 | 2.904% | 0.062818 | 0.058306 | 2946.2367 | 194.5466 | 1610.7155 | 1140.9746 | 3082.0777 | 0 | 0 | 3082.0777 | 0.001128%
2028 | 230 | 230-181 | Tier-2 | Tier-2---9 | 4--4 | 52 | 38 | 148.8171 | 90.62% | 8.321% | 1.055% | 9.8555 | 0 | 0 | 9.8555 | 0 | 8.5552 | 0.48212 | 17.745 | 8.5552 | 0.48212 | 17.745 | 10.0011 | 0.5636 | 17.745 | 6.623% | 0.063241 | 0.05862 | 2353.1666 | 304.6061 | 482.4063 | 1566.1542 | 2370.5606 | 0 | 0 | 2370.5606 | 0.002069%
2028 | 230 | 230-2060R | Tier-2 | Tier-2---4 | 4--5 | 236 | 183 | 578.2503 | 86.36% | 12.53% | 1.105% | 38.7235 | 0 | 0 | 38.7235 | 0 | 33.6145 | 2.3218 | 14.4779 | 33.6145 | 2.3218 | 14.4779 | 39.2957 | 2.7142 | 14.4779 | 6.697% | 0.088414 | 0.081559 | 6540.2273 | 927.2098 | 823.7907 | 4789.2268 | 6615.2094 | 0 | 0 | 6615.2094 | 0.008128%
2028 | 230 | 230-2067 | Tier-2 | Tier-2---16 | 4--3 | 6 | 6 | 24.6544 | 66.14% | 33% | 0.8592% | 1.6307 | 0 | 0 | 1.6307 | 0 | 1.4156 | 0.076124 | 18.5955 | 1.4156 | 0.076124 | 18.5955 | 1.6548 | 0.08899 | 18.5955 | 6.614% | 0.054619 | 0.049157 | 451.389 | 49.4904 | 139.1284 | 262.7702 | 468.37 | 0 | 0 | 468.37 | 0.0003423%
2028 | 230 | 230-371AE | Tier-2 | Tier-2---13 | 4--3 | 41 | 29 | 66.0989 | 47.04% | 51.57% | 1.387% | 2.1994 | 0 | 0 | 2.1994 | 0 | 1.9092 | 0.36793 | 5.1891 | 1.9092 | 0.36793 | 5.1891 | 2.2319 | 0.43012 | 5.1891 | 3.327% | 0.059006 | 0.054832 | 1120.2069 | 86.6285 | 524.1056 | 509.4728 | 1165.3602 | 0 | 0 | 1165.3602 | 0.0004617%
2028 | 231 | 231-1136R | Tier-2 | Tier-2---7 | 4--5 | 357 | 245 | 532.5953 | 91.49% | 6.883% | 1.625% | 33.4411 | 0 | 0 | 33.4411 | 0 | 29.029 | 3.1084 | 9.3389 | 29.029 | 3.1084 | 9.3389 | 33.9353 | 3.6337 | 9.3389 | 6.279% | 0.054655 | 0.050904 | 9744.7482 | 1528.1869 | 1244.2736 | 6972.2877 | 9805.8354 | 0 | 0 | 9805.8354 | 0.007019%
2028 | 231 | 231-1635R | Tier-2 | Tier-2---4 | 5--5 | 862 | 613 | 1024.1696 | 93.53% | 4.422% | 2.048% | 68.1205 | 0 | 0 | 68.1205 | 0 | 59.133 | 7.7773 | 7.6033 | 59.133 | 7.7773 | 7.6033 | 69.1272 | 9.0918 | 7.6033 | 6.651% | 0.11648 | 0.10819 | 8792.8912 | 1469.9696 | 598.2137 | 6724.7079 | 8836.4425 | 0 | 0 | 8836.4425 | 0.0143%
2028 | 232 | 232-40AE | Tier-2 | Tier-2---19 | 2--3 | 5 | 4 | 11.1503 | 0.2712% | 98.76% | 0.9657% | 0.0024193 | 0 | 0 | 0.0024193 | 0 | 0.0021001 | 0.050749 | 0.041383 | 0.0021001 | 0.050749 | 0.041383 | 0.0024551 | 0.059326 | 0.041383 | 0.0217% | 0.0059544 | 0.005478 | 1872.6196 | 2.8979 | 1701.602 | 168.1196 | 2035.0144 | 0 | 0 | 2035.0144 | 5.078e-07%
2028 | 233 | 233-123R | Tier-2 | Tier-2---4 | 4--5 | 412 | 292 | 528.7545 | 93.49% | 4.613% | 1.898% | 35.0347 | 0 | 0 | 35.0347 | 0 | 30.4124 | 3.7047 | 8.2092 | 30.4124 | 3.7047 | 8.2092 | 35.5525 | 4.3308 | 8.2092 | 6.626% | 0.06125 | 0.056909 | 8632.6707 | 1309.838 | 600.1971 | 6722.6355 | 8675.5474 | 0 | 0 | 8675.5474 | 0.007354%
2028 | 233 | 233-41R | Tier-2 | Tier-2---9 | 4--5 | 273 | 222 | 183.353 | 90.69% | 5.205% | 4.101% | 13.5225 | 0 | 0 | 13.5225 | 0 | 11.7384 | 2.8166 | 4.1676 | 11.7384 | 2.8166 | 4.1676 | 13.7223 | 3.2926 | 4.1676 | 7.375% | 0.044487 | 0.040869 | 4121.4954 | 626.0879 | 496.8097 | 2998.5978 | 4155.4456 | 0 | 0 | 4155.4456 | 0.002838%
2028 | 233 | 233-81F | Tier-2 | Tier-2---12 | 3--5 | 99 | 89 | 110.7293 | 80.07% | 17.19% | 2.737% | 7.9706 | 0 | 0 | 7.9706 | 0 | 6.919 | 1.1292 | 6.1275 | 6.919 | 1.1292 | 6.1275 | 8.0884 | 1.32 | 6.1275 | 7.198% | 0.02204 | 0.020058 | 5024.0598 | 647.7753 | 960.0108 | 3416.2738 | 5122.9646 | 0 | 0 | 5122.9646 | 0.001673%
2028 | 233 | 233-86F | Tier-2 | Tier-2---8 | 5--5 | 412 | 327 | 706.2331 | 54.32% | 44.07% | 1.616% | 30.4453 | 0 | 0 | 30.4453 | 0 | 26.4285 | 4.1487 | 6.3703 | 26.4285 | 4.1487 | 6.3703 | 30.8953 | 4.8499 | 6.3703 | 4.311% | 0.1204 | 0.11084 | 5865.9084 | 518.326 | 2449.0121 | 2898.5703 | 6096.9397 | 0 | 0 | 6096.9397 | 0.006391%
2028 | 234 | 234-48R | Tier-2 | Tier-2---4 | 4--5 | 334 | 216 | 716.3442 | 96.34% | 2.639% | 1.021% | 44.6309 | 0 | 0 | 44.6309 | 0 | 38.7425 | 2.7405 | 14.1373 | 38.7425 | 2.7405 | 14.1373 | 45.2905 | 3.2036 | 14.1373 | 6.23% | 0.047931 | 0.044832 | 14945.1963 | 2921.5226 | 549.3325 | 11474.3413 | 14983.0164 | 0 | 0 | 14983.0164 | 0.009368%
2028 | 235 | 235-897R | Tier-2 | Tier-2---5 | 5--5 | 241 | 130 | 866.8246 | 43.88% | 55.6% | 0.5206% | 20.5189 | 0 | 0 | 20.5189 | 0 | 17.8118 | 1.6493 | 10.7993 | 17.8118 | 1.6493 | 10.7993 | 20.8221 | 1.9281 | 10.7993 | 2.367% | 0.1179 | 0.11154 | 7352.2019 | 570.5761 | 3790.2833 | 2991.3426 | 7587.4467 | 0 | 0 | 7587.4467 | 0.004307%
2028 | 235 | 235-899R | Tier-2 | Tier-2---1 | 5--5 | 531 | 270 | 2436.3247 | 84.48% | 15.14% | 0.3828% | 104.6568 | 0 | 0 | 104.6568 | 0 | 90.8489 | 3.4256 | 26.5208 | 90.8489 | 3.4256 | 26.5208 | 106.2034 | 4.0045 | 26.5208 | 4.296% | 0.15496 | 0.14709 | 15721.7941 | 2441.7508 | 2344.0438 | 10935.9995 | 15852.4945 | 0 | 0 | 15852.4945 | 0.02197%
2028 | 236 | 236-1535R | Tier-3 | Tier-3---4 | 5--5 | 252 | 162 | 1123.8498 | 89.29% | 10.22% | 0.4922% | 64.5085 | 0 | 0 | 64.5085 | 0 | 55.9975 | 2.0553 | 27.2449 | 55.9975 | 2.0553 | 27.2449 | 65.4618 | 2.4027 | 27.2449 | 5.74% | 0.12847 | 0.12021 | 8747.8328 | 1479.3496 | 871.8453 | 6396.6378 | 8812.2105 | 0 | 0 | 8812.2105 | 0.01354%
2028 | 236 | 236-1561R | Tier-3 | Tier-3---13 | 5--4 | 137 | 97 | 444.4117 | 83% | 16.25% | 0.7514% | 26.1151 | 0 | 0 | 26.1151 | 0 | 22.6696 | 1.2307 | 18.4206 | 22.6696 | 1.2307 | 18.4206 | 26.501 | 1.4387 | 18.4206 | 5.876% | 0.17766 | 0.16508 | 2501.5323 | 344.8298 | 385.247 | 1771.4555 | 2533.9448 | 0 | 0 | 2533.9448 | 0.005482%
2028 | 236 | 236-1563R | Tier-3 | Tier-3---13 | 5--4 | 81 | 69 | 322.2295 | 90.43% | 8.853% | 0.72% | 24.8215 | 0 | 0 | 24.8215 | 0 | 21.5467 | 0.87542 | 24.6129 | 21.5467 | 0.87542 | 24.6129 | 25.1883 | 1.0234 | 24.6129 | 7.703% | 0.17215 | 0.15749 | 1871.7647 | 281.6479 | 145.5683 | 1444.5485 | 1888.4496 | 0 | 0 | 1888.4496 | 0.00521%
2028 | 236 | 236-1567R | Tier-3 | Tier-3---10 | 5--5 | 171 | 127 | 728.3381 | 86.22% | 13.17% | 0.6054% | 46.6398 | 0 | 0 | 46.6398 | 0 | 40.4864 | 1.6113 | 25.1268 | 40.4864 | 1.6113 | 25.1268 | 47.3291 | 1.8836 | 25.1268 | 6.404% | 0.18129 | 0.16783 | 4017.5481 | 642.8423 | 507.3315 | 2867.3744 | 4061.9582 | 0 | 0 | 4061.9582 | 0.00979%
2028 | 236 | 236-1569R | Tier-3 | Tier-3---8 | 5--5 | 498 | 306 | 2598.3213 | 86.94% | 12.66% | 0.4079% | 138.7975 | 0 | 0 | 138.7975 | 0 | 120.4853 | 3.8823 | 31.0344 | 120.4853 | 3.8823 | 31.0344 | 140.8487 | 4.5385 | 31.0344 | 5.342% | 0.21435 | 0.20117 | 12122.1344 | 1764.7125 | 1443.2517 | 8914.1702 | 12225.8174 | 0 | 0 | 12225.8174 | 0.02913%
2028 | 236 | 236-1573R | Tier-3 | Tier-3---7 | 5--5 | 192 | 130 | 969.4749 | 84.94% | 14.59% | 0.4654% | 55.7567 | 0 | 0 | 55.7567 | 0 | 48.4004 | 1.6493 | 29.3452 | 48.4004 | 1.6493 | 29.3452 | 56.5807 | 1.9281 | 29.3452 | 5.751% | 0.18488 | 0.17236 | 5243.9365 | 792.3542 | 712.8146 | 3738.7677 | 5301.2873 | 0 | 0 | 5301.2873 | 0.0117%
2028 | 237 | 237-1761R | Tier-3 | Tier-3---12 | 5--5 | 126 | 113 | 522.7762 | 95.9% | 3.361% | 0.7442% | 44.9594 | 0 | 0 | 44.9594 | 0 | 39.0277 | 1.4337 | 27.2224 | 39.0277 | 1.4337 | 27.2224 | 45.6238 | 1.676 | 27.2224 | 8.6% | 0.14935 | 0.13596 | 3500.2866 | 538.7804 | 128.5026 | 2833.0037 | 3514.4416 | 0 | 0 | 3514.4416 | 0.009437%
2028 | 237 | 237-1765R | Tier-3 | Tier-3---1 | 5--5 | 223 | 158 | 2444.4351 | 92.59% | 7.183% | 0.2234% | 160.3656 | 0 | 0 | 160.3656 | 0 | 139.2078 | 2.0046 | 69.4444 | 139.2078 | 2.0046 | 69.4444 | 162.7355 | 2.3434 | 69.4444 | 6.56% | 0.25909 | 0.24073 | 9434.877 | 1790.0282 | 634.4518 | 7010.397 | 9488.1637 | 0 | 0 | 9488.1637 | 0.03366%
2028 | 237 | 237-17R | Tier-2 | Tier-2---1 | 5--5 | 536 | 275 | 2654.2774 | 88.95% | 10.68% | 0.3671% | 121.1357 | 0 | 0 | 121.1357 | 0 | 105.1536 | 3.489 | 30.1386 | 105.1536 | 3.489 | 30.1386 | 122.9258 | 4.0787 | 30.1386 | 4.564% | 0.15539 | 0.14742 | 17081.2815 | 2840.7254 | 1819.0583 | 12421.4979 | 17183.3353 | 0 | 0 | 17183.3353 | 0.02543%
2028 | 237 | 237-26F | Tier-2 | Tier-2---10 | 5--4 | 113 | 46 | 243.3269 | 22.41% | 76.53% | 1.061% | 2.2199 | 0 | 0 | 2.2199 | 0 | 1.9271 | 0.58362 | 3.3019 | 1.9271 | 0.58362 | 3.3019 | 2.2527 | 0.68225 | 3.3019 | 0.9123% | 0.10897 | 0.10454 | 2232.9014 | 83.0982 | 1551.1406 | 598.6626 | 2306.4197 | 0 | 0 | 2306.4197 | 0.000466%
2028 | 237 | 237-28F | Tier-2 | Tier-2---7 | 5--5 | 59 | 29 | 276.8464 | 89.51% | 9.983% | 0.5111% | 12.1797 | 0 | 0 | 12.1797 | 0 | 10.5728 | 0.36793 | 28.7357 | 10.5728 | 0.36793 | 28.7357 | 12.3597 | 0.43012 | 28.7357 | 4.399% | 0.10804 | 0.10273 | 2562.3441 | 370.7553 | 259.1168 | 1932.4719 | 2576.2443 | 0 | 0 | 2576.2443 | 0.002557%
2028 | 237 | 237-2R | Tier-3 | Tier-3---2 | 5--5 | 499 | 344 | 3287.5739 | 91.84% | 7.803% | 0.3572% | 208.1434 | 0 | 0 | 208.1434 | 0 | 180.682 | 4.3644 | 41.3988 | 180.682 | 4.3644 | 41.3988 | 211.2193 | 5.1021 | 41.3988 | 6.331% | 0.18156 | 0.16904 | 18107.5885 | 3632.5791 | 1358.7984 | 13116.211 | 18216.9993 | 0 | 0 | 18216.9993 | 0.04369%
2028 | 237 | 237-30R | Tier-3 | Tier-3---1 | 5--5 | 651 | 565 | 6959.5787 | 90.17% | 9.556% | 0.2771% | 544.6269 | 0 | 0 | 544.6269 | 0 | 472.7716 | 7.1683 | 65.9529 | 472.7716 | 7.1683 | 65.9529 | 552.6754 | 8.3798 | 65.9529 | 7.826% | 0.49249 | 0.44974 | 14131.5489 | 2201.6928 | 1248.2128 | 10681.6433 | 14263.6064 | 0 | 0 | 14263.6064 | 0.1143%
2028 | 239 | 239-2207R | Tier-3 | Tier-3---16 | 4--4 | 127 | 110 | 165.8683 | 90.26% | 7.593% | 2.142% | 12.968 | 0 | 0 | 12.968 | 0 | 11.257 | 1.3956 | 8.0661 | 11.257 | 1.3956 | 8.0661 | 13.1596 | 1.6315 | 8.0661 | 7.818% | 0.078224 | 0.071448 | 2120.4383 | 333.2176 | 179.7389 | 1607.4818 | 2140.0132 | 0 | 0 | 2140.0132 | 0.002722%
2028 | 239 | 239-2211R | Tier-3 | Tier-3---16 | 5--4 | 55 | 50 | 226.1764 | 90.88% | 8.368% | 0.7485% | 18.687 | 0 | 0 | 18.687 | 0 | 16.2215 | 0.63436 | 25.5713 | 16.2215 | 0.63436 | 25.5713 | 18.9632 | 0.74158 | 25.5713 | 8.262% | 0.11902 | 0.1082 | 1900.3448 | 281.2109 | 151.0924 | 1468.0415 | 1917.6693 | 0 | 0 | 1917.6693 | 0.003922%
2028 | 239 | 239-2213R | Tier-3 | Tier-3---15 | 5--4 | 134 | 111 | 215.3295 | 82.04% | 16.39% | 1.578% | 14.6327 | 0 | 0 | 14.6327 | 0 | 12.7021 | 1.4083 | 9.0195 | 12.7021 | 1.4083 | 9.0195 | 14.8489 | 1.6463 | 9.0195 | 6.795% | 0.1294 | 0.11869 | 1664.0021 | 212.2821 | 299.3019 | 1152.4181 | 1691.0006 | 0 | 0 | 1691.0006 | 0.003071%
2028 | 239 | 239-2215R | Tier-3 | Tier-3---10 | 5--5 | 305 | 250 | 915.8385 | 88.22% | 10.91% | 0.8692% | 66.2252 | 0 | 0 | 66.2252 | 0 | 57.4878 | 3.1718 | 18.1245 | 57.4878 | 3.1718 | 18.1245 | 67.2039 | 3.7079 | 18.1245 | 7.231% | 0.15408 | 0.14145 | 5944.0776 | 898.9932 | 660.8714 | 4384.2129 | 6006.5995 | 0 | 0 | 6006.5995 | 0.0139%
2028 | 239 | 239-2217R | Tier-3 | Tier-3---16 | 4--4 | 108 | 101 | 444.3449 | 30.41% | 68.9% | 0.6851% | 12.6378 | 0 | 0 | 12.6378 | 0 | 10.9705 | 1.2814 | 8.5612 | 10.9705 | 1.2814 | 8.5612 | 12.8246 | 1.498 | 8.5612 | 2.844% | 0.073205 | 0.066359 | 6069.8378 | 288.4259 | 3924.7521 | 1856.6598 | 6505.5963 | 0 | 0 | 6505.5963 | 0.002653%
2028 | 239 | 239-89R | Tier-3 | Tier-3---17 | 4--4 | 52 | 38 | 82.0466 | 94.42% | 3.771% | 1.81% | 5.6611 | 0 | 0 | 5.6611 | 0 | 4.9142 | 0.48212 | 10.1929 | 4.9142 | 0.48212 | 10.1929 | 5.7447 | 0.5636 | 10.1929 | 6.9% | 0.064786 | 0.060051 | 1266.4282 | 154.9054 | 278.3508 | 833.172 | 1272.0005 | 0 | 0 | 1272.0005 | 0.001188%
2028 | 240 | 240-1028R | Tier-2 | Tier-2---9 | 4--5 | 165 | 99 | 195.1953 | 90.44% | 7.788% | 1.769% | 10.5923 | 0 | 0 | 10.5923 | 0 | 9.1948 | 1.256 | 7.3205 | 9.1948 | 1.256 | 7.3205 | 10.7488 | 1.4683 | 7.3205 | 5.427% | 0.045174 | 0.042464 | 4320.9466 | 718.78 | 412.5342 | 3189.6324 | 4347.308 | 0 | 0 | 4347.308 | 0.002223%
2028 | 240 | 240-1044 | Tier-3 | Tier-3---16 | 4--4 | 71 | 40 | 119.2796 | 91.6% | 7.213% | 1.188% | 6.1554 | 0 | 0 | 6.1554 | 0 | 5.3433 | 0.50749 | 10.5289 | 5.3433 | 0.50749 | 10.5289 | 6.2464 | 0.59326 | 10.5289 | 5.161% | 0.076308 | 0.072009 | 1563.1261 | 243.3751 | 155.5211 | 1164.2298 | 1570.966 | 0 | 0 | 1570.966 | 0.001292%
2028 | 240 | 240-1148 | Tier-3 | Tier-3---17 | 4--4 | 75 | 64 | 81.4187 | 85.86% | 11.44% | 2.706% | 5.965 | 0 | 0 | 5.965 | 0 | 5.178 | 0.81199 | 6.377 | 5.178 | 0.81199 | 6.377 | 6.0532 | 0.94922 | 6.377 | 7.326% | 0.037482 | 0.034284 | 2172.1964 | 294.7676 | 257.633 | 1619.7958 | 2200.8601 | 0 | 0 | 2200.8601 | 0.001252%
2028 | 240 | 240-2004R | Tier-3 | Tier-3---12 | 5--5 | 623 | 363 | 772.9985 | 88.27% | 9.933% | 1.797% | 39.7566 | 0 | 0 | 39.7566 | 0 | 34.5113 | 4.6055 | 7.4935 | 34.5113 | 4.6055 | 7.4935 | 40.3442 | 5.3839 | 7.4935 | 5.143% | 0.095775 | 0.090195 | 8070.9504 | 1314.8813 | 873.0539 | 5883.0151 | 8129.5263 | 0 | 0 | 8129.5263 | 0.008345%
2028 | 240 | 240-2006R | Tier-3 | Tier-3---12 | 4--5 | 269 | 189 | 539.6343 | 93.67% | 5.127% | 1.207% | 35.5134 | 0 | 0 | 35.5134 | 0 | 30.8279 | 2.3979 | 12.8562 | 30.8279 | 2.3979 | 12.8562 | 36.0382 | 2.8032 | 12.8562 | 6.581% | 0.06999 | 0.065073 | 7710.1411 | 1171.5655 | 451.3222 | 6087.2534 | 7747.0452 | 0 | 0 | 7747.0452 | 0.007454%
2028 | 240 | 240-2032R | Tier-3 | Tier-3---12 | 5--5 | 344 | 265 | 650.049 | 82.45% | 16.15% | 1.395% | 41.2898 | 0 | 0 | 41.2898 | 0 | 35.8422 | 3.3621 | 10.6606 | 35.8422 | 3.3621 | 10.6606 | 41.9 | 3.9304 | 10.6606 | 6.352% | 0.12278 | 0.11332 | 5294.5591 | 720.5691 | 843.0129 | 3730.977 | 5372.0983 | 0 | 0 | 5372.0983 | 0.008667%
2028 | 242 | 242-1426F | Tier-2 | Tier-2---10 | 5--4 | 117 | 56 | 427.3794 | 25.24% | 74.25% | 0.5092% | 5.1639 | 0 | 0 | 5.1639 | 0 | 4.4826 | 0.71049 | 6.3091 | 4.4826 | 0.71049 | 6.3091 | 5.2402 | 0.83057 | 6.3091 | 1.208% | 0.10724 | 0.10211 | 3985.1049 | 204.0417 | 2738.8493 | 1042.2139 | 4134.8623 | 0 | 0 | 4134.8623 | 0.001084%
2028 | 242 | 242-1427F | Tier-2 | Tier-2---20 | 5--1 | 5 | 3 | 9.9641 | 28.96% | 70.38% | 0.6624% | 0.17312 | 0 | 0 | 0.17312 | 0 | 0.15028 | 0.038062 | 3.9483 | 0.15028 | 0.038062 | 3.9483 | 0.17568 | 0.044495 | 3.9483 | 1.737% | 0.096908 | 0.091093 | 102.8209 | 5.0667 | 61.0208 | 36.7333 | 107.4834 | 0 | 0 | 107.4834 | 3.634e-05%
2028 | 243 | 243-14R | Tier-2 | Tier-2---11 | 4--4 | 470 | 1 | 321.4724 | 13.36% | 84.05% | 2.591% | 0.0091376 | 0 | 0 | 0.0091376 | 0 | 0.0079321 | 0.012687 | 0.6252 | 0.0079321 | 0.012687 | 0.6252 | 0.0092727 | 0.014832 | 0.6252 | 0.002842% | 0.066445 | 0.066431 | 4838.1873 | 94.8929 | 3936.5433 | 806.7511 | 4839.0794 | 0 | 0 | 4839.0794 | 1.918e-06%
2028 | 246 | 246-34R | Tier-3 | Tier-3---12 | 4--5 | 436 | 310 | 673.2377 | 73.17% | 25.57% | 1.264% | 35.0241 | 0 | 0 | 35.0241 | 0 | 30.4032 | 3.9331 | 7.7302 | 30.4032 | 3.9331 | 7.7302 | 35.5416 | 4.5978 | 7.7302 | 5.202% | 0.070488 | 0.065476 | 9551.097 | 1283.5559 | 2416.0529 | 5851.4883 | 9747.2561 | 0 | 0 | 9747.2561 | 0.007352%
2028 | 247 | 247-46 | Tier-3 | Tier-3---16 | 4--5 | 227 | 161 | 297.9922 | 66.6% | 32.06% | 1.34% | 14.0755 | 0 | 0 | 14.0755 | 0 | 12.2185 | 2.0427 | 5.9817 | 12.2185 | 2.0427 | 5.9817 | 14.2835 | 2.3879 | 5.9817 | 4.723% | 0.045228 | 0.042021 | 6588.6081 | 720.5327 | 2027.5414 | 3840.534 | 6756.6115 | 0 | 0 | 6756.6115 | 0.002954%
2028 | 247 | 247-48 | Tier-2 | Tier-2---16 | 3--3 | 9 | 9 | 19.6012 | 90.45% | 8.053% | 1.494% | 1.773 | 0 | 0 | 1.773 | 0 | 1.5391 | 0.11419 | 13.4787 | 1.5391 | 0.11419 | 13.4787 | 1.7992 | 0.13348 | 13.4787 | 9.045% | 0.026216 | 0.023594 | 747.6923 | 111.2463 | 59.7602 | 576.6859 | 755.6235 | 0 | 0 | 755.6235 | 0.0003722%
2028 | 249 | 249-24R | Tier-3 | Tier-3---12 | 5--5 | 464 | 292 | 678.7483 | 77.57% | 20.95% | 1.472% | 33.1348 | 0 | 0 | 33.1348 | 0 | 28.7632 | 3.7047 | 7.764 | 28.7632 | 3.7047 | 7.764 | 33.6245 | 4.3308 | 7.764 | 4.882% | 0.10094 | 0.094585 | 6724.4875 | 983.1026 | 1380.1319 | 4361.253 | 6825.7674 | 0 | 0 | 6825.7674 | 0.006955%
2028 | 252 | 252-129 | Tier-2 | Tier-2---18 | 3--3 | 98 | 86 | 18.3528 | 64.84% | 17.74% | 17.42% | 1.0443 | 0 | 0 | 1.0443 | 0 | 0.9065 | 1.0911 | 0.83081 | 0.9065 | 1.0911 | 0.83081 | 1.0597 | 1.2755 | 0.83081 | 5.69% | 0.02391 | 0.021811 | 767.5898 | 85.4984 | 240.0519 | 442.0395 | 793.552 | 0 | 0 | 793.552 | 0.0002192%
2028 | 283 | 283-55R | Tier-3 | Tier-3---9 | 5--5 | 109 | 96 | 691.0798 | 89.15% | 10.28% | 0.5685% | 54.2648 | 0 | 0 | 54.2648 | 0 | 47.1053 | 1.218 | 38.675 | 47.1053 | 1.218 | 38.675 | 55.0667 | 1.4238 | 38.675 | 7.852% | 0.20157 | 0.18382 | 3428.458 | 524.1491 | 347.4063 | 2556.9026 | 3464.3683 | 0 | 0 | 3464.3683 | 0.01139%
2028 | 283 | 283-71F | Tier-3 | Tier-3---13 | 5--4 | 127 | 112 | 488.2766 | 50.8% | 48.52% | 0.6792% | 21.8769 | 0 | 0 | 21.8769 | 0 | 18.9906 | 1.421 | 13.3645 | 18.9906 | 1.421 | 13.3645 | 22.2002 | 1.6611 | 13.3645 | 4.48% | 0.19011 | 0.17335 | 2568.3277 | 217.0861 | 1132.2268 | 1219.0148 | 2690.5306 | 0 | 0 | 2690.5306 | 0.004592%
2028 | 283 | 283-80F | Tier-3 | Tier-3---19 | 5--1 | 2 | 2 | 12.6809 | 12.84% | 86.88% | 0.2755% | 0.16282 | 0 | 0 | 0.16282 | 0 | 0.14134 | 0.025375 | 5.57 | 0.14134 | 0.025375 | 5.57 | 0.16522 | 0.029663 | 5.57 | 1.284% | 0.17072 | 0.15365 | 74.2788 | 2.2461 | 52.1868 | 19.8459 | 81.4723 | 0 | 0 | 81.4723 | 3.418e-05%
2028 | 288 | 288-149R | Tier-2 | Tier-2---12 | 3--5 | 170 | 2 | 110.4011 | 75.76% | 21.09% | 3.152% | 0.098397 | 0 | 0 | 0.098397 | 0 | 0.085415 | 0.025375 | 3.3662 | 0.085415 | 0.025375 | 3.3662 | 0.099851 | 0.029663 | 3.3662 | 0.08913% | 0.02124 | 0.021215 | 5197.889 | 630.048 | 1286.7386 | 3281.1025 | 5199.3732 | 0 | 0 | 5199.3732 | 2.065e-05%
2028 | 288 | 288-2375R | Tier-2 | Tier-2---19 | 2--4 | 7 | 2 | 8.0662 | 91.05% | 6.346% | 2.603% | 0.20984 | 0 | 0 | 0.20984 | 0 | 0.18215 | 0.025375 | 7.1785 | 0.18215 | 0.025375 | 7.1785 | 0.21294 | 0.029663 | 7.1785 | 2.601% | 0.0067116 | 0.0065198 | 1201.8253 | 174.6812 | 136.8966 | 890.2475 | 1204.9888 | 0 | 0 | 1204.9888 | 4.404e-05%
2028 | 288 | 288-2380F | Tier-2 | Tier-2---12 | 4--5 | 43 | 34 | 114.0664 | 66.42% | 32.7% | 0.8812% | 5.9907 | 0 | 0 | 5.9907 | 0 | 5.2003 | 0.43137 | 12.0555 | 5.2003 | 0.43137 | 12.0555 | 6.0793 | 0.50427 | 12.0555 | 5.252% | 0.030344 | 0.027945 | 3759.1098 | 411.8777 | 1165.9601 | 2181.2719 | 3867.484 | 0 | 0 | 3867.484 | 0.001257%
2028 | 296 | 296-68F | Tier-2 | Tier-2---21 | 1--2 | 43 | 29 | 1.8827 | 64.81% | 0% | 35.19% | 0.082296 | 0 | 0 | 0.082296 | 0 | 0.071438 | 0.36793 | 0.19416 | 0.071438 | 0.36793 | 0.19416 | 0.083512 | 0.43012 | 0.19416 | 4.371% | 0.0027146 | 0.0025315 | 693.5578 | 98.2554 | 297.2044 | 298.098 | 711.207 | 0 | 0 | 711.207 | 1.727e-05%
2028 | 300 | 300-483F | Tier-2 | Tier-2---12 | 3--5 | 69 | 68 | 101.1563 | 97.7% | 0% | 2.297% | 9.74 | 0 | 0 | 9.74 | 0 | 8.455 | 0.86274 | 9.8002 | 8.455 | 0.86274 | 9.8002 | 9.884 | 1.0085 | 9.8002 | 9.629% | 0.018397 | 0.016584 | 5498.5218 | 994.0131 | 114.7317 | 4389.777 | 5512.3299 | 0 | 0 | 5512.3299 | 0.002044%
2028 | 300 | 300-484F | Tier-2 | Tier-2---9 | 4--5 | 250 | 194 | 230.1484 | 75.7% | 22.04% | 2.261% | 13.5188 | 0 | 0 | 13.5188 | 0 | 11.7352 | 2.4613 | 4.7678 | 11.7352 | 2.4613 | 4.7678 | 13.7186 | 2.8773 | 4.7678 | 5.874% | 0.039922 | 0.036824 | 5764.9522 | 606.5801 | 1692.4173 | 3465.9548 | 5882.8301 | 0 | 0 | 5882.8301 | 0.002838%
2028 | 307 | 307-1538F | Tier-2 | Tier-2---7 | 5--5 | 53 | 49 | 433.4142 | 51.51% | 48.13% | 0.3587% | 20.6411 | 0 | 0 | 20.6411 | 0 | 17.9179 | 0.62168 | 28.8218 | 17.9179 | 0.62168 | 28.8218 | 20.9462 | 0.72675 | 28.8218 | 4.762% | 0.10098 | 0.091642 | 4292.1557 | 366.942 | 1865.6861 | 2059.5276 | 4504.1668 | 0 | 0 | 4504.1668 | 0.004333%
2028 | 307 | 307-234R | Tier-2 | Tier-2---4 | 5--5 | 109 | 86 | 684.1346 | 69.69% | 29.83% | 0.4763% | 37.6171 | 0 | 0 | 37.6171 | 0 | 32.6541 | 1.0911 | 29.9275 | 32.6541 | 1.0911 | 29.9275 | 38.173 | 1.2755 | 29.9275 | 5.498% | 0.11001 | 0.10133 | 6219.0213 | 711.7212 | 1737.152 | 3770.148 | 6380.483 | 0 | 0 | 6380.483 | 0.007896%
2028 | 308 | 308-486AE | Tier-2 | Tier-2---16 | 4--3 | 142 | 1 | 159.4756 | 1.494% | 97.08% | 1.429% | 0.0016774 | 0 | 0 | 0.0016774 | 0 | 0.0014561 | 0.012687 | 0.11476 | 0.0014561 | 0.012687 | 0.11476 | 0.0017021 | 0.014832 | 0.11476 | 0.001052% | 0.040279 | 0.04025 | 3959.3132 | 11.8255 | 3590.7261 | 356.7616 | 3962.0617 | 0 | 0 | 3962.0617 | 3.521e-07%
2028 | 308 | 308-563AE | Tier-2 | Tier-2---18 | 4--3 | 39 | 14 | 81.5523 | 7.703% | 91.46% | 0.8327% | 0.2255 | 0 | 0 | 0.2255 | 0 | 0.19575 | 0.17762 | 1.1021 | 0.19575 | 0.17762 | 1.1021 | 0.22884 | 0.20764 | 1.1021 | 0.2765% | 0.03316 | 0.031969 | 2459.3887 | 44.7352 | 2075.3977 | 339.2558 | 2543.9079 | 0 | 0 | 2543.9079 | 4.733e-05%
2028 | 311 | 311-1163F | Tier-2 | Tier-2---18 | 3--3 | 14 | 7 | 23.154 | 70.13% | 28.81% | 1.065% | 0.8119 | 0 | 0 | 0.8119 | 0 | 0.70478 | 0.088811 | 7.9357 | 0.70478 | 0.088811 | 7.9357 | 0.82389 | 0.10382 | 7.9357 | 3.506% | 0.018623 | 0.017692 | 1243.3167 | 81.357 | 709.3756 | 452.5841 | 1262.863 | 0 | 0 | 1262.863 | 0.0001704%
2028 | 311 | 311-1199 | Tier-2 | Tier-2---20 | 3--2 | 15 | 12 | 10.8001 | 28.53% | 67.91% | 3.563% | 0.24646 | 0 | 0 | 0.24646 | 0 | 0.21395 | 0.15225 | 1.4053 | 0.21395 | 0.15225 | 1.4053 | 0.25011 | 0.17798 | 1.4053 | 2.282% | 0.018336 | 0.016869 | 589.0165 | 20.3604 | 431.6923 | 136.9639 | 625.6249 | 0 | 0 | 625.6249 | 5.173e-05%
2028 | 311 | 311-14R | Tier-2 | Tier-2---14 | 3--4 | 14 | 12 | 246.05 | 7.341% | 92.49% | 0.1658% | 1.5481 | 0 | 0 | 1.5481 | 0 | 1.3439 | 0.15225 | 8.827 | 1.3439 | 0.15225 | 8.827 | 1.571 | 0.17798 | 8.827 | 0.6292% | 0.018935 | 0.017312 | 12994.1779 | 107.2013 | 11392.857 | 1494.1196 | 14122.9583 | 0 | 0 | 14122.9583 | 0.000325%
2028 | 311 | 311-43 | Tier-2 | Tier-2---15 | 3--4 | 195 | 79 | 155.2668 | 1.703% | 96.44% | 1.86% | 0.10714 | 0 | 0 | 0.10714 | 0 | 0.093008 | 1.0023 | 0.092795 | 0.093008 | 1.0023 | 0.092795 | 0.10873 | 1.1717 | 0.092795 | 0.06901% | 0.027937 | 0.026805 | 5557.7075 | 11.1328 | 4976.695 | 569.8797 | 5788.3758 | 0 | 0 | 5788.3758 | 2.249e-05%
2028 | 312 | 312-14F | Tier-2 | Tier-2---14 | 3--4 | 53 | 15 | 197.5178 | 0.1105% | 99.63% | 0.2595% | 0.0061751 | 0 | 0 | 0.0061751 | 0 | 0.0053604 | 0.19031 | 0.028167 | 0.0053604 | 0.19031 | 0.028167 | 0.0062663 | 0.22247 | 0.028167 | 0.003126% | 0.018868 | 0.018334 | 10468.4008 | 14.5481 | 9413.1367 | 1040.7161 | 10772.9689 | 0 | 0 | 10772.9689 | 1.296e-06%
2028 | 315 | 315-1192F | Tier-2 | Tier-2---19 | 1--4 | 9 | 9 | 2.9239 | 90.71% | 0% | 9.29% | 0.26523 | 0 | 0 | 0.26523 | 0 | 0.23024 | 0.11419 | 2.0163 | 0.23024 | 0.11419 | 2.0163 | 0.26915 | 0.13348 | 2.0163 | 9.071% | 0.0015284 | 0.0013756 | 1913.0654 | 1007.4875 | 168.1228 | 737.4551 | 1932.8133 | 0 | 0 | 1932.8133 | 5.567e-05%
2028 | 315 | 315-485AE | Tier-2 | Tier-2---14 | 2--5 | 39 | 34 | 44.4978 | 97.71% | 0% | 2.29% | 3.7904 | 0 | 0 | 3.7904 | 0 | 3.2904 | 0.43137 | 7.6277 | 3.2904 | 0.43137 | 7.6277 | 3.8465 | 0.50427 | 7.6277 | 8.518% | 0.00637 | 0.0058147 | 6985.5251 | 2468.7203 | 170.1118 | 4346.6929 | 7000.805 | 0 | 0 | 7000.805 | 0.0007956%
2028 | 350 | 350-2182R | Tier-2 | Tier-2---13 | 4--3 | 15 | 8 | 36.1393 | 94.02% | 5.411% | 0.5649% | 1.8122 | 0 | 0 | 1.8122 | 0 | 1.5731 | 0.1015 | 15.4992 | 1.5731 | 0.1015 | 15.4992 | 1.839 | 0.11865 | 15.4992 | 5.015% | 0.068991 | 0.065311 | 523.8262 | 80.2912 | 27.7458 | 415.7892 | 525.5899 | 0 | 0 | 525.5899 | 0.0003804%
2028 | 350 | 350-2188R | Tier-2 | Tier-2---5 | 5--5 | 565 | 476 | 752.4795 | 78.87% | 19.12% | 2.014% | 49.997 | 0 | 0 | 49.997 | 0 | 43.4007 | 6.0392 | 7.1866 | 43.4007 | 6.0392 | 7.1866 | 50.7359 | 7.0598 | 7.1866 | 6.644% | 0.15121 | 0.13847 | 4976.3874 | 631.9786 | 954.5279 | 3389.8809 | 5073.1422 | 0 | 0 | 5073.1422 | 0.01049%
2028 | 350 | 350-2192R | Tier-2 | Tier-2---2 | 5--5 | 826 | 709 | 2025.3012 | 87.53% | 11.37% | 1.097% | 152.1603 | 0 | 0 | 152.1603 | 0 | 132.0851 | 8.9953 | 14.6838 | 132.0851 | 8.9953 | 14.6838 | 154.409 | 10.5156 | 14.6838 | 7.513% | 0.18928 | 0.17303 | 10700.2197 | 1640.6573 | 1261.0201 | 7798.5423 | 10825.5282 | 0 | 0 | 10825.5282 | 0.03194%
2028 | 350 | 350-2196R | Tier-2 | Tier-2---5 | 5--5 | 807 | 711 | 1111.1446 | 85.23% | 12.69% | 2.072% | 83.441 | 0 | 0 | 83.441 | 0 | 72.4322 | 9.0207 | 8.0296 | 72.4322 | 9.0207 | 8.0296 | 84.6741 | 10.5453 | 8.0296 | 7.509% | 0.19915 | 0.1816 | 5579.5197 | 797.1006 | 755.2806 | 4027.1385 | 5659.1192 | 0 | 0 | 5659.1192 | 0.01751%
2028 | 350 | 350-2201R | Tier-3 | Tier-3---4 | 5--5 | 361 | 297 | 1600.0661 | 94.09% | 5.343% | 0.5699% | 123.8563 | 0 | 0 | 123.8563 | 0 | 107.5153 | 3.7681 | 28.5328 | 107.5153 | 3.7681 | 28.5328 | 125.6866 | 4.405 | 28.5328 | 7.741% | 0.1241 | 0.11389 | 12893.008 | 2307.4254 | 698.8971 | 9886.6855 | 12961.3485 | 0 | 0 | 12961.3485 | 0.026%
2028 | 350 | 350-41R | Tier-2 | Tier-2---3 | 5--5 | 475 | 373 | 1428.3995 | 91.38% | 7.839% | 0.7806% | 102.4982 | 0 | 0 | 102.4982 | 0 | 88.9751 | 4.7324 | 18.8014 | 88.9751 | 4.7324 | 18.8014 | 104.0129 | 5.5322 | 18.8014 | 7.176% | 0.12896 | 0.11884 | 11076.0411 | 1996.9228 | 1010.9834 | 8068.135 | 11157.4032 | 0 | 0 | 11157.4032 | 0.02151%
2028 | 351 | 351-819R | Tier-2 | Tier-2---1 | 5--5 | 341 | 225 | 2090.3176 | 91.75% | 7.875% | 0.3732% | 126.5474 | 0 | 0 | 126.5474 | 0 | 109.8514 | 2.8546 | 38.4817 | 109.8514 | 2.8546 | 38.4817 | 128.4176 | 3.3371 | 38.4817 | 6.054% | 0.14376 | 0.13427 | 14540.4698 | 3135.0555 | 1103.9508 | 10301.4635 | 14625.1984 | 0 | 0 | 14625.1984 | 0.02656%
2028 | 351 | 351-871R | Tier-3 | Tier-3---6 | 5--5 | 110 | 83 | 781.5367 | 96.92% | 2.713% | 0.3715% | 57.1518 | 0 | 0 | 57.1518 | 0 | 49.6115 | 1.053 | 47.1124 | 49.6115 | 1.053 | 47.1124 | 57.9964 | 1.231 | 47.1124 | 7.313% | 0.11468 | 0.10603 | 6814.8869 | 1079.7555 | 189.4866 | 5545.6448 | 6832.0396 | 0 | 0 | 6832.0396 | 0.012%
2028 | 352 | 352-27R | Tier-3 | Tier-3---2 | 5--5 | 359 | 279 | 1835.8142 | 93.66% | 5.876% | 0.4611% | 133.6302 | 0 | 0 | 133.6302 | 0 | 115.9997 | 3.5398 | 32.7706 | 115.9997 | 3.5398 | 32.7706 | 135.605 | 4.138 | 32.7706 | 7.279% | 0.11814 | 0.10895 | 15539.9427 | 3024.467 | 902.1857 | 11613.29 | 15622.9294 | 0 | 0 | 15622.9294 | 0.02805%
2028 | 353 | 353-1429R | Tier-2 | Tier-2---6 | 5--5 | 204 | 161 | 1003.2846 | 77.44% | 22.07% | 0.495% | 61.3139 | 0 | 0 | 61.3139 | 0 | 53.2245 | 2.0427 | 26.0565 | 53.2245 | 2.0427 | 26.0565 | 62.22 | 2.3879 | 26.0565 | 6.111% | 0.12141 | 0.11183 | 8263.4579 | 1440.9039 | 1734.7877 | 5087.7663 | 8423.2258 | 0 | 0 | 8423.2258 | 0.01287%
2028 | 353 | 353-593F | Tier-2 | Tier-2---7 | 5--5 | 56 | 46 | 254.848 | 92.09% | 7.347% | 0.5637% | 19.2779 | 0 | 0 | 19.2779 | 0 | 16.7345 | 0.58362 | 28.6738 | 16.7345 | 0.58362 | 28.6738 | 19.5628 | 0.68225 | 28.6738 | 7.564% | 0.10537 | 0.096717 | 2418.5368 | 364.9212 | 170.4852 | 1883.1304 | 2435.6592 | 0 | 0 | 2435.6592 | 0.004046%
2028 | 353 | 353-594F | Tier-2 | Tier-2---7 | 5--5 | 25 | 25 | 200.2632 | 99.27% | 0.3225% | 0.4078% | 19.8801 | 0 | 0 | 19.8801 | 0 | 17.2572 | 0.31718 | 54.4078 | 17.2572 | 0.31718 | 54.4078 | 20.1739 | 0.37079 | 54.4078 | 9.927% | 0.10216 | 0.091941 | 1960.3623 | 318.7574 | 13.0779 | 1628.5269 | 1961.9529 | 0 | 0 | 1961.9529 | 0.004173%
2028 | 353 | 353-900F | Tier-2 | Tier-2---8 | 5--5 | 28 | 25 | 371.854 | 40.83% | 58.99% | 0.1797% | 13.5558 | 0 | 0 | 13.5558 | 0 | 11.7673 | 0.31718 | 37.0995 | 11.7673 | 0.31718 | 37.0995 | 13.7561 | 0.37079 | 37.0995 | 3.645% | 0.10085 | 0.091848 | 3687.104 | 250.2733 | 1989.9286 | 1446.9021 | 3900.9953 | 0 | 0 | 3900.9953 | 0.002845%
2028 | 353 | 353-901F | Tier-2 | Tier-2---4 | 5--5 | 82 | 69 | 613.1191 | 58.62% | 41.08% | 0.303% | 30.2438 | 0 | 0 | 30.2438 | 0 | 26.2536 | 0.87542 | 29.9896 | 26.2536 | 0.87542 | 29.9896 | 30.6908 | 1.0234 | 29.9896 | 4.933% | 0.10618 | 0.097248 | 5774.1958 | 681.1246 | 2172.7932 | 2920.278 | 5993.7164 | 0 | 0 | 5993.7164 | 0.006348%
2028 | 353 | 353-902F | Tier-2 | Tier-2---11 | 5--3 | 11 | 11 | 194.7859 | 13.28% | 86.55% | 0.1681% | 2.5864 | 0 | 0 | 2.5864 | 0 | 2.2452 | 0.13956 | 16.0875 | 2.2452 | 0.13956 | 16.0875 | 2.6246 | 0.16315 | 16.0875 | 1.328% | 0.098854 | 0.088969 | 1970.4401 | 45.5501 | 1554.0368 | 370.8532 | 2160.3068 | 0 | 0 | 2160.3068 | 0.0005429%
2028 | 353 | 353-904R | Tier-2 | Tier-2---3 | 5--5 | 181 | 147 | 1250.3913 | 94% | 5.586% | 0.417% | 95.455 | 0 | 0 | 95.455 | 0 | 82.8612 | 1.865 | 44.4288 | 82.8612 | 1.865 | 44.4288 | 96.8656 | 2.1802 | 44.4288 | 7.634% | 0.12577 | 0.11556 | 9941.809 | 1678.6898 | 757.2282 | 7505.891 | 9994.5635 | 0 | 0 | 9994.5635 | 0.02004%
2028 | 354 | 354-1706R | Tier-2 | Tier-2---1 | 5--5 | 481 | 327 | 2161.9809 | 92.27% | 7.167% | 0.5599% | 135.6218 | 0 | 0 | 135.6218 | 0 | 117.7286 | 4.1487 | 28.3769 | 117.7286 | 4.1487 | 28.3769 | 137.626 | 4.8499 | 28.3769 | 6.273% | 0.13939 | 0.12991 | 15510.3907 | 2900.5229 | 1230.7208 | 11379.147 | 15597.8104 | 0 | 0 | 15597.8104 | 0.02847%
2028 | 354 | 354-24AE | Tier-2 | Tier-2---4 | 4--5 | 89 | 75 | 742.9911 | 44.89% | 54.76% | 0.3554% | 28.1037 | 0 | 0 | 28.1037 | 0 | 24.3958 | 0.95155 | 25.6381 | 24.3958 | 0.95155 | 25.6381 | 28.519 | 1.1124 | 25.6381 | 3.783% | 0.080555 | 0.073766 | 9223.4472 | 670.0529 | 4646.9314 | 3906.4629 | 9691.248 | 0 | 0 | 9691.248 | 0.005899%
2028 | 355 | 355-41R | Tier-2 | Tier-2---6 | 4--5 | 226 | 129 | 876.3288 | 87.46% | 12.04% | 0.4997% | 43.7464 | 0 | 0 | 43.7464 | 0 | 37.9747 | 1.6367 | 23.2026 | 37.9747 | 1.6367 | 23.2026 | 44.3929 | 1.9133 | 23.2026 | 4.992% | 0.092253 | 0.086987 | 9499.1702 | 1363.9545 | 1082.9983 | 7052.2174 | 9571.2972 | 0 | 0 | 9571.2972 | 0.009182%
2028 | 355 | 355-65R | Tier-2 | Tier-2---21 | 1--2 | 1 | 1 | 0.050195 | 29.86% | 0% | 70.14% | 0.0014987 | 0 | 0 | 0.0014987 | 0 | 0.001301 | 0.012687 | 0.10254 | 0.001301 | 0.012687 | 0.10254 | 0.0015209 | 0.014832 | 0.10254 | 2.986% | 7.02e-05 | 6.318e-05 | 715.0259 | 35.8236 | 455.5834 | 223.619 | 770.752 | 0 | 0 | 770.752 | 3.146e-07%
2028 | 355 | 355-6R | Tier-2 | Tier-2---7 | 4--5 | 58 | 35 | 466.648 | 28.63% | 71.11% | 0.2566% | 8.0628 | 0 | 0 | 8.0628 | 0 | 6.9991 | 0.44406 | 15.7617 | 6.9991 | 0.44406 | 15.7617 | 8.182 | 0.51911 | 15.7617 | 1.728% | 0.074333 | 0.069847 | 6277.8037 | 297.3578 | 4112.2061 | 1868.2398 | 6565.5307 | 0 | 0 | 6565.5307 | 0.001692%
2028 | 356 | 356-16R | Tier-2 | Tier-2---4 | 4--5 | 216 | 119 | 692.7279 | 85.74% | 13.66% | 0.5932% | 32.7229 | 0 | 0 | 32.7229 | 0 | 28.4056 | 1.5098 | 18.8143 | 28.4056 | 1.5098 | 18.8143 | 33.2065 | 1.765 | 18.8143 | 4.724% | 0.090754 | 0.085754 | 7633.0284 | 1263.3568 | 1174.8968 | 5194.7749 | 7696.4804 | 0 | 0 | 7696.4804 | 0.006869%
2028 | 356 | 356-19R | Tier-3 | Tier-3---8 | 5--5 | 736 | 429 | 2142.9106 | 83.66% | 15.67% | 0.6694% | 104.4964 | 0 | 0 | 104.4964 | 0 | 90.7097 | 5.4428 | 16.6658 | 90.7097 | 5.4428 | 16.6658 | 106.0406 | 6.3628 | 16.6658 | 4.876% | 0.16775 | 0.15798 | 12774.1099 | 1993.4622 | 1945.7185 | 8834.9292 | 12903.3047 | 0 | 0 | 12903.3047 | 0.02193%
2028 | 356 | 356-30AE | Tier-3 | Tier-3---6 | 5--5 | 730 | 400 | 1548.5525 | 73.09% | 26.03% | 0.8808% | 62.0143 | 0 | 0 | 62.0143 | 0 | 53.8324 | 5.0749 | 10.6076 | 53.8324 | 5.0749 | 10.6076 | 62.9307 | 5.9326 | 10.6076 | 4.005% | 0.14106 | 0.13333 | 10978.0949 | 1533.3184 | 2733.1665 | 6711.61 | 11149.3845 | 0 | 0 | 11149.3845 | 0.01302%
2028 | 357 | 357-1147R | Tier-2 | Tier-2---10 | 5--4 | 40 | 22 | 122.889 | 90.67% | 8.71% | 0.6166% | 6.1285 | 0 | 0 | 6.1285 | 0 | 5.32 | 0.27912 | 19.0597 | 5.32 | 0.27912 | 19.0597 | 6.2191 | 0.32629 | 19.0597 | 4.987% | 0.14287 | 0.13501 | 860.1588 | 128.3592 | 73.5961 | 658.2035 | 864.8279 | 0 | 0 | 864.8279 | 0.001286%
2028 | 357 | 357-1299R | Tier-3 | Tier-3---9 | 5--5 | 48 | 44 | 500.7555 | 96.82% | 2.879% | 0.2981% | 44.4444 | 0 | 0 | 44.4444 | 0 | 38.5807 | 0.55824 | 69.1112 | 38.5807 | 0.55824 | 69.1112 | 45.1012 | 0.65259 | 69.1112 | 8.875% | 0.2409 | 0.21882 | 2078.6481 | 381.924 | 60.0907 | 1636.6334 | 2085.3117 | 0 | 0 | 2085.3117 | 0.009329%
2028 | 357 | 357-2047F | Tier-2 | Tier-2---10 | 5--4 | 17 | 10 | 117.0163 | 66.86% | 32.9% | 0.2354% | 4.6023 | 0 | 0 | 4.6023 | 0 | 3.9951 | 0.12687 | 31.4889 | 3.9951 | 0.12687 | 31.4889 | 4.6703 | 0.14832 | 31.4889 | 3.933% | 0.14128 | 0.13297 | 828.2369 | 91.3768 | 250.8108 | 486.0494 | 845.391 | 0 | 0 | 845.391 | 0.000966%
2028 | 357 | 357-2049F | Tier-3 | Tier-3---8 | 5--5 | 271 | 141 | 1568.933 | 87.25% | 12.44% | 0.3075% | 71.2213 | 0 | 0 | 71.2213 | 0 | 61.8247 | 1.7889 | 34.56 | 61.8247 | 1.7889 | 34.56 | 72.2738 | 2.0913 | 34.56 | 4.539% | 0.18286 | 0.17335 | 8579.8277 | 1438.1344 | 1001.8193 | 6139.874 | 8639.8774 | 0 | 0 | 8639.8774 | 0.01495%
2028 | 357 | 357-45R | Tier-3 | Tier-3---8 | 5--5 | 363 | 242 | 2182.2622 | 79.98% | 19.64% | 0.3802% | 116.3603 | 0 | 0 | 116.3603 | 0 | 101.0083 | 3.0703 | 32.8983 | 101.0083 | 3.0703 | 32.8983 | 118.0799 | 3.5892 | 32.8983 | 5.332% | 0.18538 | 0.17302 | 11771.8449 | 1935.5654 | 2204.1059 | 7632.1736 | 11940.1702 | 0 | 0 | 11940.1702 | 0.02442%
2028 | 357 | 357-50R | Tier-3 | Tier-3---4 | 5--5 | 383 | 231 | 1441.553 | 79.05% | 20.4% | 0.5522% | 68.7323 | 0 | 0 | 68.7323 | 0 | 59.6641 | 2.9308 | 20.3579 | 59.6641 | 2.9308 | 20.3579 | 69.748 | 3.4261 | 20.3579 | 4.768% | 0.14913 | 0.14013 | 9666.6259 | 1487.063 | 1867.4945 | 6312.0683 | 9796.5925 | 0 | 0 | 9796.5925 | 0.01443%
2028 | 357 | 357-750R | Tier-2 | Tier-2---2 | 5--5 | 272 | 172 | 1439.7107 | 82.49% | 17.1% | 0.4096% | 75.097 | 0 | 0 | 75.097 | 0 | 65.1891 | 2.1822 | 29.8729 | 65.1891 | 2.1822 | 29.8729 | 76.2068 | 2.551 | 29.8729 | 5.216% | 0.171 | 0.16019 | 8419.2134 | 1423.2143 | 1353.8833 | 5642.1158 | 8518.7422 | 0 | 0 | 8518.7422 | 0.01576%
2028 | 358 | 358-1175F | Tier-2 | Tier-2---11 | 5--3 | 21 | 9 | 71.8528 | 77.22% | 22.39% | 0.388% | 2.3779 | 0 | 0 | 2.3779 | 0 | 2.0642 | 0.11419 | 18.0772 | 2.0642 | 0.11419 | 18.0772 | 2.413 | 0.13348 | 18.0772 | 3.309% | 0.14195 | 0.13586 | 506.195 | 64.3327 | 105.8745 | 335.9879 | 511.3585 | 0 | 0 | 511.3585 | 0.0004991%
2028 | 358 | 358-33 | Tier-3 | Tier-3---15 | 5--4 | 14 | 13 | 117.3196 | 96.19% | 3.458% | 0.3548% | 10.4786 | 0 | 0 | 10.4786 | 0 | 9.0961 | 0.16493 | 55.1496 | 9.0961 | 0.16493 | 55.1496 | 10.6334 | 0.19281 | 55.1496 | 8.932% | 0.14298 | 0.1297 | 820.5581 | 159.8188 | 30.1137 | 630.6255 | 823.7608 | 0 | 0 | 823.7608 | 0.002199%
2028 | 358 | 358-682F | Tier-3 | Tier-3---3 | 5--5 | 344 | 227 | 3753.9781 | 86.22% | 13.57% | 0.2039% | 213.5909 | 0 | 0 | 213.5909 | 0 | 185.4108 | 2.88 | 64.3784 | 185.4108 | 2.88 | 64.3784 | 216.7474 | 3.3668 | 64.3784 | 5.69% | 0.54241 | 0.50662 | 6920.8673 | 1067.6333 | 861.2358 | 4991.9981 | 6988.2311 | 0 | 0 | 6988.2311 | 0.04483%
2028 | 387 | 387-15 | Tier-3 | Tier-3---16 | 4--5 | 140 | 38 | 365.4778 | 57.25% | 41.73% | 1.017% | 5.6795 | 0 | 0 | 5.6795 | 0 | 4.9302 | 0.48212 | 10.2261 | 4.9302 | 0.48212 | 10.2261 | 5.7634 | 0.5636 | 10.2261 | 1.554% | 0.072601 | 0.070631 | 5034.0466 | 537.3079 | 1996.9235 | 2499.8151 | 5094.0862 | 0 | 0 | 5094.0862 | 0.001192%
2028 | 393 | 393-14R | Tier-2 | Tier-2---10 | 5--4 | 76 | 41 | 777.0926 | 5.544% | 94.24% | 0.2191% | 2.3243 | 0 | 0 | 2.3243 | 0 | 2.0176 | 0.52018 | 3.8787 | 2.0176 | 0.52018 | 3.8787 | 2.3586 | 0.6081 | 3.8787 | 0.2991% | 0.10079 | 0.095355 | 7709.7876 | 115.9827 | 6667.436 | 926.369 | 8125.0529 | 0 | 0 | 8125.0529 | 0.0004879%
2028 | 396 | 396-699R | Tier-2 | Tier-2---5 | 5--5 | 748 | 458 | 888.3486 | 59.21% | 39.34% | 1.447% | 32.2085 | 0 | 0 | 32.2085 | 0 | 27.9591 | 5.8108 | 4.8116 | 27.9591 | 5.8108 | 4.8116 | 32.6845 | 6.7929 | 4.8116 | 3.626% | 0.15664 | 0.14705 | 5671.3841 | 668.179 | 2146.3409 | 2856.8642 | 5822.2553 | 0 | 0 | 5822.2553 | 0.006761%
2028 | 401 | 401-684R | Tier-2 | Tier-2---21 | 4--1 | 2 | 1 | 0.99413 | 40.86% | 56% | 3.142% | 0.02031 | 0 | 0 | 0.02031 | 0 | 0.01763 | 0.012687 | 1.3896 | 0.01763 | 0.012687 | 1.3896 | 0.02061 | 0.014832 | 1.3896 | 2.043% | 0.030395 | 0.028875 | 32.7068 | 3.7784 | 15.3043 | 13.6241 | 33.7249 | 0 | 0 | 33.7249 | 4.263e-06%
2028 | 411 | 411-1873R | Tier-2 | Tier-2---7 | 4--5 | 342 | 193 | 340.3229 | 88.45% | 9.585% | 1.967% | 16.9867 | 0 | 0 | 16.9867 | 0 | 14.7456 | 2.4486 | 6.0219 | 14.7456 | 2.4486 | 6.0219 | 17.2378 | 2.8625 | 6.0219 | 4.991% | 0.04682 | 0.044178 | 7268.7189 | 1142.008 | 975.4979 | 5151.213 | 7318.9391 | 0 | 0 | 7318.9391 | 0.003566%
2028 | 411 | 411-30R | Tier-3 | Tier-3---6 | 5--5 | 856 | 494 | 1028.3805 | 90.72% | 7.641% | 1.643% | 53.8382 | 0 | 0 | 53.8382 | 0 | 46.7351 | 6.2675 | 7.4567 | 46.7351 | 6.2675 | 7.4567 | 54.6339 | 7.3268 | 7.4567 | 5.235% | 0.10309 | 0.097143 | 9975.2889 | 1901.318 | 929.458 | 7144.5129 | 10032.0081 | 0 | 0 | 10032.0081 | 0.0113%
2028 | 411 | 411-47R | Tier-2 | Tier-2---9 | 4--5 | 459 | 47 | 334.7019 | 84.13% | 13.18% | 2.693% | 2.8833 | 0 | 0 | 2.8833 | 0 | 2.5029 | 0.5963 | 4.1974 | 2.5029 | 0.5963 | 4.1974 | 2.9259 | 0.69708 | 4.1974 | 0.8615% | 0.063274 | 0.062626 | 5289.7062 | 845.5012 | 1035.5091 | 3408.6958 | 5298.3911 | 0 | 0 | 5298.3911 | 0.0006052%
2028 | 441 | 441-23R | Tier-3 | Tier-3---11 | 5--4 | 84 | 81 | 647.4088 | 86.44% | 13.14% | 0.4218% | 53.964 | 0 | 0 | 53.964 | 0 | 46.8442 | 1.0277 | 45.5829 | 46.8442 | 1.0277 | 45.5829 | 54.7614 | 1.2014 | 45.5829 | 8.335% | 0.54783 | 0.495 | 1181.7687 | 148.5478 | 135.1005 | 898.1204 | 1198.8691 | 0 | 0 | 1198.8691 | 0.01133%
2028 | 441 | 441-279R | Tier-3 | Tier-3---18 | 5--2 | 49 | 49 | 161.5568 | 69.39% | 29.65% | 0.9602% | 11.2109 | 0 | 0 | 11.2109 | 0 | 9.7318 | 0.62168 | 15.6541 | 9.7318 | 0.62168 | 15.6541 | 11.3766 | 0.72675 | 15.6541 | 6.939% | 0.53527 | 0.48174 | 301.8227 | 28.024 | 73.3421 | 200.4565 | 312.087 | 0 | 0 | 312.087 | 0.002353%
2028 | 441 | 441-27R | Tier-3 | Tier-3---9 | 5--4 | 133 | 119 | 878.0372 | 89.43% | 10.14% | 0.4287% | 70.2571 | 0 | 0 | 70.2571 | 0 | 60.9878 | 1.5098 | 40.3949 | 60.9878 | 1.5098 | 40.3949 | 71.2954 | 1.765 | 40.3949 | 8.002% | 0.55752 | 0.50764 | 1574.8947 | 207.3126 | 146.5629 | 1221.0192 | 1591.253 | 0 | 0 | 1591.253 | 0.01475%
2028 | 441 | 441-30R | Tier-3 | Tier-3---9 | 5--4 | 101 | 97 | 950.7549 | 92.15% | 7.507% | 0.3471% | 84.1386 | 0 | 0 | 84.1386 | 0 | 73.0378 | 1.2307 | 59.3481 | 73.0378 | 1.2307 | 59.3481 | 85.382 | 1.4387 | 59.3481 | 8.85% | 0.55519 | 0.50187 | 1712.4757 | 231.3815 | 120.1168 | 1360.9775 | 1726.7653 | 0 | 0 | 1726.7653 | 0.01766%
2028 | 442 | 442-16R | Tier-3 | Tier-3---14 | 5--3 | 201 | 196 | 453.4046 | 84.5% | 14% | 1.497% | 37.359 | 0 | 0 | 37.359 | 0 | 32.43 | 2.4867 | 13.0414 | 32.43 | 2.4867 | 13.0414 | 37.9111 | 2.907 | 13.0414 | 8.24% | 0.45792 | 0.41327 | 990.1415 | 105.6368 | 130.7729 | 753.7318 | 1006.7254 | 0 | 0 | 1006.7254 | 0.007842%
2028 | 442 | 442-46R | Tier-3 | Tier-3---19 | 5--1 | 3 | 3 | 85.0858 | 0.5117% | 99.4% | 0.08534% | 0.043541 | 0 | 0 | 0.043541 | 0 | 0.037796 | 0.038062 | 0.99302 | 0.037796 | 0.038062 | 0.99302 | 0.044184 | 0.044495 | 0.99302 | 0.05117% | 0.35092 | 0.31583 | 242.465 | 0.40496 | 218.5335 | 23.5266 | 269.2677 | 0 | 0 | 269.2677 | 9.139e-06%
2028 | 442 | 442-509R | Tier-3 | Tier-3---15 | 5--3 | 145 | 89 | 278.3023 | 54.83% | 44.11% | 1.062% | 9.3653 | 0 | 0 | 9.3653 | 0 | 8.1297 | 1.1292 | 7.1997 | 8.1297 | 1.1292 | 7.1997 | 9.5037 | 1.32 | 7.1997 | 3.365% | 0.36954 | 0.34686 | 753.0994 | 59.1542 | 305.0958 | 388.8494 | 775.3468 | 0 | 0 | 775.3468 | 0.001966%
2028 | 442 | 442-525 | Tier-3 | Tier-3---18 | 5--2 | 144 | 71 | 299.6774 | 27.82% | 71.36% | 0.8189% | 4.1106 | 0 | 0 | 4.1106 | 0 | 3.5682 | 0.9008 | 3.9612 | 3.5682 | 0.9008 | 3.9612 | 4.1713 | 1.053 | 3.9612 | 1.372% | 0.36155 | 0.34372 | 828.8663 | 34.3592 | 535.1133 | 259.3938 | 859.8946 | 0 | 0 | 859.8946 | 0.0008628%
2028 | 442 | 442-728R | Tier-3 | Tier-3---5 | 5--5 | 763 | 408 | 2907.2477 | 55.16% | 44.36% | 0.4825% | 85.7527 | 0 | 0 | 85.7527 | 0 | 74.439 | 5.1764 | 14.3804 | 74.439 | 5.1764 | 14.3804 | 87.02 | 6.0513 | 14.3804 | 2.95% | 0.35802 | 0.33887 | 8120.3954 | 853.7381 | 3313.1015 | 3953.5558 | 8326.0971 | 0 | 0 | 8326.0971 | 0.018%
2028 | 442 | 442-729 | Tier-3 | Tier-3---15 | 5--3 | 54 | 50 | 182.1056 | 87.18% | 11.88% | 0.9486% | 14.6991 | 0 | 0 | 14.6991 | 0 | 12.7598 | 0.63436 | 20.1143 | 12.7598 | 0.63436 | 20.1143 | 14.9164 | 0.74158 | 20.1143 | 8.072% | 0.36059 | 0.3272 | 505.0174 | 48.5793 | 97.3314 | 359.1067 | 511.6264 | 0 | 0 | 511.6264 | 0.003085%
2028 | 442 | 442-758F | Tier-3 | Tier-3---18 | 5--2 | 25 | 25 | 96.5341 | 94% | 5.101% | 0.8948% | 9.0746 | 0 | 0 | 9.0746 | 0 | 7.8773 | 0.31718 | 24.8354 | 7.8773 | 0.31718 | 24.8354 | 9.2087 | 0.37079 | 24.8354 | 9.4% | 0.35119 | 0.31607 | 274.8807 | 37.0629 | 13.3172 | 224.5005 | 276.712 | 0 | 0 | 276.712 | 0.001905%
2028 | 442 | 442-764R | Tier-3 | Tier-3---18 | 5--2 | 74 | 50 | 133.0317 | 69.69% | 29.04% | 1.271% | 6.2638 | 0 | 0 | 6.2638 | 0 | 5.4373 | 0.63436 | 8.5713 | 5.4373 | 0.63436 | 8.5713 | 6.3563 | 0.74158 | 8.5713 | 4.708% | 0.35448 | 0.33053 | 375.2846 | 31.8241 | 102.8444 | 240.6162 | 383.5286 | 0 | 0 | 383.5286 | 0.001315%
2028 | 442 | 442-780 | Tier-3 | Tier-3---19 | 5--1 | 73 | 26 | 89.5952 | 24.38% | 74.86% | 0.754% | 0.77803 | 0 | 0 | 0.77803 | 0 | 0.67538 | 0.32987 | 2.0474 | 0.67538 | 0.32987 | 2.0474 | 0.78953 | 0.38562 | 2.0474 | 0.8684% | 0.34601 | 0.33368 | 258.9415 | 9.1784 | 175.8129 | 73.9502 | 266.1731 | 0 | 0 | 266.1731 | 0.0001633%
2028 | 444 | 444-15R | Tier-2 | Tier-2---13 | 5--3 | 122 | 84 | 151.5646 | 92.72% | 4.981% | 2.303% | 9.6755 | 0 | 0 | 9.6755 | 0 | 8.399 | 1.0657 | 7.8809 | 8.399 | 1.0657 | 7.8809 | 9.8185 | 1.2459 | 7.8809 | 6.384% | 0.14886 | 0.13861 | 1018.1622 | 115.1146 | 67.1446 | 835.903 | 1023.6459 | 0 | 0 | 1023.6459 | 0.002031%
2028 | 444 | 444-43R | Tier-2 | Tier-2---5 | 5--5 | 403 | 354 | 962.2981 | 91.92% | 6.922% | 1.16% | 77.6984 | 0 | 0 | 77.6984 | 0 | 67.4472 | 4.4913 | 15.0173 | 67.4472 | 4.4913 | 15.0173 | 78.8466 | 5.2504 | 15.0173 | 8.074% | 0.2124 | 0.19375 | 4530.5338 | 537.4714 | 429.3017 | 3563.7607 | 4565.7917 | 0 | 0 | 4565.7917 | 0.01631%
2028 | 444 | 444-9R | Tier-2 | Tier-2---11 | 5--3 | 465 | 363 | 323.6995 | 49.46% | 48.19% | 2.343% | 12.4991 | 0 | 0 | 12.4991 | 0 | 10.8501 | 4.6055 | 2.3559 | 10.8501 | 4.6055 | 2.3559 | 12.6839 | 5.3839 | 2.3559 | 3.861% | 0.1488 | 0.13718 | 2175.4322 | 138.2481 | 1034.3801 | 1002.804 | 2268.5224 | 0 | 0 | 2268.5224 | 0.002624%
2028 | 445 | 445-1311R | Tier-3 | Tier-3---5 | 5--5 | 337 | 275 | 2047.0117 | 76.8% | 22.84% | 0.359% | 128.287 | 0 | 0 | 128.287 | 0 | 111.3614 | 3.489 | 31.9178 | 111.3614 | 3.489 | 31.9178 | 130.1828 | 4.0787 | 31.9178 | 6.267% | 0.53792 | 0.49403 | 3805.4061 | 462.3517 | 801.0027 | 2542.0517 | 3883.8515 | 0 | 0 | 3883.8515 | 0.02693%
2028 | 445 | 445-1315 | Tier-2 | Tier-2---19 | 1--5 | 4 | 1 | 6.5606 | 98.41% | 0% | 1.592% | 0.16141 | 0 | 0 | 0.16141 | 0 | 0.14011 | 0.012687 | 11.0433 | 0.14011 | 0.012687 | 11.0433 | 0.16379 | 0.014832 | 11.0433 | 2.46% | 0.000636 | 0.0006201 | 10315.4535 | 1284.5564 | 1202.7808 | 7828.1163 | 10319.6635 | 0 | 0 | 10319.6635 | 3.388e-05%
2028 | 445 | 445-1323 | Tier-2 | Tier-2---18 | 3--3 | 8 | 8 | 14.3521 | 96.05% | 2.807% | 1.141% | 1.3785 | 0 | 0 | 1.3785 | 0 | 1.1967 | 0.1015 | 11.79 | 1.1967 | 0.1015 | 11.79 | 1.3989 | 0.11865 | 11.79 | 9.605% | 0.025445 | 0.0229 | 564.05 | 80.2453 | 20.4246 | 463.3801 | 566.5245 | 0 | 0 | 566.5245 | 0.0002894%
2028 | 445 | 445-1325F | Tier-2 | Tier-2---2 | 5--4 | 220 | 197 | 1447.5424 | 80.92% | 18.64% | 0.4376% | 104.8933 | 0 | 0 | 104.8933 | 0 | 91.0542 | 2.4994 | 36.4305 | 91.0542 | 2.4994 | 36.4305 | 106.4434 | 2.9218 | 36.4305 | 7.246% | 0.57356 | 0.5222 | 2523.7784 | 315.2588 | 429.2208 | 1779.2988 | 2571.131 | 0 | 0 | 2571.131 | 0.02202%
2028 | 445 | 445-17R | Tier-2 | Tier-2---8 | 5--3 | 97 | 73 | 440.7591 | 59.87% | 39.69% | 0.4369% | 19.8597 | 0 | 0 | 19.8597 | 0 | 17.2395 | 0.92617 | 18.6137 | 17.2395 | 0.92617 | 18.6137 | 20.1532 | 1.0827 | 18.6137 | 4.506% | 0.53426 | 0.49406 | 824.9822 | 74.1046 | 294.4492 | 456.4284 | 851.924 | 0 | 0 | 851.924 | 0.004169%
2028 | 445 | 445-18R | Tier-2 | Tier-2---2 | 5--5 | 526 | 439 | 2423.1968 | 81.52% | 17.92% | 0.5628% | 164.8657 | 0 | 0 | 164.8657 | 0 | 143.1142 | 5.5697 | 25.695 | 143.1142 | 5.5697 | 25.695 | 167.3021 | 6.5111 | 25.695 | 6.804% | 0.6048 | 0.55432 | 4006.6402 | 487.3751 | 662.1707 | 2857.0944 | 4074.0644 | 0 | 0 | 4074.0644 | 0.03461%
2028 | 445 | 445-19R | Tier-2 | Tier-2---8 | 5--3 | 238 | 220 | 654.5269 | 59.7% | 39.33% | 0.9775% | 36.1174 | 0 | 0 | 36.1174 | 0 | 31.3522 | 2.7912 | 11.2325 | 31.3522 | 2.7912 | 11.2325 | 36.6511 | 3.2629 | 11.2325 | 5.518% | 0.56527 | 0.51302 | 1157.9013 | 92.6902 | 418.9958 | 646.2153 | 1205.4339 | 0 | 0 | 1205.4339 | 0.007581%
2028 | 445 | 445-39R | Tier-2 | Tier-2---5 | 5--4 | 246 | 197 | 1104.2716 | 59.42% | 40.16% | 0.4235% | 52.5468 | 0 | 0 | 52.5468 | 0 | 45.614 | 2.4994 | 18.25 | 45.614 | 2.4994 | 18.25 | 53.3233 | 2.9218 | 18.25 | 4.758% | 0.48997 | 0.45073 | 2253.7709 | 194.1003 | 866.8973 | 1192.7734 | 2333.3858 | 0 | 0 | 2333.3858 | 0.01103%
2028 | 445 | 445-894R | Tier-2 | Tier-2---5 | 5--4 | 587 | 511 | 1498.1966 | 65.73% | 33.21% | 1.065% | 85.7236 | 0 | 0 | 85.7236 | 0 | 74.4137 | 6.4832 | 11.4779 | 74.4137 | 6.4832 | 11.4779 | 86.9904 | 7.5789 | 11.4779 | 5.722% | 0.63526 | 0.57996 | 2358.411 | 194.1011 | 729.7847 | 1434.5253 | 2435.4835 | 0 | 0 | 2435.4835 | 0.01799%
2028 | 445 | 445-897R | Tier-2 | Tier-2---10 | 5--3 | 25 | 22 | 278.2745 | 86.91% | 12.87% | 0.2201% | 21.283 | 0 | 0 | 21.283 | 0 | 18.475 | 0.27912 | 66.1903 | 18.475 | 0.27912 | 66.1903 | 21.5975 | 0.32629 | 66.1903 | 7.648% | 0.75637 | 0.68981 | 367.9091 | 46.7882 | 51.285 | 269.8359 | 372.5555 | 0 | 0 | 372.5555 | 0.004467%
2028 | 448 | 448-1196F | Tier-3 | Tier-3---20 | 1--5 | 4 | 4 | 3.2929 | 97.08% | 0% | 2.921% | 0.31967 | 0 | 0 | 0.31967 | 0 | 0.2775 | 0.050749 | 5.468 | 0.2775 | 0.050749 | 5.468 | 0.32439 | 0.059326 | 5.468 | 9.708% | 0.0002432 | 0.00021888 | 13539.8119 | 1865.7131 | 568.8043 | 11105.2945 | 13583.7512 | 0 | 0 | 13583.7512 | 6.71e-05%
2028 | 448 | 448-1234R | Tier-3 | Tier-3---15 | 5--3 | 51 | 45 | 246.005 | 87.44% | 11.91% | 0.6491% | 18.9798 | 0 | 0 | 18.9798 | 0 | 16.4757 | 0.57093 | 28.8577 | 16.4757 | 0.57093 | 28.8577 | 19.2603 | 0.66742 | 28.8577 | 7.715% | 0.62101 | 0.56621 | 396.1396 | 50.2628 | 45.6467 | 300.2301 | 400.955 | 0 | 0 | 400.955 | 0.003984%
2028 | 448 | 448-47R | Tier-3 | Tier-3---14 | 5--3 | 184 | 154 | 687.0853 | 69.92% | 29.31% | 0.7656% | 40.2099 | 0 | 0 | 40.2099 | 0 | 34.9048 | 1.9538 | 17.8647 | 34.9048 | 1.9538 | 17.8647 | 40.8041 | 2.2841 | 17.8647 | 5.852% | 0.62882 | 0.57619 | 1092.6575 | 111.5426 | 295.153 | 685.9619 | 1122.6756 | 0 | 0 | 1122.6756 | 0.00844%
2028 | 448 | 448-714R | Tier-3 | Tier-3---14 | 5--3 | 314 | 213 | 1225.9869 | 25.1% | 74.31% | 0.5831% | 20.876 | 0 | 0 | 20.876 | 0 | 18.1217 | 2.7024 | 6.7058 | 18.1217 | 2.7024 | 6.7058 | 21.1845 | 3.1591 | 6.7058 | 1.703% | 0.46343 | 0.43199 | 2645.4709 | 92.606 | 1775.6477 | 777.2172 | 2789.6588 | 0 | 0 | 2789.6588 | 0.004382%
2028 | 448 | 448-724R | Tier-3 | Tier-3---18 | 5--2 | 202 | 151 | 255.0047 | 52.43% | 45.5% | 2.066% | 9.9949 | 0 | 0 | 9.9949 | 0 | 8.6762 | 1.9158 | 4.5288 | 8.6762 | 1.9158 | 4.5288 | 10.1426 | 2.2396 | 4.5288 | 3.919% | 0.55035 | 0.50921 | 463.3505 | 25.9997 | 195.8184 | 241.5324 | 481.1572 | 0 | 0 | 481.1572 | 0.002098%
2028 | 448 | 448-735R | Tier-3 | Tier-3---18 | 5--2 | 170 | 140 | 276.9497 | 53.49% | 44.76% | 1.748% | 12.1994 | 0 | 0 | 12.1994 | 0 | 10.5898 | 1.7762 | 5.962 | 10.5898 | 1.7762 | 5.962 | 12.3796 | 2.0764 | 5.962 | 4.405% | 0.54202 | 0.49738 | 510.9626 | 35.205 | 210.0136 | 265.744 | 532.2909 | 0 | 0 | 532.2909 | 0.002561%
2028 | 448 | 448-744R | Tier-3 | Tier-3---7 | 5--5 | 717 | 493 | 2370.1609 | 68.76% | 30.51% | 0.7221% | 112.0634 | 0 | 0 | 112.0634 | 0 | 97.2783 | 6.2548 | 15.5525 | 97.2783 | 6.2548 | 15.5525 | 113.7195 | 7.312 | 15.5525 | 4.728% | 0.49442 | 0.46042 | 4793.8402 | 492.7082 | 1356.6651 | 2944.4669 | 4904.4035 | 0 | 0 | 4904.4035 | 0.02352%
2028 | 448 | 448-9R | Tier-3 | Tier-3---9 | 5--4 | 413 | 303 | 1381.6742 | 73.74% | 25.5% | 0.7592% | 74.7483 | 0 | 0 | 74.7483 | 0 | 64.8864 | 3.8442 | 16.8788 | 64.8864 | 3.8442 | 16.8788 | 75.8529 | 4.494 | 16.8788 | 5.41% | 0.54394 | 0.50403 | 2540.1235 | 273.4783 | 621.4078 | 1645.2374 | 2592.9357 | 0 | 0 | 2592.9357 | 0.01569%
2028 | 449 | 449-13R | Tier-3 | Tier-3---7 | 5--5 | 557 | 418 | 1663.2464 | 62.39% | 36.97% | 0.6428% | 77.8752 | 0 | 0 | 77.8752 | 0 | 67.6008 | 5.3033 | 12.747 | 67.6008 | 5.3033 | 12.747 | 79.0261 | 6.1996 | 12.747 | 4.682% | 0.28234 | 0.26115 | 5890.9135 | 610.6402 | 2022.1047 | 3258.1686 | 6070.6662 | 0 | 0 | 6070.6662 | 0.01635%
2028 | 449 | 449-16R | Tier-3 | Tier-3---15 | 5--4 | 72 | 55 | 266.6482 | 83.41% | 16.04% | 0.5501% | 16.9888 | 0 | 0 | 16.9888 | 0 | 14.7474 | 0.6978 | 21.1341 | 14.7474 | 0.6978 | 21.1341 | 17.2399 | 0.81574 | 21.1341 | 6.371% | 0.23738 | 0.21925 | 1123.2928 | 151.839 | 170.3603 | 801.0935 | 1138.7099 | 0 | 0 | 1138.7099 | 0.003566%
2028 | 449 | 449-683 | Tier-3 | Tier-3---18 | 5--3 | 26 | 26 | 130.3299 | 84.46% | 14.85% | 0.6893% | 11.0082 | 0 | 0 | 11.0082 | 0 | 9.5559 | 0.32987 | 28.9686 | 9.5559 | 0.32987 | 28.9686 | 11.1709 | 0.38562 | 28.9686 | 8.446% | 0.34581 | 0.31123 | 376.8856 | 45.4714 | 46.4516 | 284.9627 | 383.3914 | 0 | 0 | 383.3914 | 0.002311%
2028 | 449 | 449-693R | Tier-3 | Tier-3---9 | 5--5 | 165 | 130 | 869.7515 | 92.74% | 6.815% | 0.4405% | 63.5538 | 0 | 0 | 63.5538 | 0 | 55.1689 | 1.6493 | 33.4489 | 55.1689 | 1.6493 | 33.4489 | 64.493 | 1.9281 | 33.4489 | 7.307% | 0.26107 | 0.2405 | 3331.4725 | 480.9166 | 218.7859 | 2631.7699 | 3352.146 | 0 | 0 | 3352.146 | 0.01334%
2028 | 449 | 449-6R | Tier-3 | Tier-3---14 | 5--4 | 161 | 123 | 487.7509 | 79.3% | 20.07% | 0.6273% | 29.5504 | 0 | 0 | 29.5504 | 0 | 25.6516 | 1.5605 | 16.4377 | 25.6516 | 1.5605 | 16.4377 | 29.987 | 1.8243 | 16.4377 | 6.058% | 0.24779 | 0.22886 | 1968.4202 | 236.5464 | 397.0448 | 1334.829 | 2002.1207 | 0 | 0 | 2002.1207 | 0.006203%
2028 | 450 | 450-1850 | Tier-2 | Tier-2---13 | 4--3 | 18 | 15 | 42.3233 | 80.24% | 18.63% | 1.138% | 2.8299 | 0 | 0 | 2.8299 | 0 | 2.4565 | 0.19031 | 12.9081 | 2.4565 | 0.19031 | 12.9081 | 2.8717 | 0.22247 | 12.9081 | 6.686% | 0.073712 | 0.06757 | 574.1677 | 75.9334 | 104.2813 | 393.953 | 584.4836 | 0 | 0 | 584.4836 | 0.000594%
2028 | 450 | 450-1851F | Tier-2 | Tier-2---3 | 5--5 | 209 | 126 | 915.4961 | 93.2% | 6.334% | 0.4614% | 51.4419 | 0 | 0 | 51.4419 | 0 | 44.6549 | 1.5986 | 27.9338 | 44.6549 | 1.5986 | 27.9338 | 52.2021 | 1.8688 | 27.9338 | 5.619% | 0.099477 | 0.09348 | 9203.0933 | 2582.2914 | 565.9601 | 6054.8418 | 9243.2166 | 0 | 0 | 9243.2166 | 0.0108%
2028 | 450 | 450-1853F | Tier-2 | Tier-2---10 | 4--4 | 44 | 22 | 133.4424 | 58.04% | 41.41% | 0.5447% | 3.8726 | 0 | 0 | 3.8726 | 0 | 3.3617 | 0.27912 | 12.0439 | 3.3617 | 0.27912 | 12.0439 | 3.9299 | 0.32629 | 12.0439 | 2.902% | 0.075291 | 0.071527 | 1772.351 | 169.5911 | 681.6123 | 921.1476 | 1811.49 | 0 | 0 | 1811.49 | 0.0008129%
2028 | 450 | 450-1854 | Tier-2 | Tier-2---9 | 4--4 | 70 | 41 | 167.8113 | 68.69% | 30.5% | 0.8174% | 6.7513 | 0 | 0 | 6.7513 | 0 | 5.8605 | 0.52018 | 11.2664 | 5.8605 | 0.52018 | 11.2664 | 6.851 | 0.6081 | 11.2664 | 4.023% | 0.079085 | 0.074453 | 2121.91 | 277.0369 | 611.709 | 1233.1641 | 2163.2474 | 0 | 0 | 2163.2474 | 0.001417%
2028 | 450 | 450-50R | Tier-2 | Tier-2---11 | 4--4 | 18 | 5 | 377.7999 | 6.265% | 93.65% | 0.08234% | 0.65744 | 0 | 0 | 0.65744 | 0 | 0.5707 | 0.063436 | 8.9964 | 0.5707 | 0.063436 | 8.9964 | 0.66715 | 0.074158 | 8.9964 | 0.174% | 0.071801 | 0.069806 | 5261.778 | 61.1615 | 4507.3206 | 693.2959 | 5402.6965 | 0 | 0 | 5402.6965 | 0.000138%
2028 | 452 | 452-1403 | Tier-2 | Tier-2---15 | 1--5 | 5 | 5 | 16.9711 | 99.17% | 0% | 0.8269% | 1.6831 | 0 | 0 | 1.6831 | 0 | 1.461 | 0.063436 | 23.0313 | 1.461 | 0.063436 | 23.0313 | 1.708 | 0.074158 | 23.0313 | 9.917% | 0.0007938 | 0.00071442 | 21379.6258 | 3471.6579 | 162.5094 | 17745.4585 | 21399.2694 | 0 | 0 | 21399.2694 | 0.0003533%
2028 | 452 | 452-1404F | Tier-2 | Tier-2---12 | 1--5 | 20 | 19 | 78.1615 | 99.25% | 0% | 0.7504% | 7.3696 | 0 | 0 | 7.3696 | 0 | 6.3973 | 0.24106 | 26.5384 | 6.3973 | 0.24106 | 26.5384 | 7.4785 | 0.2818 | 26.5384 | 9.429% | 0.0036434 | 0.0032973 | 21452.8882 | 5121.8123 | 152.3056 | 16178.7703 | 21469.7866 | 0 | 0 | 21469.7866 | 0.001547%
2028 | 452 | 452-1405 | Tier-2 | Tier-2---15 | 1--5 | 12 | 10 | 24.9262 | 98.86% | 0% | 1.141% | 2.0535 | 0 | 0 | 2.0535 | 0 | 1.7826 | 0.12687 | 14.0499 | 1.7826 | 0.12687 | 14.0499 | 2.0838 | 0.14832 | 14.0499 | 8.238% | 0.001513 | 0.0013869 | 16474.6859 | 3100.6815 | 174.1987 | 13199.8057 | 16491.7768 | 0 | 0 | 16491.7768 | 0.000431%
2028 | 452 | 452-38AE | Tier-2 | Tier-2---4 | 2--5 | 71 | 58 | 306.0513 | 99.41% | 0% | 0.595% | 24.8526 | 0 | 0 | 24.8526 | 0 | 21.5737 | 0.73586 | 29.3175 | 21.5737 | 0.73586 | 29.3175 | 25.2199 | 0.86023 | 29.3175 | 8.12% | 0.011395 | 0.010464 | 26857.9154 | 5689.4503 | 153.4079 | 21015.0572 | 26872.1309 | 0 | 0 | 26872.1309 | 0.005217%
2028 | 454 | 454-1814 | Tier-2 | Tier-2---20 | 4--2 | 3 | 3 | 7.1232 | 85.18% | 13.84% | 0.9794% | 0.60672 | 0 | 0 | 0.60672 | 0 | 0.52668 | 0.038062 | 13.8374 | 0.52668 | 0.038062 | 13.8374 | 0.61569 | 0.044495 | 13.8374 | 8.518% | 0.072066 | 0.064859 | 98.8421 | 13.8906 | 13.4536 | 71.498 | 100.4701 | 0 | 0 | 100.4701 | 0.0001274%
2028 | 454 | 454-48F | Tier-2 | Tier-2---4 | 4--5 | 53 | 41 | 395.265 | 97.43% | 2.166% | 0.3994% | 29.7925 | 0 | 0 | 29.7925 | 0 | 25.8619 | 0.52018 | 49.7172 | 25.8619 | 0.52018 | 49.7172 | 30.2328 | 0.6081 | 49.7172 | 7.537% | 0.085487 | 0.078874 | 4623.6959 | 1485.502 | 103.1361 | 3035.0579 | 4633.6431 | 0 | 0 | 4633.6431 | 0.006253%
2028 | 454 | 454-49F | Tier-2 | Tier-2---13 | 4--3 | 52 | 1 | 107.3713 | 36.14% | 62.92% | 0.9466% | 0.07462 | 0 | 0 | 0.07462 | 0 | 0.064775 | 0.012687 | 5.1055 | 0.064775 | 0.012687 | 5.1055 | 0.075722 | 0.014832 | 5.1055 | 0.0695% | 0.077203 | 0.077055 | 1390.7624 | 149.1136 | 807.2692 | 434.3795 | 1392.4737 | 0 | 0 | 1392.4737 | 1.566e-05%
2028 | 463 | 463-1136F | Tier-2 | Tier-2---18 | 4--2 | 11 | 10 | 16.8212 | 86.42% | 11.45% | 2.121% | 1.3216 | 0 | 0 | 1.3216 | 0 | 1.1472 | 0.12687 | 9.0424 | 1.1472 | 0.12687 | 9.0424 | 1.3411 | 0.14832 | 9.0424 | 7.857% | 0.060434 | 0.05494 | 278.3405 | 39.3529 | 30.6582 | 208.3293 | 282.1191 | 0 | 0 | 282.1191 | 0.0002774%
2028 | 463 | 463-1229 | Tier-2 | Tier-2---9 | 5--4 | 231 | 198 | 220.9596 | 94% | 3.511% | 2.487% | 17.8035 | 0 | 0 | 17.8035 | 0 | 15.4546 | 2.5121 | 6.1521 | 15.4546 | 2.5121 | 6.1521 | 18.0666 | 2.9367 | 6.1521 | 8.057% | 0.096723 | 0.088432 | 2284.4628 | 504.7537 | 115.6932 | 1664.0158 | 2297.3074 | 0 | 0 | 2297.3074 | 0.003737%
2028 | 470 | 470-40AE | Tier-2 | Tier-2---4 | 4--5 | 142 | 125 | 675.3424 | 87.26% | 12.19% | 0.553% | 51.8739 | 0 | 0 | 51.8739 | 0 | 45.0299 | 1.5859 | 28.3937 | 45.0299 | 1.5859 | 28.3937 | 52.6405 | 1.8539 | 28.3937 | 7.681% | 0.091034 | 0.08302 | 7418.573 | 1155.6027 | 850.5498 | 5412.4205 | 7509.8185 | 0 | 0 | 7509.8185 | 0.01089%
2028 | 470 | 470-47R | Tier-3 | Tier-3---2 | 5--5 | 534 | 475 | 2012.6027 | 94.87% | 4.37% | 0.7559% | 169.8475 | 0 | 0 | 169.8475 | 0 | 147.4387 | 6.0265 | 24.4652 | 147.4387 | 6.0265 | 24.4652 | 172.3575 | 7.045 | 24.4652 | 8.439% | 0.16225 | 0.14782 | 12404.0406 | 2097.9829 | 564.7309 | 9741.3268 | 12466.1167 | 0 | 0 | 12466.1167 | 0.03565%
2028 | 471 | 471-36F | Tier-2 | Tier-2---4 | 4--5 | 128 | 21 | 570.7201 | 63.27% | 36.3% | 0.4365% | 5.9239 | 0 | 0 | 5.9239 | 0 | 5.1424 | 0.26643 | 19.3007 | 5.1424 | 0.26643 | 19.3007 | 6.0115 | 0.31146 | 19.3007 | 1.038% | 0.093079 | 0.091552 | 6131.5794 | 664.7661 | 2054.2802 | 3412.5332 | 6169.1478 | 0 | 0 | 6169.1478 | 0.001243%
2028 | 500 | 500-1531 | Tier-2 | Tier-2---10 | 4--4 | 20 | 16 | 642.8265 | 4.579% | 95.33% | 0.095% | 2.3548 | 0 | 0 | 2.3548 | 0 | 2.0441 | 0.203 | 10.0699 | 2.0441 | 0.203 | 10.0699 | 2.3896 | 0.23731 | 10.0699 | 0.3663% | 0.071178 | 0.065484 | 9031.2778 | 80.4341 | 7853.8811 | 1096.9626 | 9780.6456 | 0 | 0 | 9780.6456 | 0.0004943%
2028 | 501 | 501-786 | Tier-2 | Tier-2---14 | 2--5 | 23 | 22 | 41.2155 | 98.22% | 0% | 1.777% | 3.8723 | 0 | 0 | 3.8723 | 0 | 3.3614 | 0.27912 | 12.0428 | 3.3614 | 0.27912 | 12.0428 | 3.9295 | 0.32629 | 12.0428 | 9.395% | 0.0050324 | 0.004551 | 8190.019 | 1322.239 | 139.0981 | 6728.6818 | 8205.4136 | 0 | 0 | 8205.4136 | 0.0008128%
2028 | 504 | 504-2501R | Tier-2 | Tier-2---9 | 3--5 | 154 | 23 | 152.2062 | 97.69% | 0% | 2.311% | 2.2207 | 0 | 0 | 2.2207 | 0 | 1.9277 | 0.29181 | 6.606 | 1.9277 | 0.29181 | 6.606 | 2.2535 | 0.34113 | 6.606 | 1.459% | 0.021593 | 0.02127 | 7048.9974 | 1058.3908 | 620.2842 | 5370.3225 | 7051.4676 | 0 | 0 | 7051.4676 | 0.0004661%
2028 | 520 | 520-1045R | Tier-2 | Tier-2---5 | 5--4 | 180 | 156 | 596.734 | 87.03% | 12.08% | 0.8955% | 45.0085 | 0 | 0 | 45.0085 | 0 | 39.0703 | 1.9792 | 19.7403 | 39.0703 | 1.9792 | 19.7403 | 45.6737 | 2.3137 | 19.7403 | 7.542% | 0.26824 | 0.24499 | 2224.662 | 286.7109 | 250.5356 | 1687.4154 | 2252.0446 | 0 | 0 | 2252.0446 | 0.009447%
2028 | 520 | 520-10R | Tier-2 | Tier-2---7 | 4--5 | 155 | 112 | 296.4545 | 90.13% | 8.578% | 1.296% | 19.3061 | 0 | 0 | 19.3061 | 0 | 16.759 | 1.421 | 11.794 | 16.759 | 1.421 | 11.794 | 19.5915 | 1.6611 | 11.794 | 6.512% | 0.046043 | 0.042716 | 6438.5886 | 1240.5174 | 702.7495 | 4495.3216 | 6488.1032 | 0 | 0 | 6488.1032 | 0.004052%
2028 | 520 | 520-1489R | Tier-2 | Tier-2---8 | 5--5 | 408 | 329 | 662.1633 | 87.36% | 10.91% | 1.733% | 46.6457 | 0 | 0 | 46.6457 | 0 | 40.4915 | 4.1741 | 9.7006 | 40.4915 | 4.1741 | 9.7006 | 47.335 | 4.8796 | 9.7006 | 7.044% | 0.13822 | 0.12707 | 4790.7448 | 574.961 | 546.3603 | 3669.4236 | 4843.8595 | 0 | 0 | 4843.8595 | 0.009791%
2028 | 520 | 520-1509R | Tier-2 | Tier-2---5 | 5--4 | 401 | 276 | 868.9578 | 72.04% | 26.87% | 1.095% | 43.0832 | 0 | 0 | 43.0832 | 0 | 37.399 | 3.5017 | 10.6803 | 37.399 | 3.5017 | 10.6803 | 43.7199 | 4.0935 | 10.6803 | 4.958% | 0.28561 | 0.26595 | 3042.4946 | 331.9166 | 761.5633 | 1949.0147 | 3105.3839 | 0 | 0 | 3105.3839 | 0.009043%
2028 | 520 | 520-1525R | Tier-2 | Tier-2---8 | 5--5 | 145 | 129 | 360.0635 | 92.4% | 6.369% | 1.229% | 29.5995 | 0 | 0 | 29.5995 | 0 | 25.6943 | 1.6367 | 15.6992 | 25.6943 | 1.6367 | 15.6992 | 30.0369 | 1.9133 | 15.6992 | 8.221% | 0.099044 | 0.090232 | 3635.4035 | 686.7062 | 313.6705 | 2635.0268 | 3662.3754 | 0 | 0 | 3662.3754 | 0.006213%
2028 | 520 | 520-1527R | Tier-3 | Tier-3---7 | 5--5 | 249 | 205 | 1151.6571 | 81.16% | 18.23% | 0.6117% | 76.948 | 0 | 0 | 76.948 | 0 | 66.7959 | 2.6009 | 25.6819 | 66.7959 | 2.6009 | 25.6819 | 78.0852 | 3.0405 | 25.6819 | 6.682% | 0.27105 | 0.24873 | 4248.9299 | 642.1047 | 732.0594 | 2874.7658 | 4320.7629 | 0 | 0 | 4320.7629 | 0.01615%
2028 | 520 | 520-1902R | Tier-2 | Tier-2---9 | 4--4 | 408 | 201 | 295.4783 | 43.89% | 53.74% | 2.376% | 6.3886 | 0 | 0 | 6.3886 | 0 | 5.5457 | 2.5501 | 2.1747 | 5.5457 | 2.5501 | 2.1747 | 6.483 | 2.9811 | 2.1747 | 2.162% | 0.058932 | 0.056029 | 5013.9026 | 463.7784 | 2584.0113 | 1966.1129 | 5159.6863 | 0 | 0 | 5159.6863 | 0.001341%
2028 | 520 | 520-1904 | Tier-3 | Tier-3---13 | 4--5 | 276 | 149 | 381.2363 | 81.21% | 17.45% | 1.344% | 16.7134 | 0 | 0 | 16.7134 | 0 | 14.5084 | 1.8904 | 7.6747 | 14.5084 | 1.8904 | 7.6747 | 16.9604 | 2.2099 | 7.6747 | 4.384% | 0.05278 | 0.04993 | 7223.1755 | 1024.2251 | 1263.1331 | 4935.8173 | 7300.6395 | 0 | 0 | 7300.6395 | 0.003508%
2028 | 520 | 520-1936 | Tier-3 | Tier-3---20 | 1--5 | 4 | 3 | 9.5502 | 98.52% | 0% | 1.483% | 0.70565 | 0 | 0 | 0.70565 | 0 | 0.61255 | 0.038062 | 16.0935 | 0.61255 | 0.038062 | 16.0935 | 0.71608 | 0.044495 | 16.0935 | 7.389% | 0.0006668 | 0.00061679 | 14322.462 | 2227.417 | 192.8863 | 11902.1586 | 14339.6788 | 0 | 0 | 14339.6788 | 0.0001481%
2028 | 520 | 520-22R | Tier-2 | Tier-2---14 | 4--4 | 113 | 54 | 116.9083 | 45.37% | 53.02% | 1.617% | 2.5346 | 0 | 0 | 2.5346 | 0 | 2.2002 | 0.68511 | 3.2114 | 2.2002 | 0.68511 | 3.2114 | 2.572 | 0.80091 | 3.2114 | 2.168% | 0.036011 | 0.03429 | 3246.4956 | 310.4275 | 1853.8749 | 1082.1932 | 3335.5072 | 0 | 0 | 3335.5072 | 0.000532%
2028 | 520 | 520-35R | Tier-3 | Tier-3---9 | 5--5 | 306 | 275 | 985.3264 | 82.6% | 16.44% | 0.9544% | 73.1471 | 0 | 0 | 73.1471 | 0 | 63.4964 | 3.489 | 18.199 | 63.4964 | 3.489 | 18.199 | 74.2281 | 4.0787 | 18.199 | 7.424% | 0.28544 | 0.25979 | 3451.9467 | 462.7417 | 537.5528 | 2451.6522 | 3511.2391 | 0 | 0 | 3511.2391 | 0.01535%
2028 | 520 | 520-45 | Tier-2 | Tier-2---8 | 5--5 | 219 | 176 | 455.0819 | 89.33% | 9.369% | 1.306% | 32.669 | 0 | 0 | 32.669 | 0 | 28.3588 | 2.233 | 12.7001 | 28.3588 | 2.233 | 12.7001 | 33.1518 | 2.6104 | 12.7001 | 7.179% | 0.10446 | 0.096067 | 4356.4514 | 530.4104 | 403.5927 | 3422.4483 | 4397.0881 | 0 | 0 | 4397.0881 | 0.006857%
2028 | 521 | 521-14R | Tier-3 | Tier-3---5 | 5--5 | 315 | 264 | 1719.0003 | 78.65% | 20.86% | 0.4907% | 113.3063 | 0 | 0 | 113.3063 | 0 | 98.3572 | 3.3494 | 29.3652 | 98.3572 | 3.3494 | 29.3652 | 114.9807 | 3.9155 | 29.3652 | 6.591% | 0.27097 | 0.24826 | 6343.9843 | 812.9811 | 1238.2176 | 4292.7856 | 6467.8981 | 0 | 0 | 6467.8981 | 0.02378%
2028 | 521 | 521-1819R | Tier-2 | Tier-2---9 | 4--5 | 199 | 136 | 223.8855 | 62.17% | 36.25% | 1.574% | 9.5128 | 0 | 0 | 9.5128 | 0 | 8.2577 | 1.7255 | 4.7858 | 8.2577 | 1.7255 | 4.7858 | 9.6533 | 2.0171 | 4.7858 | 4.249% | 0.043667 | 0.040683 | 5127.1322 | 737.124 | 1856.4943 | 2533.514 | 5269.4033 | 0 | 0 | 5269.4033 | 0.001997%
2028 | 521 | 521-1856R | Tier-3 | Tier-3---6 | 5--5 | 335 | 276 | 1212.5663 | 84.9% | 14.39% | 0.7143% | 84.816 | 0 | 0 | 84.816 | 0 | 73.6258 | 3.5017 | 21.0258 | 73.6258 | 3.5017 | 21.0258 | 86.0694 | 4.0935 | 21.0258 | 6.995% | 0.15411 | 0.14141 | 7868.3195 | 1087.4875 | 1070.4078 | 5710.4242 | 7974.9945 | 0 | 0 | 7974.9945 | 0.0178%
2028 | 521 | 521-18R | Tier-3 | Tier-3---6 | 4--5 | 307 | 264 | 1129.9866 | 95.19% | 4.09% | 0.7206% | 92.4972 | 0 | 0 | 92.4972 | 0 | 80.2936 | 3.3494 | 23.9722 | 80.2936 | 3.3494 | 23.9722 | 93.8641 | 3.9155 | 23.9722 | 8.186% | 0.071321 | 0.065188 | 15843.6289 | 2470.7432 | 733.9331 | 12638.9526 | 15915.3338 | 0 | 0 | 15915.3338 | 0.01942%
2028 | 521 | 521-27R | Tier-2 | Tier-2---3 | 4--5 | 358 | 247 | 810.4848 | 91.73% | 7.398% | 0.8745% | 51.2931 | 0 | 0 | 51.2931 | 0 | 44.5258 | 3.1338 | 14.2084 | 44.5258 | 3.1338 | 14.2084 | 52.0512 | 3.6634 | 14.2084 | 6.329% | 0.063668 | 0.059275 | 12729.941 | 2154.4423 | 1058.961 | 9516.5377 | 12807.9805 | 0 | 0 | 12807.9805 | 0.01077%
2028 | 521 | 521-32R | Tier-3 | Tier-3---4 | 5--5 | 232 | 207 | 1448.9015 | 94.87% | 4.661% | 0.4687% | 122.6449 | 0 | 0 | 122.6449 | 0 | 106.4638 | 2.6263 | 40.538 | 106.4638 | 2.6263 | 40.538 | 124.4573 | 3.0701 | 40.538 | 8.465% | 0.14844 | 0.13519 | 9761.0273 | 1631.7912 | 451.6127 | 7677.6235 | 9810.0838 | 0 | 0 | 9810.0838 | 0.02574%
2028 | 521 | 521-700R | Tier-2 | Tier-2---3 | 4--5 | 437 | 328 | 1225.9943 | 93.19% | 6.054% | 0.7541% | 85.7551 | 0 | 0 | 85.7551 | 0 | 74.441 | 4.1614 | 17.8883 | 74.441 | 4.1614 | 17.8883 | 87.0224 | 4.8648 | 17.8883 | 6.995% | 0.074421 | 0.068835 | 16473.8564 | 2889.9121 | 1156.3836 | 12427.5607 | 16564.8659 | 0 | 0 | 16564.8659 | 0.018%
2028 | 522 | 522-34 | Tier-2 | Tier-2---16 | 4--3 | 64 | 34 | 77.0016 | 18.51% | 79.83% | 1.663% | 0.75703 | 0 | 0 | 0.75703 | 0 | 0.65715 | 0.43137 | 1.5234 | 0.65715 | 0.43137 | 1.5234 | 0.76821 | 0.50427 | 1.5234 | 0.9831% | 0.030009 | 0.028415 | 2565.9512 | 64.6552 | 2012.714 | 488.582 | 2683.2735 | 0 | 0 | 2683.2735 | 0.0001589%
2028 | 522 | 522-36 | Tier-2 | Tier-2---16 | 4--3 | 93 | 42 | 95.5847 | 7.342% | 91.11% | 1.546% | 0.31693 | 0 | 0 | 0.31693 | 0 | 0.27511 | 0.53287 | 0.51629 | 0.27511 | 0.53287 | 0.51629 | 0.32161 | 0.62293 | 0.51629 | 0.3316% | 0.031092 | 0.029687 | 3074.2923 | 36.1538 | 2591.8703 | 446.2683 | 3209.0226 | 0 | 0 | 3209.0226 | 6.652e-05%
2028 | 522 | 522-38R | Tier-2 | Tier-2---6 | 4--5 | 606 | 354 | 1016.2869 | 80.7% | 18.11% | 1.19% | 47.9106 | 0 | 0 | 47.9106 | 0 | 41.5895 | 4.4913 | 9.26 | 41.5895 | 4.4913 | 9.26 | 48.6186 | 5.2504 | 9.26 | 4.714% | 0.088602 | 0.083426 | 11470.2225 | 2251.3608 | 2088.2887 | 7130.573 | 11607.549 | 0 | 0 | 11607.549 | 0.01006%
2028 | 523 | 523-31AE | Tier-2 | Tier-2---14 | 4--4 | 199 | 99 | 275.1089 | 4.221% | 94.59% | 1.185% | 0.57764 | 0 | 0 | 0.57764 | 0 | 0.50143 | 1.256 | 0.39921 | 0.50143 | 1.256 | 0.39921 | 0.58617 | 1.4683 | 0.39921 | 0.21% | 0.037419 | 0.035558 | 7352.039 | 68.2792 | 6334.1642 | 949.5956 | 7720.6971 | 0 | 0 | 7720.6971 | 0.0001212%
2028 | 524 | 524-1782F | Tier-3 | Tier-3---10 | 4--5 | 231 | 173 | 681.1238 | 98.24% | 0.8976% | 0.8607% | 50.1137 | 0 | 0 | 50.1137 | 0 | 43.5019 | 2.1949 | 19.8195 | 43.5019 | 2.1949 | 19.8195 | 50.8542 | 2.5659 | 19.8195 | 7.357% | 0.040404 | 0.037378 | 16857.9136 | 3235.0894 | 389.5202 | 13233.3041 | 16881.9095 | 0 | 0 | 16881.9095 | 0.01052%
2028 | 524 | 524-27R | Tier-3 | Tier-3---4 | 4--5 | 489 | 289 | 1282.5738 | 98.01% | 1.22% | 0.7702% | 74.2921 | 0 | 0 | 74.2921 | 0 | 64.4904 | 3.6666 | 17.5885 | 64.4904 | 3.6666 | 17.5885 | 75.39 | 4.2863 | 17.5885 | 5.792% | 0.060207 | 0.056649 | 21302.6656 | 4149.5256 | 661.6102 | 16491.5299 | 21329.2912 | 0 | 0 | 21329.2912 | 0.01559%
2028 | 524 | 524-46R | Tier-3 | Tier-3---4 | 5--5 | 283 | 223 | 1602.1034 | 91.53% | 7.997% | 0.4775% | 115.5453 | 0 | 0 | 115.5453 | 0 | 100.3008 | 2.8293 | 35.4512 | 100.3008 | 2.8293 | 35.4512 | 117.2528 | 3.3074 | 35.4512 | 7.212% | 0.18916 | 0.17425 | 8469.7554 | 1511.9887 | 676.5843 | 6281.1824 | 8531.1509 | 0 | 0 | 8531.1509 | 0.02425%
2028 | 524 | 524-50R | Tier-3 | Tier-3---7 | 5--5 | 283 | 204 | 1190.6418 | 87% | 12.41% | 0.5904% | 74.6668 | 0 | 0 | 74.6668 | 0 | 64.8156 | 2.5882 | 25.0427 | 64.8156 | 2.5882 | 25.0427 | 75.7702 | 3.0256 | 25.0427 | 6.271% | 0.18313 | 0.16993 | 6501.4644 | 979.7439 | 766.6075 | 4755.113 | 6567.1398 | 0 | 0 | 6567.1398 | 0.01567%
2028 | 524 | 524-69R | Tier-3 | Tier-3---1 | 5--5 | 842 | 634 | 4619.0742 | 91.74% | 7.782% | 0.477% | 319.0777 | 0 | 0 | 319.0777 | 0 | 276.9803 | 8.0437 | 34.4343 | 276.9803 | 8.0437 | 34.4343 | 323.7931 | 9.4032 | 34.4343 | 6.908% | 0.27264 | 0.25211 | 16942.2754 | 2594.1012 | 1293.4919 | 13054.6823 | 17056.212 | 0 | 0 | 17056.212 | 0.06697%
2028 | 540 | 540-241R | Tier-2 | Tier-2---9 | 4--5 | 18 | 18 | 346.6156 | 24.2% | 75.62% | 0.1791% | 8.3893 | 0 | 0 | 8.3893 | 0 | 7.2824 | 0.22837 | 31.8886 | 7.2824 | 0.22837 | 31.8886 | 8.5132 | 0.26697 | 31.8886 | 2.42% | 0.047942 | 0.043147 | 7229.9557 | 274.5689 | 5138.5463 | 1816.8405 | 7838.8515 | 0 | 0 | 7838.8515 | 0.001761%
2028 | 591 | 591-1594R | Tier-2 | Tier-2---12 | 4--4 | 92 | 11 | 96.6888 | 80.68% | 17.2% | 2.123% | 0.93271 | 0 | 0 | 0.93271 | 0 | 0.80965 | 0.13956 | 5.8014 | 0.80965 | 0.13956 | 5.8014 | 0.94649 | 0.16315 | 5.8014 | 0.9646% | 0.047196 | 0.046632 | 2048.6739 | 331.857 | 357.6365 | 1359.1804 | 2053.4637 | 0 | 0 | 2053.4637 | 0.0001958%
2028 | 594 | 594-1379F | Tier-2 | Tier-2---17 | 1--5 | 9 | 9 | 10.6264 | 97.33% | 0% | 2.675% | 1.0342 | 0 | 0 | 1.0342 | 0 | 0.89776 | 0.11419 | 7.8623 | 0.89776 | 0.11419 | 7.8623 | 1.0495 | 0.13348 | 7.8623 | 9.733% | 0.0021822 | 0.001964 | 4869.5729 | 1396.0349 | 121.0441 | 3352.4938 | 4884.0461 | 0 | 0 | 4884.0461 | 0.0002171%
2028 | 597 | 597-595 | Tier-2 | Tier-2---1 | 5--5 | 398 | 360 | 2598.8794 | 68.57% | 30.98% | 0.4453% | 161.1948 | 0 | 0 | 161.1948 | 0 | 139.9276 | 4.5674 | 30.636 | 139.9276 | 4.5674 | 30.636 | 163.577 | 5.3394 | 30.636 | 6.202% | 0.15307 | 0.13922 | 16978.8381 | 2723.3618 | 4869.9544 | 9385.5219 | 17509.5043 | 0 | 0 | 17509.5043 | 0.03383%
2028 | 599 | 599-19R | Tier-2 | Tier-2---1 | 5--5 | 753 | 631 | 2814.0812 | 94.6% | 4.701% | 0.7012% | 223.0753 | 0 | 0 | 223.0753 | 0 | 193.6439 | 8.0057 | 24.1883 | 193.6439 | 8.0057 | 24.1883 | 226.372 | 9.3587 | 24.1883 | 7.927% | 0.15161 | 0.13891 | 18560.9002 | 2880.2053 | 906.7756 | 14773.9194 | 18652.6112 | 0 | 0 | 18652.6112 | 0.04682%
2028 | 67 | 67-24R | Tier-3 | Tier-3---13 | 5--4 | 344 | 278 | 649.2908 | 74.83% | 23.84% | 1.334% | 39.2621 | 0 | 0 | 39.2621 | 0 | 34.082 | 3.5271 | 9.663 | 34.082 | 3.5271 | 9.663 | 39.8423 | 4.1232 | 9.663 | 6.047% | 0.2194 | 0.20167 | 2959.3576 | 336.0702 | 674.1995 | 1949.088 | 3024.8585 | 0 | 0 | 3024.8585 | 0.008241%
2028 | 67 | 67-34R | Tier-3 | Tier-3---11 | 5--5 | 551 | 445 | 1084.2867 | 76.65% | 22.12% | 1.235% | 67.119 | 0 | 0 | 67.119 | 0 | 58.2637 | 5.6458 | 10.3197 | 58.2637 | 5.6458 | 10.3197 | 68.1109 | 6.6001 | 10.3197 | 6.19% | 0.24743 | 0.22745 | 4382.1248 | 535.8218 | 956.7681 | 2889.5349 | 4472.0362 | 0 | 0 | 4472.0362 | 0.01409%
2028 | 67 | 67-37R | Tier-3 | Tier-3---17 | 5--3 | 190 | 159 | 226.6286 | 65.58% | 32.17% | 2.242% | 12.4382 | 0 | 0 | 12.4382 | 0 | 10.7972 | 2.0173 | 5.3523 | 10.7972 | 2.0173 | 5.3523 | 12.622 | 2.3582 | 5.3523 | 5.488% | 0.20095 | 0.18413 | 1127.7881 | 99.8375 | 351.0117 | 676.9389 | 1163.2354 | 0 | 0 | 1163.2354 | 0.002611%
2028 | 67 | 67-45R | Tier-3 | Tier-3---15 | 5--4 | 233 | 198 | 468.8847 | 75.51% | 23.11% | 1.372% | 30.0884 | 0 | 0 | 30.0884 | 0 | 26.1187 | 2.5121 | 10.3972 | 26.1187 | 2.5121 | 10.3972 | 30.533 | 2.9367 | 10.3972 | 6.417% | 0.20887 | 0.19112 | 2244.8167 | 264.9489 | 495.8782 | 1483.9896 | 2295.866 | 0 | 0 | 2295.866 | 0.006316%
2028 | 73 | 73-1130R | Tier-3 | Tier-3---9 | 5--5 | 310 | 229 | 971.12 | 83.08% | 16.23% | 0.6878% | 59.5986 | 0 | 0 | 59.5986 | 0 | 51.7355 | 2.9054 | 17.8067 | 51.7355 | 2.9054 | 17.8067 | 60.4794 | 3.3964 | 17.8067 | 6.137% | 0.2182 | 0.20208 | 4450.6448 | 608.0965 | 688.9858 | 3153.5625 | 4510.7152 | 0 | 0 | 4510.7152 | 0.01251%
2028 | 73 | 73-1163 | Tier-3 | Tier-3---4 | 5--5 | 326 | 242 | 1861.7789 | 88.41% | 11.22% | 0.3692% | 122.1889 | 0 | 0 | 122.1889 | 0 | 106.0679 | 3.0703 | 34.5462 | 106.0679 | 3.0703 | 34.5462 | 123.9946 | 3.5892 | 34.5462 | 6.563% | 0.22506 | 0.20836 | 8272.2274 | 1229.0974 | 921.3142 | 6121.8157 | 8349.0995 | 0 | 0 | 8349.0995 | 0.02565%
2028 | 73 | 73-1164 | Tier-3 | Tier-3---13 | 5--4 | 46 | 34 | 263.7681 | 87.65% | 11.96% | 0.3908% | 17.0883 | 0 | 0 | 17.0883 | 0 | 14.8337 | 0.43137 | 34.3876 | 14.8337 | 0.43137 | 34.3876 | 17.3408 | 0.50427 | 34.3876 | 6.479% | 0.18614 | 0.17238 | 1417.02 | 198.6601 | 156.5468 | 1061.8131 | 1430.9867 | 0 | 0 | 1430.9867 | 0.003587%
2028 | 73 | 73-23R | Tier-3 | Tier-3---9 | 5--5 | 188 | 158 | 841.8786 | 89.4% | 10.02% | 0.5825% | 63.2502 | 0 | 0 | 63.2502 | 0 | 54.9053 | 2.0046 | 27.3898 | 54.9053 | 2.0046 | 27.3898 | 64.1849 | 2.3434 | 27.3898 | 7.513% | 0.21349 | 0.19555 | 3943.3878 | 597.9657 | 380.5291 | 2964.893 | 3981.7588 | 0 | 0 | 3981.7588 | 0.01328%
2028 | 73 | 73-678R | Tier-3 | Tier-3---5 | 5--5 | 313 | 270 | 1587.7071 | 88.98% | 10.47% | 0.5476% | 121.8683 | 0 | 0 | 121.8683 | 0 | 105.7897 | 3.4256 | 30.8824 | 105.7897 | 3.4256 | 30.8824 | 123.6693 | 4.0045 | 30.8824 | 7.676% | 0.23776 | 0.21725 | 6677.7947 | 1003.2668 | 681.1886 | 4993.3394 | 6747.2559 | 0 | 0 | 6747.2559 | 0.02558%
2028 | 73 | 73-683R | Tier-3 | Tier-3---7 | 5--5 | 273 | 226 | 1378.6065 | 89.65% | 9.845% | 0.5099% | 102.3087 | 0 | 0 | 102.3087 | 0 | 88.8106 | 2.8673 | 30.9733 | 88.8106 | 2.8673 | 30.9733 | 103.8206 | 3.3519 | 30.9733 | 7.421% | 0.22716 | 0.20835 | 6068.9321 | 866.1538 | 585.2944 | 4617.4838 | 6125.6516 | 0 | 0 | 6125.6516 | 0.02147%
2028 | 75 | 75-2257F | Tier-3 | Tier-3---20 | 1--5 | 4 | 4 | 2.5742 | 95.54% | 0% | 4.459% | 0.24594 | 0 | 0 | 0.24594 | 0 | 0.21349 | 0.050749 | 4.2068 | 0.21349 | 0.050749 | 4.2068 | 0.24957 | 0.059326 | 4.2068 | 9.554% | 0.0002804 | 0.00025236 | 9180.3996 | 1426.0853 | 371.877 | 7382.4374 | 9225.8869 | 0 | 0 | 9225.8869 | 5.162e-05%
2028 | 75 | 75-2258F | Tier-3 | Tier-3---21 | 2--2 | 4 | 3 | 4.3243 | 0% | 100% | 0% | 0 | 0 | 0 | 0 | 0 | 0 | 0.038062 | 0 | 0 | 0.038062 | 0 | 0 | 0.044495 | 0 | 0% | 0.0051944 | 0.0048048 | 832.4969 | 1.4417 | 747.1872 | 83.868 | 899.9966 | 0 | 0 | 899.9966 | 0%
2028 | 75 | 75-2259F | Tier-3 | Tier-3---12 | 3--5 | 140 | 102 | 362.3539 | 98.06% | 1.201% | 0.7355% | 25.8887 | 0 | 0 | 25.8887 | 0 | 22.4731 | 1.2941 | 17.3658 | 22.4731 | 1.2941 | 17.3658 | 26.2713 | 1.5128 | 17.3658 | 7.145% | 0.020337 | 0.018856 | 17817.1226 | 3618.9618 | 323.8838 | 13874.277 | 17844.2415 | 0 | 0 | 17844.2415 | 0.005434%
2028 | 75 | 75-2260F | Tier-3 | Not Applicable | Not Applicable | 2 | 1 | 0 | 0% | 0% | 0% | 0 | 0 | 0 | 0 | 0 | 0 | 0.012687 | 0 | 0 | 0.012687 | 0 | 0 | 0.014832 | 0 | 0% | 0 | 0 | 0 | 0 | 0 | 0 | 0 | 0 | 0 | 0 | 0%
2028 | 75 | 75-32R | Tier-3 | Tier-3---13 | 3--5 | 84 | 65 | 196.1202 | 96.38% | 2.668% | 0.9512% | 14.6267 | 0 | 0 | 14.6267 | 0 | 12.6969 | 0.82467 | 15.3963 | 12.6969 | 0.82467 | 15.3963 | 14.8428 | 0.96405 | 15.3963 | 7.458% | 0.014781 | 0.013637 | 13268.2222 | 2437.4241 | 453.4454 | 10377.3526 | 13308.501 | 0 | 0 | 13308.501 | 0.00307%
2028 | 75 | 75-41 | Tier-3 | Tier-3---13 | 3--5 | 69 | 58 | 232.3508 | 98.84% | 0.3675% | 0.788% | 19.3053 | 0 | 0 | 19.3053 | 0 | 16.7582 | 0.73586 | 22.7736 | 16.7582 | 0.73586 | 22.7736 | 19.5906 | 0.86023 | 22.7736 | 8.309% | 0.0163 | 0.01493 | 14254.8272 | 3156.0323 | 229.2614 | 10869.5335 | 14269.9433 | 0 | 0 | 14269.9433 | 0.004052%
2028 | 75 | 75-996R | Tier-2 | Tier-2---7 | 4--5 | 319 | 241 | 357.2986 | 95.33% | 2.61% | 2.061% | 25.7325 | 0 | 0 | 25.7325 | 0 | 22.3375 | 3.0576 | 7.3055 | 22.3375 | 3.0576 | 7.3055 | 26.1127 | 3.5744 | 7.3055 | 7.202% | 0.043997 | 0.040673 | 8120.9384 | 1655.5756 | 489.8744 | 5975.4884 | 8151.9402 | 0 | 0 | 8151.9402 | 0.005401%
2028 | 770 | 770-259R | Tier-2 | Tier-2---17 | 2--3 | 24 | 21 | 10.9444 | 90.49% | 1.971% | 7.54% | 0.86656 | 0 | 0 | 0.86656 | 0 | 0.75223 | 0.26643 | 2.8233 | 0.75223 | 0.26643 | 2.8233 | 0.87936 | 0.31146 | 2.8233 | 7.918% | 0.010605 | 0.0096772 | 1031.9841 | 188.7755 | 88.8418 | 754.3668 | 1041.3957 | 0 | 0 | 1041.3957 | 0.0001819%
2028 | 78 | 78-26R | Tier-3 | Tier-3---5 | 5--5 | 186 | 143 | 1506.352 | 86.4% | 13.31% | 0.287% | 100.0598 | 0 | 0 | 100.0598 | 0 | 86.8584 | 1.8143 | 47.8748 | 86.8584 | 1.8143 | 47.8748 | 101.5385 | 2.1209 | 47.8748 | 6.643% | 0.34567 | 0.3191 | 4357.7168 | 613.0091 | 539.1725 | 3205.5352 | 4407.0782 | 0 | 0 | 4407.0782 | 0.021%
2028 | 78 | 78-35R | Tier-3 | Tier-3---10 | 2--5 | 29 | 29 | 489.2316 | 99.8% | 0% | 0.2011% | 48.8248 | 0 | 0 | 48.8248 | 0 | 42.3831 | 0.36793 | 115.1929 | 42.3831 | 0.36793 | 115.1929 | 49.5463 | 0.43012 | 115.1929 | 9.98% | 0.008188 | 0.0073692 | 59749.8307 | 9713.1665 | 132.8814 | 49903.7828 | 59763.1828 | 0 | 0 | 59763.1828 | 0.01025%
2028 | 78 | 78-782R | Tier-3 | Tier-3---7 | 5--5 | 33 | 32 | 610.0389 | 94.37% | 5.437% | 0.1919% | 55.8256 | 0 | 0 | 55.8256 | 0 | 48.4602 | 0.40599 | 119.3621 | 48.4602 | 0.40599 | 119.3621 | 56.6506 | 0.47461 | 119.3621 | 9.151% | 0.33808 | 0.30529 | 1804.4347 | 294.1768 | 90.6725 | 1419.5855 | 1815.3413 | 0 | 0 | 1815.3413 | 0.01172%
2028 | 788 | 788-34R | Tier-2 | Tier-2---6 | 5--5 | 521 | 143 | 1602.6496 | 68.44% | 30.89% | 0.6716% | 30.1049 | 0 | 0 | 30.1049 | 0 | 26.133 | 1.8143 | 14.4041 | 26.133 | 1.8143 | 14.4041 | 30.5498 | 2.1209 | 14.4041 | 1.878% | 0.12404 | 0.12064 | 12920.0508 | 2335.3392 | 3828.2096 | 6756.5021 | 13035.1326 | 0 | 0 | 13035.1326 | 0.006319%
2028 | 79 | 79-1215F | Tier-3 | Tier-3---18 | 5--3 | 9 | 5 | 33.4718 | 96.07% | 3.425% | 0.5103% | 1.7864 | 0 | 0 | 1.7864 | 0 | 1.5507 | 0.063436 | 24.4447 | 1.5507 | 0.063436 | 24.4447 | 1.8128 | 0.074158 | 24.4447 | 5.337% | 0.1831 | 0.17293 | 182.8036 | 27.7714 | 8.4859 | 146.5463 | 183.2268 | 0 | 0 | 183.2268 | 0.000375%
2028 | 791 | 791-419F | Tier-2 | Tier-2---5 | 5--5 | 141 | 48 | 638.6863 | 61.95% | 37.46% | 0.5934% | 13.4693 | 0 | 0 | 13.4693 | 0 | 11.6922 | 0.60899 | 19.1993 | 11.6922 | 0.60899 | 19.1993 | 13.6683 | 0.71192 | 19.1993 | 2.109% | 0.11325 | 0.1094 | 5639.4744 | 649.4436 | 1934.52 | 3055.5108 | 5715.1 | 0 | 0 | 5715.1 | 0.002827%
2028 | 79 | 79-658R | Tier-3 | Tier-3---5 | 5--5 | 198 | 185 | 1583.1515 | 94.39% | 5.201% | 0.4074% | 139.6252 | 0 | 0 | 139.6252 | 0 | 121.2038 | 2.3471 | 51.6387 | 121.2038 | 2.3471 | 51.6387 | 141.6886 | 2.7438 | 51.6387 | 8.819% | 0.46655 | 0.42296 | 3393.3013 | 536.1336 | 179.2959 | 2677.8718 | 3412.9143 | 0 | 0 | 3412.9143 | 0.02931%
2028 | 79 | 79-660R | Tier-3 | Tier-3---14 | 5--3 | 179 | 159 | 410.2866 | 87.38% | 11.28% | 1.342% | 31.8456 | 0 | 0 | 31.8456 | 0 | 27.644 | 2.0173 | 13.7036 | 27.644 | 2.0173 | 13.7036 | 32.3162 | 2.3582 | 13.7036 | 7.762% | 0.45747 | 0.41684 | 896.8574 | 100.1714 | 108.3483 | 688.3376 | 907.8902 | 0 | 0 | 907.8902 | 0.006684%
2028 | 79 | 79-668R | Tier-3 | Tier-3---15 | 5--3 | 309 | 206 | 744.6976 | 38.65% | 60.41% | 0.9336% | 19.1902 | 0 | 0 | 19.1902 | 0 | 16.6583 | 2.6136 | 6.3738 | 16.6583 | 2.6136 | 6.3738 | 19.4738 | 3.0553 | 6.3738 | 2.577% | 0.43999 | 0.41066 | 1692.5377 | 90.5162 | 925.3729 | 676.6485 | 1766.7027 | 0 | 0 | 1766.7027 | 0.004028%
2028 | 79 | 79-676R | Tier-3 | Tier-3---5 | 5--5 | 138 | 80 | 1054.6802 | 84.57% | 15.17% | 0.2582% | 51.7059 | 0 | 0 | 51.7059 | 0 | 44.8841 | 1.015 | 44.2215 | 44.8841 | 1.015 | 44.2215 | 52.47 | 1.1865 | 44.2215 | 4.903% | 0.38409 | 0.36182 | 2745.9122 | 408.062 | 399.7376 | 1938.1127 | 2771.9883 | 0 | 0 | 2771.9883 | 0.01085%
2028 | 79 | 79-679R | Tier-3 | Tier-3---3 | 5--5 | 192 | 130 | 1892.052 | 89.49% | 10.28% | 0.2308% | 114.6438 | 0 | 0 | 114.6438 | 0 | 99.5183 | 1.6493 | 60.338 | 99.5183 | 1.6493 | 60.338 | 116.338 | 1.9281 | 60.338 | 6.059% | 0.3939 | 0.36723 | 4803.3522 | 735.2081 | 460.7879 | 3607.3562 | 4840.0154 | 0 | 0 | 4840.0154 | 0.02406%
2028 | 79 | 79-685R | Tier-3 | Tier-3---14 | 5--4 | 74 | 65 | 400.4276 | 96.08% | 3.359% | 0.5615% | 33.7937 | 0 | 0 | 33.7937 | 0 | 29.3351 | 0.82467 | 35.5718 | 29.3351 | 0.82467 | 35.5718 | 34.2931 | 0.96405 | 35.5718 | 8.439% | 0.43155 | 0.39364 | 927.8849 | 128.9201 | 31.6542 | 767.3106 | 931.3881 | 0 | 0 | 931.3881 | 0.007093%
2028 | 79 | 79-714R | Tier-3 | Tier-3---9 | 5--4 | 180 | 106 | 903.7514 | 77.92% | 21.67% | 0.4055% | 41.4708 | 0 | 0 | 41.4708 | 0 | 35.9994 | 1.3449 | 26.7682 | 35.9994 | 1.3449 | 26.7682 | 42.0837 | 1.5721 | 26.7682 | 4.589% | 0.37772 | 0.35547 | 2392.6757 | 300.8376 | 478.1412 | 1613.6969 | 2425.7307 | 0 | 0 | 2425.7307 | 0.008705%
2028 | 79 | 79-785 | Tier-3 | Tier-3---3 | 5--5 | 427 | 238 | 2480.4804 | 78.86% | 20.81% | 0.3308% | 109.0264 | 0 | 0 | 109.0264 | 0 | 94.642 | 3.0196 | 31.3428 | 94.642 | 3.0196 | 31.3428 | 110.6376 | 3.5299 | 31.3428 | 4.395% | 0.38023 | 0.35904 | 6523.6349 | 955.6486 | 1258.2917 | 4309.6946 | 6605.0468 | 0 | 0 | 6605.0468 | 0.02288%
2028 | 79 | 79-799R | Tier-3 | Tier-3---14 | 5--3 | 116 | 110 | 551.8926 | 84.52% | 14.8% | 0.6835% | 44.2312 | 0 | 0 | 44.2312 | 0 | 38.3956 | 1.3956 | 27.5118 | 38.3956 | 1.3956 | 27.5118 | 44.8849 | 1.6315 | 27.5118 | 8.014% | 0.77068 | 0.6976 | 716.1099 | 80.6305 | 98.909 | 536.5704 | 727.726 | 0 | 0 | 727.726 | 0.009284%
2028 | 79 | 79-808R | Tier-3 | Tier-3---3 | 5--5 | 218 | 192 | 2167.6529 | 93.07% | 6.627% | 0.3038% | 177.681 | 0 | 0 | 177.681 | 0 | 154.2387 | 2.436 | 63.3174 | 154.2387 | 2.436 | 63.3174 | 180.3068 | 2.8477 | 63.3174 | 8.197% | 0.44563 | 0.40638 | 4864.2458 | 733.0646 | 303.7151 | 3827.4661 | 4896.8052 | 0 | 0 | 4896.8052 | 0.0373%
2028 | 799 | 799-504R | Tier-2 | Tier-2---15 | 1--5 | 38 | 11 | 27.7948 | 96.8% | 0% | 3.201% | 0.77883 | 0 | 0 | 0.77883 | 0 | 0.67608 | 0.13956 | 4.8443 | 0.67608 | 0.13956 | 4.8443 | 0.79034 | 0.16315 | 4.8443 | 2.802% | 0.0046964 | 0.0045605 | 5918.3199 | 1511.7003 | 676.4165 | 3730.2032 | 5923.9669 | 0 | 0 | 5923.9669 | 0.0001635%
2028 | 835 | 835-10F | Tier-2 | Tier-2---19 | 1--4 | 13 | 6 | 3.5155 | 95.99% | 0% | 4.014% | 0.15574 | 0 | 0 | 0.15574 | 0 | 0.13519 | 0.076124 | 1.776 | 0.13519 | 0.076124 | 1.776 | 0.15804 | 0.08899 | 1.776 | 4.43% | 0.0010446 | 0.00099639 | 3365.4208 | 527.6091 | 131.7666 | 2706.0451 | 3371.957 | 0 | 0 | 3371.957 | 3.269e-05%
2028 | 835 | 835-11F | Tier-2 | Tier-2---15 | 1--5 | 17 | 17 | 29.5331 | 98.28% | 0% | 1.716% | 2.9026 | 0 | 0 | 2.9026 | 0 | 2.5197 | 0.21568 | 11.6822 | 2.5197 | 0.21568 | 11.6822 | 2.9455 | 0.25214 | 11.6822 | 9.828% | 0.0041866 | 0.0037679 | 7054.2016 | 1691.248 | 112.5867 | 5250.3669 | 7067.6555 | 0 | 0 | 7067.6555 | 0.0006093%
2028 | 835 | 835-35F | Tier-2 | Tier-2---19 | 1--5 | 3 | 3 | 1.702 | 96.24% | 0% | 3.761% | 0.1638 | 0 | 0 | 0.1638 | 0 | 0.14219 | 0.038062 | 3.7357 | 0.14219 | 0.038062 | 3.7357 | 0.16622 | 0.044495 | 3.7357 | 9.624% | 0.0003154 | 0.00028386 | 5396.3575 | 853.3516 | 185.8923 | 4357.1135 | 5418.9094 | 0 | 0 | 5418.9094 | 3.438e-05%
2028 | 840 | 840-308F | Tier-2 | Tier-2---13 | 4--4 | 16 | 16 | 43.5719 | 95.47% | 3.384% | 1.143% | 4.16 | 0 | 0 | 4.16 | 0 | 3.6111 | 0.203 | 17.789 | 3.6111 | 0.203 | 17.789 | 4.2214 | 0.23731 | 17.789 | 9.547% | 0.063249 | 0.056924 | 688.8919 | 152.3879 | 26.757 | 509.7471 | 692.3567 | 0 | 0 | 692.3567 | 0.0008732%
2028 | 840 | 840-374 | Tier-2 | Tier-2---13 | 4--3 | 40 | 36 | 37.0531 | 79.48% | 17.21% | 3.315% | 2.6504 | 0 | 0 | 2.6504 | 0 | 2.3007 | 0.45674 | 5.0373 | 2.3007 | 0.45674 | 5.0373 | 2.6896 | 0.53394 | 5.0373 | 7.153% | 0.064007 | 0.058246 | 578.893 | 75.1815 | 95.4784 | 408.233 | 590.6424 | 0 | 0 | 590.6424 | 0.0005563%
2028 | 855 | 855-46AE | Tier-2 | Tier-2---15 | 1--5 | 7 | 7 | 22.7812 | 99.05% | 0% | 0.9453% | 2.2566 | 0 | 0 | 2.2566 | 0 | 1.9589 | 0.088811 | 22.0566 | 1.9589 | 0.088811 | 22.0566 | 2.2899 | 0.10382 | 22.0566 | 9.905% | 0.0010888 | 0.00097992 | 20923.2579 | 6163.1266 | 183.5454 | 14576.586 | 20945.2349 | 0 | 0 | 20945.2349 | 0.0004737%
2028 | 859 | 859-42R | Tier-2 | Tier-2---3 | 4--5 | 557 | 159 | 1138.7404 | 98.96% | 0% | 1.04% | 32.1681 | 0 | 0 | 32.1681 | 0 | 27.924 | 2.0173 | 13.8424 | 27.924 | 2.0173 | 13.8424 | 32.6435 | 2.3582 | 13.8424 | 2.825% | 0.067132 | 0.065215 | 16962.7575 | 2757.3465 | 237.2903 | 13968.1207 | 16967.9421 | 0 | 0 | 16967.9421 | 0.006752%
2028 | 907 | 907-1475 | Tier-3 | Tier-3---21 | 3--1 | 4 | 4 | 4.1941 | 0% | 100% | 0% | 0 | 0 | 0 | 0 | 0 | 0 | 0.050749 | 0 | 0 | 0.050749 | 0 | 0 | 0.059326 | 0 | 0% | 0.017589 | 0.01583 | 238.4544 | 0.27979 | 194.8172 | 43.3575 | 264.9494 | 0 | 0 | 264.9494 | 0%
2028 | 907 | 907-1562AE | Tier-3 | Tier-3---6 | 4--5 | 162 | 123 | 858.7853 | 77.1% | 22.57% | 0.3293% | 50.2713 | 0 | 0 | 50.2713 | 0 | 43.6388 | 1.5605 | 27.9639 | 43.6388 | 1.5605 | 27.9639 | 51.0142 | 1.8243 | 27.9639 | 5.854% | 0.054867 | 0.050701 | 15652.2427 | 2298.9356 | 3240.4011 | 10112.906 | 15946.7703 | 0 | 0 | 15946.7703 | 0.01055%
2028 | 907 | 907-1602 | Tier-3 | Tier-3---17 | 3--4 | 5 | 5 | 23.6904 | 85.8% | 13.77% | 0.4286% | 2.0326 | 0 | 0 | 2.0326 | 0 | 1.7644 | 0.063436 | 27.8136 | 1.7644 | 0.063436 | 27.8136 | 2.0626 | 0.074158 | 27.8136 | 8.58% | 0.018131 | 0.016318 | 1306.6407 | 183.5641 | 147.0644 | 976.0122 | 1327.2614 | 0 | 0 | 1327.2614 | 0.0004266%
2028 | 907 | 907-1604 | Tier-3 | Tier-3---19 | 3--2 | 4 | 4 | 4.4413 | 34.35% | 64.88% | 0.7714% | 0.15255 | 0 | 0 | 0.15255 | 0 | 0.13242 | 0.050749 | 2.6093 | 0.13242 | 0.050749 | 2.6093 | 0.1548 | 0.059326 | 2.6093 | 3.435% | 0.017739 | 0.015965 | 250.3695 | 13.6489 | 133.9397 | 102.7809 | 268.6333 | 0 | 0 | 268.6333 | 3.202e-05%
2028 | 907 | 907-1702R | Tier-3 | Tier-3---6 | 4--5 | 148 | 117 | 840.6328 | 97.1% | 2.481% | 0.4145% | 64.5315 | 0 | 0 | 64.5315 | 0 | 56.0175 | 1.4844 | 37.7372 | 56.0175 | 1.4844 | 37.7372 | 65.4851 | 1.7353 | 37.7372 | 7.677% | 0.061079 | 0.05625 | 13763.1312 | 2505.9528 | 366.7943 | 10890.3841 | 13797.3346 | 0 | 0 | 13797.3346 | 0.01355%
2028 | 907 | 907-1716R | Tier-3 | Tier-3---2 | 4--5 | 388 | 278 | 2427.1827 | 91.21% | 8.47% | 0.3199% | 158.6204 | 0 | 0 | 158.6204 | 0 | 137.6928 | 3.5271 | 39.0389 | 137.6928 | 3.5271 | 39.0389 | 160.9645 | 4.1232 | 39.0389 | 6.535% | 0.088049 | 0.081741 | 27566.2098 | 5467.7784 | 2289.9071 | 19808.5244 | 27753.2167 | 0 | 0 | 27753.2167 | 0.03329%
2028 | 907 | 907-2820R | Tier-3 | Tier-3---10 | 4--5 | 33 | 29 | 535.894 | 99.72% | 0.09292% | 0.1857% | 46.9625 | 0 | 0 | 46.9625 | 0 | 40.7665 | 0.36793 | 110.7992 | 40.7665 | 0.36793 | 110.7992 | 47.6565 | 0.43012 | 110.7992 | 8.763% | 0.082479 | 0.075231 | 6497.3542 | 1341.6962 | 16.6169 | 5139.0411 | 6499.0983 | 0 | 0 | 6499.0983 | 0.009857%
2028 | 908 | 908-1172R | Tier-2 | Tier-2---2 | 5--5 | 303 | 240 | 1737.7755 | 85.15% | 14.43% | 0.419% | 117.2097 | 0 | 0 | 117.2097 | 0 | 101.7457 | 3.0449 | 33.4146 | 101.7457 | 3.0449 | 33.4146 | 118.9418 | 3.5596 | 33.4146 | 6.745% | 0.20692 | 0.19053 | 8398.1993 | 1379.7509 | 1146.2529 | 5872.1954 | 8505.4559 | 0 | 0 | 8505.4559 | 0.0246%
2028 | 908 | 908-1236 | Tier-2 | Tier-2---2 | 5--5 | 166 | 130 | 1117.3056 | 87.67% | 11.99% | 0.3416% | 76.7125 | 0 | 0 | 76.7125 | 0 | 66.5915 | 1.6493 | 40.3744 | 66.5915 | 1.6493 | 40.3744 | 77.8462 | 1.9281 | 40.3744 | 6.866% | 0.1877 | 0.173 | 5952.6009 | 1091.9072 | 667.6574 | 4193.0363 | 6014.955 | 0 | 0 | 6014.955 | 0.0161%
2028 | 908 | 908-1368R | Tier-2 | Tier-2---5 | 5--5 | 471 | 386 | 991.2216 | 79.39% | 19.4% | 1.209% | 64.4896 | 0 | 0 | 64.4896 | 0 | 55.9812 | 4.8973 | 11.431 | 55.9812 | 4.8973 | 11.431 | 65.4427 | 5.725 | 11.431 | 6.506% | 0.23644 | 0.21707 | 4192.2079 | 563.5001 | 776.6437 | 2852.0641 | 4269.3467 | 0 | 0 | 4269.3467 | 0.01354%
2028 | 908 | 908-1370R | Tier-2 | Tier-2---8 | 5--4 | 150 | 131 | 321.5186 | 63.48% | 35.24% | 1.285% | 17.8239 | 0 | 0 | 17.8239 | 0 | 15.4723 | 1.662 | 9.3093 | 15.4723 | 1.662 | 9.3093 | 18.0873 | 1.9429 | 9.3093 | 5.544% | 0.1878 | 0.1714 | 1711.9863 | 197.0075 | 569.379 | 945.5998 | 1771.8184 | 0 | 0 | 1771.8184 | 0.003741%
2028 | 908 | 908-1372R | Tier-2 | Tier-2---2 | 5--5 | 123 | 89 | 804.0275 | 84.01% | 15.68% | 0.3083% | 48.8738 | 0 | 0 | 48.8738 | 0 | 42.4257 | 1.1292 | 37.5725 | 42.4257 | 1.1292 | 37.5725 | 49.5961 | 1.32 | 37.5725 | 6.079% | 0.17701 | 0.1642 | 4542.3486 | 816.5914 | 664.0711 | 3061.6861 | 4599.0101 | 0 | 0 | 4599.0101 | 0.01026%
2028 | 908 | 908-2038R | Tier-2 | Tier-2---1 | 5--5 | 547 | 423 | 3761.7346 | 88.11% | 11.56% | 0.3295% | 256.3093 | 0 | 0 | 256.3093 | 0 | 222.4932 | 5.3667 | 41.4579 | 222.4932 | 5.3667 | 41.4579 | 260.0971 | 6.2738 | 41.4579 | 6.814% | 0.23053 | 0.21271 | 16317.5676 | 2905.2613 | 1774.9087 | 11637.3976 | 16480.1821 | 0 | 0 | 16480.1821 | 0.0538%
2028 | 908 | 908-2040 | Tier-2 | Tier-2---5 | 5--5 | 162 | 124 | 697.2725 | 58.64% | 40.83% | 0.5327% | 31.2979 | 0 | 0 | 31.2979 | 0 | 27.1686 | 1.5732 | 17.2694 | 27.1686 | 1.5732 | 17.2694 | 31.7604 | 1.8391 | 17.2694 | 4.489% | 0.17929 | 0.16557 | 3888.9985 | 484.676 | 1468.7466 | 1935.576 | 4022.3174 | 0 | 0 | 4022.3174 | 0.006569%
2028 | 908 | 908-2055F | Tier-3 | Tier-3---2 | 5--5 | 363 | 282 | 2141.2623 | 90.56% | 9.061% | 0.3753% | 150.6484 | 0 | 0 | 150.6484 | 0 | 130.7727 | 3.5778 | 36.551 | 130.7727 | 3.5778 | 36.551 | 152.8747 | 4.1825 | 36.551 | 7.035% | 0.20355 | 0.18773 | 10519.7129 | 1841.0843 | 947.7804 | 7730.8482 | 10603.3286 | 0 | 0 | 10603.3286 | 0.03162%
2028 | 908 | 908-2062F | Tier-2 | Tier-2---16 | 5--2 | 7 | 5 | 16.6415 | 87.19% | 12.22% | 0.5909% | 1.0364 | 0 | 0 | 1.0364 | 0 | 0.89963 | 0.063436 | 14.1816 | 0.89963 | 0.063436 | 14.1816 | 1.0517 | 0.074158 | 14.1816 | 6.228% | 0.16054 | 0.14908 | 103.6572 | 14.5987 | 13.5444 | 75.5142 | 104.6789 | 0 | 0 | 104.6789 | 0.0002175%
2028 | 908 | 908-30 | Tier-2 | Tier-2---10 | 5--4 | 52 | 40 | 139.6838 | 79.37% | 19.74% | 0.8803% | 8.5287 | 0 | 0 | 8.5287 | 0 | 7.4035 | 0.50749 | 14.5884 | 7.4035 | 0.50749 | 14.5884 | 8.6548 | 0.59326 | 14.5884 | 6.106% | 0.16572 | 0.15298 | 842.8699 | 108.2915 | 162.9752 | 571.6032 | 857.3569 | 0 | 0 | 857.3569 | 0.00179%
2028 | 909 | 909-451 | Tier-3 | Tier-3---1 | 5--5 | 506 | 419 | 4745.7108 | 91.73% | 8.003% | 0.272% | 360.4566 | 0 | 0 | 360.4566 | 0 | 312.8998 | 5.316 | 58.8603 | 312.8998 | 5.316 | 58.8603 | 365.7834 | 6.2144 | 58.8603 | 7.595% | 0.31112 | 0.28536 | 15253.5364 | 2448.7202 | 1130.6792 | 11674.137 | 15367.4921 | 0 | 0 | 15367.4921 | 0.07566%
2028 | 909 | 909-453R | Tier-2 | Tier-2---3 | 2--5 | 62 | 24 | 476.0233 | 99.61% | 0% | 0.3866% | 18.3555 | 0 | 0 | 18.3555 | 0 | 15.9337 | 0.30449 | 52.3284 | 15.9337 | 0.30449 | 52.3284 | 18.6267 | 0.35596 | 52.3284 | 3.856% | 0.0097928 | 0.0094137 | 48609.517 | 7840.4908 | 672.9123 | 40096.1139 | 48617.0842 | 0 | 0 | 48617.0842 | 0.003853%
2028 | 909 | 909-805R | Tier-2 | Tier-2---1 | 5--5 | 309 | 271 | 2804.3911 | 91.7% | 7.979% | 0.3181% | 225.5438 | 0 | 0 | 225.5438 | 0 | 195.7867 | 3.4383 | 56.9436 | 195.7867 | 3.4383 | 56.9436 | 228.8769 | 4.0194 | 56.9436 | 8.043% | 0.28921 | 0.26385 | 9696.7159 | 1951.0291 | 709.8564 | 7035.8304 | 9774.0627 | 0 | 0 | 9774.0627 | 0.04734%
2028 | 909 | 909-812 | Tier-2 | Tier-2---17 | 1--5 | 3 | 3 | 5.2728 | 98.62% | 0% | 1.38% | 0.52 | 0 | 0 | 0.52 | 0 | 0.45139 | 0.038062 | 11.8595 | 0.45139 | 0.038062 | 11.8595 | 0.52769 | 0.044495 | 11.8595 | 9.862% | 0.0001786 | 0.00016074 | 29522.7471 | 4707.1668 | 686.726 | 24128.8543 | 29568.0093 | 0 | 0 | 29568.0093 | 0.0001091%
2028 | 91 | 91-7F | Tier-2 | Tier-2---9 | 4--5 | 194 | 106 | 251.2122 | 79.73% | 18.17% | 2.101% | 10.9438 | 0 | 0 | 10.9438 | 0 | 9.5 | 1.3449 | 7.0639 | 9.5 | 1.3449 | 7.0639 | 11.1056 | 1.5721 | 7.0639 | 4.356% | 0.034038 | 0.032178 | 7380.3891 | 1285.4298 | 1444.1692 | 4650.7901 | 7466.8518 | 0 | 0 | 7466.8518 | 0.002297%
2028 | 920 | 920-1342R | Tier-3 | Tier-3---12 | 4--5 | 131 | 111 | 408.8204 | 94.62% | 4.403% | 0.9773% | 32.7766 | 0 | 0 | 32.7766 | 0 | 28.4522 | 1.4083 | 20.2034 | 28.4522 | 1.4083 | 20.2034 | 33.261 | 1.6463 | 20.2034 | 8.017% | 0.068604 | 0.062791 | 5959.0983 | 1229.6301 | 289.5515 | 4439.9167 | 5988.782 | 0 | 0 | 5988.782 | 0.00688%
2028 | 920 | 920-735AE | Tier-2 | Tier-2---7 | 4--5 | 295 | 35 | 627.5827 | 25.02% | 74.11% | 0.8722% | 1.8629 | 0 | 0 | 1.8629 | 0 | 1.6171 | 0.44406 | 3.6417 | 1.6171 | 0.44406 | 3.6417 | 1.8904 | 0.51911 | 3.6417 | 0.2968% | 0.068691 | 0.067876 | 9136.3433 | 511.7297 | 6274.1673 | 2350.4463 | 9218.5962 | 0 | 0 | 9218.5962 | 0.000391%
2028 | 921 | 921-800F | Tier-2 | Tier-2---7 | 4--5 | 252 | 24 | 650.3067 | 29.95% | 69.36% | 0.6872% | 1.8552 | 0 | 0 | 1.8552 | 0 | 1.6105 | 0.30449 | 5.2889 | 1.6105 | 0.30449 | 5.2889 | 1.8826 | 0.35596 | 5.2889 | 0.2853% | 0.065336 | 0.064714 | 9953.2373 | 702.3415 | 6282.5542 | 2968.3417 | 10020.2735 | 0 | 0 | 10020.2735 | 0.0003894%
2028 | 928 | 928-19 | Tier-2 | Tier-2---11 | 4--4 | 36 | 33 | 73.2406 | 96.92% | 1.567% | 1.51% | 6.5071 | 0 | 0 | 6.5071 | 0 | 5.6486 | 0.41868 | 13.4915 | 5.6486 | 0.41868 | 13.4915 | 6.6033 | 0.48944 | 13.4915 | 8.885% | 0.051756 | 0.047012 | 1415.107 | 294.5529 | 37.2101 | 1083.344 | 1419.5014 | 0 | 0 | 1419.5014 | 0.001366%
2028 | 968 | 968-476F | Tier-2 | Tier-2---17 | 3--3 | 44 | 33 | 17.6086 | 89.28% | 2.69% | 8.028% | 1.1791 | 0 | 0 | 1.1791 | 0 | 1.0235 | 0.41868 | 2.4447 | 1.0235 | 0.41868 | 2.4447 | 1.1965 | 0.48944 | 2.4447 | 6.696% | 0.015315 | 0.014167 | 1149.748 | 271.1398 | 111.0595 | 767.5487 | 1159.7395 | 0 | 0 | 1159.7395 | 0.0002475%
2028 | 970 | 970-1341R | Tier-3 | Tier-3---4 | 5--5 | 92 | 64 | 1130.055 | 96.17% | 3.586% | 0.2481% | 75.5981 | 0 | 0 | 75.5981 | 0 | 65.6241 | 0.81199 | 80.8192 | 65.6241 | 0.81199 | 80.8192 | 76.7153 | 0.94922 | 80.8192 | 6.69% | 0.12497 | 0.11627 | 9042.8131 | 2000.05 | 446.8525 | 6595.9106 | 9068.7384 | 0 | 0 | 9068.7384 | 0.01587%
2028 | 971 | 971-1973R | Tier-3 | Tier-3---4 | 5--5 | 344 | 260 | 1698.739 | 91.74% | 7.818% | 0.44% | 117.7907 | 0 | 0 | 117.7907 | 0 | 102.25 | 3.2987 | 30.9971 | 102.25 | 3.2987 | 30.9971 | 119.5314 | 3.8562 | 30.9971 | 6.934% | 0.14704 | 0.13593 | 11552.8886 | 2071.9815 | 875.2489 | 8605.6581 | 11630.8891 | 0 | 0 | 11630.8891 | 0.02472%
2028 | 971 | 971-2050R | Tier-3 | Tier-3---2 | 5--5 | 597 | 478 | 3108.8974 | 90.26% | 9.266% | 0.4743% | 224.6745 | 0 | 0 | 224.6745 | 0 | 195.0321 | 6.0645 | 32.1595 | 195.0321 | 6.0645 | 32.1595 | 227.9947 | 7.0895 | 32.1595 | 7.227% | 0.18464 | 0.16986 | 16837.3789 | 2911.4979 | 1523.0662 | 12402.8149 | 16980.1187 | 0 | 0 | 16980.1187 | 0.04716%
2028 | 971 | 971-29R | Tier-3 | Tier-3---6 | 5--5 | 106 | 88 | 752.2042 | 94.43% | 5.253% | 0.3211% | 58.9663 | 0 | 0 | 58.9663 | 0 | 51.1866 | 1.1165 | 45.8463 | 51.1866 | 1.1165 | 45.8463 | 59.8377 | 1.3052 | 45.8463 | 7.839% | 0.12171 | 0.11161 | 6180.3198 | 998.028 | 309.4222 | 4872.8696 | 6211.5086 | 0 | 0 | 6211.5086 | 0.01238%
2028 | 971 | 971-371R | Tier-3 | Tier-3---12 | 5--5 | 58 | 50 | 419.6492 | 95.09% | 4.537% | 0.3709% | 34.4013 | 0 | 0 | 34.4013 | 0 | 29.8625 | 0.63436 | 47.0747 | 29.8625 | 0.63436 | 47.0747 | 34.9096 | 0.74158 | 47.0747 | 8.198% | 0.11668 | 0.10662 | 3596.6988 | 576.739 | 156.4778 | 2863.4821 | 3613.3508 | 0 | 0 | 3613.3508 | 0.007221%
2028 | 971 | 971-381R | Tier-2 | Tier-2---15 | 1--5 | 3 | 3 | 16.9397 | 99.3% | 0% | 0.6952% | 1.6822 | 0 | 0 | 1.6822 | 0 | 1.4603 | 0.038062 | 38.3654 | 1.4603 | 0.038062 | 38.3654 | 1.7071 | 0.044495 | 38.3654 | 9.93% | 0.0003802 | 0.00034218 | 44554.817 | 7239.3196 | 281.352 | 37034.1454 | 44589.2314 | 0 | 0 | 44589.2314 | 0.0003531%
2028 | 971 | 971-383R | Tier-3 | Tier-3---4 | 5--5 | 281 | 212 | 1568.3841 | 85.57% | 14.07% | 0.3633% | 101.2478 | 0 | 0 | 101.2478 | 0 | 87.8897 | 2.6897 | 32.6763 | 87.8897 | 2.6897 | 32.6763 | 102.744 | 3.1443 | 32.6763 | 6.456% | 0.13837 | 0.12793 | 11334.794 | 1698.1384 | 1536.4876 | 8100.1681 | 11468.2949 | 0 | 0 | 11468.2949 | 0.02125%
2028 | 971 | 971-388R | Tier-3 | Tier-3---4 | 5--5 | 406 | 346 | 1370.1526 | 91.78% | 7.427% | 0.7941% | 107.1673 | 0 | 0 | 107.1673 | 0 | 93.0282 | 4.3898 | 21.1919 | 93.0282 | 4.3898 | 21.1919 | 108.751 | 5.1317 | 21.1919 | 7.822% | 0.17642 | 0.16139 | 7766.4244 | 1241.1352 | 582.4552 | 5942.8339 | 7825.9056 | 0 | 0 | 7825.9056 | 0.02249%
2028 | 972 | 972-1582R | Tier-3 | Tier-3---6 | 5--5 | 213 | 190 | 1102.3739 | 89.57% | 9.851% | 0.5741% | 88.0823 | 0 | 0 | 88.0823 | 0 | 76.4612 | 2.4106 | 31.7189 | 76.4612 | 2.4106 | 31.7189 | 89.384 | 2.818 | 31.7189 | 7.99% | 0.15062 | 0.13719 | 7318.7038 | 1095.1808 | 689.6681 | 5533.8548 | 7393.4295 | 0 | 0 | 7393.4295 | 0.01849%
2028 | 972 | 972-1590F | Tier-3 | Tier-3---2 | 5--5 | 697 | 474 | 2662.477 | 86.18% | 13.31% | 0.5115% | 156.0421 | 0 | 0 | 156.0421 | 0 | 135.4548 | 6.0138 | 22.5241 | 135.4548 | 6.0138 | 22.5241 | 158.3482 | 7.0302 | 22.5241 | 5.861% | 0.17603 | 0.16406 | 15124.9944 | 2683.3405 | 1935.3853 | 10506.2686 | 15277.5087 | 0 | 0 | 15277.5087 | 0.03275%
2028 | 972 | 972-1641 | Tier-2 | Tier-2---13 | 5--3 | 3 | 3 | 288.416 | 0% | 100% | 0% | 0 | 0 | 0 | 0 | 0 | 0 | 0.038062 | 0 | 0 | 0.038062 | 0 | 0 | 0.044495 | 0 | 0% | 0.10934 | 0.098403 | 2637.8581 | 3.4491 | 2395.6189 | 238.7901 | 2930.9535 | 0 | 0 | 2930.9535 | 0%
2028 | 972 | 972-1642 | Tier-2 | Tier-2---16 | 5--2 | 9 | 9 | 181.1562 | 0% | 99.96% | 0.04161% | 0 | 0 | 0 | 0 | 0 | 0 | 0.11419 | 0 | 0 | 0.11419 | 0 | 0 | 0.13348 | 0 | 0% | 0.11047 | 0.099426 | 1639.8234 | 1.9894 | 1473.717 | 164.117 | 1822.026 | 0 | 0 | 1822.026 | 0%
2028 | 972 | 972-32R | Tier-2 | Tier-2---1 | 5--5 | 543 | 384 | 2627.0976 | 78.5% | 21.13% | 0.3758% | 145.8329 | 0 | 0 | 145.8329 | 0 | 126.5925 | 4.8719 | 25.9841 | 126.5925 | 4.8719 | 25.9841 | 147.9881 | 5.6953 | 25.9841 | 5.551% | 0.16607 | 0.15433 | 15819.0849 | 2182.9188 | 3069.8118 | 10566.3543 | 16077.9556 | 0 | 0 | 16077.9556 | 0.03061%
2028 | 972 | 972-942R | Tier-3 | Tier-3---6 | 5--5 | 189 | 155 | 1052.2316 | 92.49% | 7.06% | 0.4532% | 79.811 | 0 | 0 | 79.811 | 0 | 69.2812 | 1.9665 | 35.2302 | 69.2812 | 1.9665 | 35.2302 | 80.9905 | 2.2989 | 35.2302 | 7.585% | 0.14194 | 0.1303 | 7412.953 | 1277.1801 | 501.709 | 5634.0638 | 7462.7067 | 0 | 0 | 7462.7067 | 0.01675%
2028 | 973 | 973-1226R | Tier-3 | Tier-3---10 | 5--5 | 194 | 161 | 738.9301 | 81.66% | 17.71% | 0.6284% | 50.0792 | 0 | 0 | 50.0792 | 0 | 43.472 | 2.0427 | 21.2821 | 43.472 | 2.0427 | 21.2821 | 50.8193 | 2.3879 | 21.2821 | 6.777% | 0.13989 | 0.12828 | 5282.0414 | 696.4842 | 883.7073 | 3701.85 | 5369.693 | 0 | 0 | 5369.693 | 0.01051%
2028 | 973 | 973-1245R | Tier-3 | Tier-3---6 | 5--5 | 59 | 53 | 792.6367 | 95.03% | 4.73% | 0.2408% | 67.6635 | 0 | 0 | 67.6635 | 0 | 58.7363 | 0.67243 | 87.3498 | 58.7363 | 0.67243 | 87.3498 | 68.6634 | 0.78607 | 87.3498 | 8.537% | 0.12039 | 0.10957 | 6584.1053 | 1077.527 | 369.5828 | 5136.9955 | 6616.408 | 0 | 0 | 6616.408 | 0.0142%
2028 | 973 | 973-530AE | Tier-3 | Tier-3---17 | 5--3 | 2 | 2 | 357.6557 | 0.8429% | 99.15% | 0.008195% | 0.30146 | 0 | 0 | 0.30146 | 0 | 0.26169 | 0.025375 | 10.313 | 0.26169 | 0.025375 | 10.313 | 0.30592 | 0.029663 | 10.313 | 0.08429% | 0.10542 | 0.094874 | 3392.8097 | 9.5763 | 3070.1598 | 313.0736 | 3766.6111 | 0 | 0 | 3766.6111 | 6.328e-05%
2028 | 973 | 973-626R | Tier-3 | Tier-3---7 | 5--5 | 199 | 197 | 933.998 | 86.55% | 12.73% | 0.7172% | 80.0273 | 0 | 0 | 80.0273 | 0 | 69.4689 | 2.4994 | 27.7943 | 69.4689 | 2.4994 | 27.7943 | 81.2099 | 2.9218 | 27.7943 | 8.568% | 0.1523 | 0.13722 | 6132.6277 | 944.3399 | 738.3045 | 4449.9833 | 6223.2383 | 0 | 0 | 6223.2383 | 0.0168%
2028 | 974 | 974-23R | Tier-3 | Tier-3---11 | 5--5 | 389 | 305 | 770.0113 | 72.03% | 26.78% | 1.193% | 43.4842 | 0 | 0 | 43.4842 | 0 | 37.7471 | 3.8696 | 9.7547 | 37.7471 | 3.8696 | 9.7547 | 44.1268 | 4.5236 | 9.7547 | 5.647% | 0.16472 | 0.15181 | 4674.6625 | 542.8961 | 1175.2982 | 2956.4682 | 4785.9199 | 0 | 0 | 4785.9199 | 0.009127%
2028 | 974 | 974-715R | Tier-3 | Tier-3---6 | 5--5 | 134 | 111 | 765.8632 | 95.89% | 3.616% | 0.4898% | 60.8362 | 0 | 0 | 60.8362 | 0 | 52.8097 | 1.4083 | 37.4992 | 52.8097 | 1.4083 | 37.4992 | 61.7352 | 1.6463 | 37.4992 | 7.943% | 0.14069 | 0.12903 | 5443.6999 | 833.249 | 274.7582 | 4335.6927 | 5463.8865 | 0 | 0 | 5463.8865 | 0.01277%
2028 | 975 | 975-22R | Tier-3 | Tier-3---7 | 5--5 | 30 | 13 | 1670.0817 | 26.02% | 73.92% | 0.06338% | 18.8291 | 0 | 0 | 18.8291 | 0 | 16.3449 | 0.16493 | 99.099 | 16.3449 | 0.16493 | 99.099 | 19.1073 | 0.19281 | 99.099 | 1.127% | 0.19669 | 0.18817 | 8490.7264 | 507.2869 | 5821.7498 | 2161.6897 | 8775.2603 | 0 | 0 | 8775.2603 | 0.003952%
2028 | 991 | 991-1 | Tier-2 | Tier-2---12 | 4--5 | 29 | 29 | 269.0349 | 22.26% | 77.39% | 0.3477% | 5.99 | 0 | 0 | 5.99 | 0 | 5.1997 | 0.36793 | 14.1323 | 5.1997 | 0.36793 | 14.1323 | 6.0785 | 0.43012 | 14.1323 | 2.226% | 0.034773 | 0.031295 | 7736.9795 | 537.9923 | 5445.2245 | 1753.7627 | 8405.2419 | 0 | 0 | 8405.2419 | 0.001257%
2028 | 991 | 991-1206R | Tier-2 | Tier-2---4 | 4--5 | 164 | 158 | 580.6091 | 98.3% | 0.7633% | 0.9388% | 54.9847 | 0 | 0 | 54.9847 | 0 | 47.7303 | 2.0046 | 23.8105 | 47.7303 | 2.0046 | 23.8105 | 55.7972 | 2.3434 | 23.8105 | 9.47% | 0.063785 | 0.05764 | 9102.5384 | 2181.358 | 136.565 | 6784.6154 | 9119.0557 | 0 | 0 | 9119.0557 | 0.01154%
2028 | 1023 | CB 1023 | Tier-2 | Tier-2---4 | 4--5 | 78 | 55 | 374.8399 | 98.36% | 0.9442% | 0.6917% | 25.9986 | 0 | 0 | 25.9986 | 0 | 22.5685 | 0.6978 | 32.3423 | 22.5685 | 0.6978 | 32.3423 | 26.3828 | 0.81574 | 32.3423 | 6.936% | 0.082267 | 0.076466 | 4556.3931 | 688.3386 | 326.2097 | 3541.8448 | 4562.0478 | 0 | 0 | 4562.0478 | 0.005457%
2028 | 1090 | CB 1090 | Tier-2 | Tier-2---7 | 3--5 | 111 | 85 | 193.2665 | 97.29% | 1.202% | 1.508% | 14.3986 | 0 | 0 | 14.3986 | 0 | 12.4989 | 1.0784 | 11.59 | 12.4989 | 1.0784 | 11.59 | 14.6114 | 1.2607 | 11.59 | 7.45% | 0.025114 | 0.023191 | 7695.6285 | 1211.5196 | 206.2478 | 6277.8611 | 7712.9236 | 0 | 0 | 7712.9236 | 0.003022%
2028 | 1101 | CB 1101 | Tier-2 | Tier-2---9 | 4--4 | 41 | 38 | 199.93 | 98.45% | 0.8502% | 0.703% | 18.2423 | 0 | 0 | 18.2423 | 0 | 15.8355 | 0.48212 | 32.8458 | 15.8355 | 0.48212 | 32.8458 | 18.5119 | 0.5636 | 32.8458 | 9.124% | 0.091579 | 0.083091 | 2183.1518 | 318.4441 | 233.987 | 1630.7207 | 2186.6155 | 0 | 0 | 2186.6155 | 0.003829%
2028 | 1106 | CB 1106 | Tier-2 | Tier-2---7 | 4--5 | 24 | 24 | 1067.6226 | 5.884% | 94.04% | 0.07265% | 6.2814 | 0 | 0 | 6.2814 | 0 | 5.4527 | 0.30449 | 17.9073 | 5.4527 | 0.30449 | 17.9073 | 6.3742 | 0.35596 | 17.9073 | 0.5884% | 0.070774 | 0.063697 | 15084.9121 | 163.1311 | 12883.8022 | 2037.9789 | 16662.3991 | 0 | 0 | 16662.3991 | 0.001318%
2028 | 1138 | CB 1138 | Tier-2 | Tier-2---10 | 5--4 | 291 | 70 | 305.5776 | 38.78% | 59.44% | 1.777% | 2.8505 | 0 | 0 | 2.8505 | 0 | 2.4744 | 0.88811 | 2.7862 | 2.4744 | 0.88811 | 2.7862 | 2.8926 | 1.0382 | 2.7862 | 0.9328% | 0.11418 | 0.11143 | 2676.3311 | 209.1802 | 1537.4835 | 929.6674 | 2716.7161 | 0 | 0 | 2716.7161 | 0.0005983%
2028 | 1160 | CB 1160 | Tier-2 | Tier-2---22 | 4--1 | 8 | 1 | 2.3354 | 9.053% | 83.59% | 7.353% | 0.0026429 | 0 | 0 | 0.0026429 | 0 | 0.0022942 | 0.012687 | 0.18083 | 0.0022942 | 0.012687 | 0.18083 | 0.002682 | 0.014832 | 0.18083 | 0.1132% | 0.059368 | 0.058626 | 39.3377 | 0.37252 | 31.1163 | 7.8489 | 39.7905 | 0 | 0 | 39.7905 | 5.547e-07%
2028 | 1161 | CB 1161 | Tier-2 | Tier-2---20 | 4--1 | 20 | 3 | 16.2447 | 8.481% | 86.73% | 4.794% | 0.020665 | 0 | 0 | 0.020665 | 0 | 0.017938 | 0.038062 | 0.47129 | 0.017938 | 0.038062 | 0.47129 | 0.02097 | 0.044495 | 0.47129 | 0.1272% | 0.061771 | 0.060845 | 262.9824 | 2.5967 | 199.3774 | 61.0083 | 266.6476 | 0 | 0 | 266.6476 | 4.338e-06%
2028 | 1162 | CB 1162 | Tier-2 | Tier-2---18 | 4--2 | 34 | 31 | 17.3545 | 85.79% | 8.389% | 5.825% | 1.3574 | 0 | 0 | 1.3574 | 0 | 1.1783 | 0.39331 | 2.996 | 1.1783 | 0.39331 | 2.996 | 1.3775 | 0.45978 | 2.996 | 7.822% | 0.064214 | 0.058359 | 270.2621 | 35.4982 | 38.2909 | 196.4729 | 274.1159 | 0 | 0 | 274.1159 | 0.0002849%
2028 | 1166 | CB 1166 | Tier-3 | Tier-3---20 | 1--5 | 5 | 4 | 8.8101 | 98.41% | 0% | 1.594% | 0.69357 | 0 | 0 | 0.69357 | 0 | 0.60207 | 0.050749 | 11.8635 | 0.60207 | 0.050749 | 11.8635 | 0.70382 | 0.059326 | 11.8635 | 7.872% | 0.0005142 | 0.00047306 | 17133.5613 | 2694.9948 | 342.3743 | 14096.1921 | 17157.3103 | 0 | 0 | 17157.3103 | 0.0001456%
2028 | 1215 | CB 1215 | Tier-3 | Tier-3---20 | 1--5 | 3 | 3 | 3.8855 | 98.12% | 0% | 1.884% | 0.38123 | 0 | 0 | 0.38123 | 0 | 0.33093 | 0.038062 | 8.6946 | 0.33093 | 0.038062 | 8.6946 | 0.38687 | 0.044495 | 8.6946 | 9.812% | 0.0002576 | 0.00023184 | 15083.5302 | 2158.6856 | 350.5407 | 12574.3039 | 15115.1043 | 0 | 0 | 15115.1043 | 8.002e-05%
2028 | 1233 | CB 1233 | Tier-3 | Tier-3---21 | 1--4 | 3 | 2 | 0.23879 | 71.75% | 0% | 28.25% | 0.011422 | 0 | 0 | 0.011422 | 0 | 0.0099151 | 0.025375 | 0.39075 | 0.0099151 | 0.025375 | 0.39075 | 0.011591 | 0.029663 | 0.39075 | 4.783% | 0.0001248 | 0.00011648 | 1913.3707 | 200.7219 | 542.3517 | 1170.2971 | 1951.9796 | 0 | 0 | 1951.9796 | 2.398e-06%
2028 | 1234 | CB 1234 | Tier-3 | Tier-3---10 | 5--5 | 332 | 332 | 1703.5911 | 47.26% | 52.1% | 0.6391% | 80.5121 | 0 | 0 | 80.5121 | 0 | 69.8898 | 4.2122 | 16.5923 | 69.8898 | 4.2122 | 16.5923 | 81.7019 | 4.9241 | 16.5923 | 4.726% | 0.11961 | 0.10765 | 14242.4054 | 1075.4767 | 7121.7223 | 6045.2064 | 15077.0067 | 0 | 0 | 15077.0067 | 0.0169%
2028 | 1235 | CB 1235 | Tier-2 | Tier-2---6 | 4--5 | 622 | 402 | 1038.4291 | 94.32% | 4.296% | 1.381% | 63.3041 | 0 | 0 | 63.3041 | 0 | 54.9521 | 5.1003 | 10.7743 | 54.9521 | 5.1003 | 10.7743 | 64.2396 | 5.9623 | 10.7743 | 6.096% | 0.082825 | 0.077472 | 12537.6589 | 2179.7945 | 762.6013 | 9595.263 | 12586.8359 | 0 | 0 | 12586.8359 | 0.01329%
2028 | 1243 | CB 1243 | Tier-2 | Tier-2---7 | 3--5 | 116 | 106 | 199.4877 | 98.24% | 0% | 1.764% | 17.9074 | 0 | 0 | 17.9074 | 0 | 15.5448 | 1.3449 | 11.5588 | 15.5448 | 1.3449 | 11.5588 | 18.1721 | 1.5721 | 11.5588 | 8.977% | 0.019586 | 0.017796 | 10185.2188 | 1675.1434 | 207.9289 | 8302.1466 | 10203.2909 | 0 | 0 | 10203.2909 | 0.003759%
2028 | 1245 | CB 1245 | Tier-2 | Tier-2---15 | 1--5 | 9 | 9 | 16.7924 | 98.43% | 0% | 1.568% | 1.6529 | 0 | 0 | 1.6529 | 0 | 1.4348 | 0.11419 | 12.5658 | 1.4348 | 0.11419 | 12.5658 | 1.6773 | 0.13348 | 12.5658 | 9.843% | 0.001637 | 0.0014733 | 10258.0329 | 2664.8486 | 151.8636 | 7441.3207 | 10275.9011 | 0 | 0 | 10275.9011 | 0.0003469%
2028 | 1250 | CB 1250 | Tier-2 | Tier-2---4 | 4--5 | 32 | 31 | 388.8417 | 99.33% | 0.414% | 0.257% | 37.4163 | 0 | 0 | 37.4163 | 0 | 32.4798 | 0.39331 | 82.5814 | 32.4798 | 0.39331 | 82.5814 | 37.9692 | 0.45978 | 82.5814 | 9.622% | 0.088703 | 0.08011 | 4383.6458 | 676.5543 | 273.8326 | 3433.2589 | 4386.8011 | 0 | 0 | 4386.8011 | 0.007854%
2028 | 1299 | CB 1299 | Tier-2 | Tier-2---19 | 3--3 | 76 | 31 | 20.1766 | 88.04% | 0% | 11.96% | 0.72456 | 0 | 0 | 0.72456 | 0 | 0.62897 | 0.39331 | 1.5992 | 0.62897 | 0.39331 | 1.5992 | 0.73527 | 0.45978 | 1.5992 | 3.591% | 0.014997 | 0.014386 | 1345.3401 | 209.983 | 174.7231 | 960.634 | 1352.1826 | 0 | 0 | 1352.1826 | 0.0001521%
2028 | 1525 | CB 1525 | Tier-2 | Tier-2---13 | 4--4 | 184 | 8 | 193.8892 | 15.57% | 82.62% | 1.812% | 0.13122 | 0 | 0 | 0.13122 | 0 | 0.1139 | 0.1015 | 1.1222 | 0.1139 | 0.1015 | 1.1222 | 0.13316 | 0.11865 | 1.1222 | 0.06768% | 0.050512 | 0.050292 | 3838.4933 | 115.2522 | 3031.2128 | 692.0283 | 3852.6462 | 0 | 0 | 3852.6462 | 2.754e-05%
2028 | 157 | CB 157 | Tier-3 | Tier-3---21 | 1--5 | 2 | 2 | 1.2764 | 97.36% | 0% | 2.636% | 0.12427 | 0 | 0 | 0.12427 | 0 | 0.10788 | 0.025375 | 4.2514 | 0.10788 | 0.025375 | 4.2514 | 0.12611 | 0.029663 | 4.2514 | 9.736% | 0.0001334 | 0.00012006 | 9568.1185 | 1255.2912 | 1268.6255 | 7044.2018 | 9596.144 | 0 | 0 | 9596.144 | 2.609e-05%
2028 | 185 | CB 185 | Tier-2 | Tier-2---12 | 3--4 | 154 | 2 | 138.4091 | 43.72% | 54.12% | 2.153% | 0.078591 | 0 | 0 | 0.078591 | 0 | 0.068222 | 0.025375 | 2.6886 | 0.068222 | 0.025375 | 2.6886 | 0.079753 | 0.029663 | 2.6886 | 0.05678% | 0.027797 | 0.027761 | 4979.3165 | 370.0673 | 2508.501 | 2100.7482 | 4982.9606 | 0 | 0 | 4982.9606 | 1.65e-05%
2028 | 196 | CB 196 | Tier-2 | Tier-2---15 | 3--4 | 24 | 1 | 130.1585 | 2.113% | 97.57% | 0.316% | 0.011461 | 0 | 0 | 0.011461 | 0 | 0.0099487 | 0.012687 | 0.78415 | 0.0099487 | 0.012687 | 0.78415 | 0.01163 | 0.014832 | 0.78415 | 0.008805% | 0.019464 | 0.019383 | 6687.0046 | 19.3582 | 5804.1249 | 863.5215 | 6714.3924 | 0 | 0 | 6714.3924 | 2.406e-06%
2028 | 200 | CB 200 | Tier-2 | Tier-2---9 | 4--5 | 478 | 80 | 748.3334 | 16.62% | 82.09% | 1.289% | 2.0817 | 0 | 0 | 2.0817 | 0 | 1.807 | 1.015 | 1.7803 | 1.807 | 1.015 | 1.7803 | 2.1124 | 1.1865 | 1.7803 | 0.2782% | 0.060261 | 0.059252 | 12418.2035 | 230.4691 | 10130.0521 | 2057.6824 | 12594.4453 | 0 | 0 | 12594.4453 | 0.0004369%
2028 | 202 | CB 202 | Tier-2 | Tier-2---16 | 4--3 | 193 | 188 | 63.0384 | 89.89% | 0% | 10.11% | 5.5198 | 0 | 0 | 5.5198 | 0 | 4.7915 | 2.3852 | 2.0089 | 4.7915 | 2.3852 | 2.0089 | 5.6014 | 2.7883 | 2.0089 | 8.756% | 0.040966 | 0.036976 | 1538.7821 | 188.6374 | 158.7642 | 1191.3805 | 1555.5697 | 0 | 0 | 1555.5697 | 0.001159%
2028 | 203 | CB 203 | Tier-2 | Tier-2---13 | 4--4 | 233 | 109 | 187.9021 | 7.943% | 89.84% | 2.222% | 0.69818 | 0 | 0 | 0.69818 | 0 | 0.60607 | 1.3829 | 0.43825 | 0.60607 | 1.3829 | 0.43825 | 0.7085 | 1.6166 | 0.43825 | 0.3716% | 0.03541 | 0.033754 | 5306.4388 | 19.0742 | 4782.3725 | 504.9921 | 5546.1782 | 0 | 0 | 5546.1782 | 0.0001465%
2028 | 204 | CB 204 | Tier-2 | Tier-2---9 | 4--4 | 229 | 220 | 421.5291 | 52.89% | 45.23% | 1.878% | 21.4193 | 0 | 0 | 21.4193 | 0 | 18.5933 | 2.7912 | 6.6614 | 18.5933 | 2.7912 | 6.6614 | 21.7358 | 3.2629 | 6.6614 | 5.081% | 0.068524 | 0.061941 | 6151.5544 | 481.5982 | 2922.6769 | 2747.2793 | 6459.5408 | 0 | 0 | 6459.5408 | 0.004496%
2028 | 210 | CB 210 | Tier-2 | Tier-2---21 | 1--4 | 3 | 1 | 0.64036 | 88.73% | 0% | 11.27% | 0.01894 | 0 | 0 | 0.01894 | 0 | 0.016441 | 0.012687 | 1.2958 | 0.016441 | 0.012687 | 1.2958 | 0.019219 | 0.014832 | 1.2958 | 2.958% | 0.0002002 | 0.00019353 | 3198.5975 | 256.1247 | 506.3194 | 2436.1534 | 3211.0283 | 0 | 0 | 3211.0283 | 3.975e-06%
2028 | 211 | CB 211 | Tier-2 | Tier-2---21 | 1--2 | 2 | 1 | 0.036349 | 0% | 0% | 100% | 0 | 0 | 0 | 0 | 0 | 0 | 0.012687 | 0 | 0 | 0.012687 | 0 | 0 | 0.014832 | 0 | 0% | 5.02e-05 | 4.769e-05 | 724.075 | 0.56677 | 657.7348 | 65.7735 | 762.1843 | 0 | 0 | 762.1843 | 0%
2028 | 212 | CB 212 | Tier-2 | Tier-2---19 | 1--5 | 7 | 6 | 7.0048 | 97.1% | 0% | 2.901% | 0.58299 | 0 | 0 | 0.58299 | 0 | 0.50607 | 0.076124 | 6.648 | 0.50607 | 0.076124 | 6.648 | 0.5916 | 0.08899 | 6.648 | 8.323% | 0.0011646 | 0.0010648 | 6014.7386 | 501.785 | 651.8944 | 4861.0592 | 6031.099 | 0 | 0 | 6031.099 | 0.0001224%
2028 | 214 | CB 214 | Tier-3 | Tier-3---20 | 1--5 | 3 | 2 | 5.9712 | 98.85% | 0% | 1.149% | 0.3935 | 0 | 0 | 0.3935 | 0 | 0.34159 | 0.025375 | 13.4617 | 0.34159 | 0.025375 | 13.4617 | 0.39932 | 0.029663 | 13.4617 | 6.59% | 0.0002016 | 0.00018816 | 29618.8066 | 4651.1274 | 1027.6548 | 23940.0244 | 29643.1148 | 0 | 0 | 29643.1148 | 8.26e-05%
2028 | 215 | CB 215 | Tier-3 | Tier-3---20 | 1--5 | 5 | 3 | 14.3567 | 99.04% | 0% | 0.9603% | 0.85313 | 0 | 0 | 0.85313 | 0 | 0.74057 | 0.038062 | 19.457 | 0.74057 | 0.038062 | 19.457 | 0.86574 | 0.044495 | 19.457 | 5.942% | 0.0005546 | 0.00052132 | 25886.5156 | 4082.8416 | 802.2051 | 21001.4689 | 25902.3831 | 0 | 0 | 25902.3831 | 0.0001791%
2028 | 217 | CB 217 | Tier-3 | Tier-3---20 | 1--5 | 3 | 2 | 2.4839 | 96.97% | 0% | 3.031% | 0.16057 | 0 | 0 | 0.16057 | 0 | 0.13939 | 0.025375 | 5.4932 | 0.13939 | 0.025375 | 5.4932 | 0.16295 | 0.029663 | 5.4932 | 6.465% | 0.000134 | 0.00012507 | 18536.6011 | 2846.2078 | 1011.8688 | 14678.5244 | 18576.7386 | 0 | 0 | 18576.7386 | 3.37e-05%
2028 | 220 | CB 220 | Tier-3 | Tier-3---21 | 1--2 | 2 | 1 | 0.032703 | 0% | 0% | 100% | 0 | 0 | 0 | 0 | 0 | 0 | 0.012687 | 0 | 0 | 0.012687 | 0 | 0 | 0.014832 | 0 | 0% | 4.74e-05 | 4.503e-05 | 689.9372 | 0.54005 | 626.7247 | 62.6725 | 726.2497 | 0 | 0 | 726.2497 | 0%
2028 | 230 | CB 230 | Tier-2 | Tier-2---14 | 1--5 | 12 | 10 | 37.0692 | 98.96% | 0% | 1.045% | 3.0568 | 0 | 0 | 3.0568 | 0 | 2.6535 | 0.12687 | 20.9149 | 2.6535 | 0.12687 | 20.9149 | 3.102 | 0.14832 | 20.9149 | 8.246% | 0.0025822 | 0.002367 | 14355.6795 | 1973.4751 | 2354.5204 | 10027.684 | 14369.311 | 0 | 0 | 14369.311 | 0.0006416%
2028 | 231 | CB 231 | Tier-2 | Tier-2---7 | 4--5 | 260 | 174 | 416.5176 | 95.81% | 2.821% | 1.365% | 26.708 | 0 | 0 | 26.708 | 0 | 23.1842 | 2.2076 | 10.5021 | 23.1842 | 2.2076 | 10.5021 | 27.1027 | 2.5807 | 10.5021 | 6.412% | 0.037573 | 0.035058 | 11085.6737 | 1859.8233 | 754.4202 | 8471.4303 | 11118.9521 | 0 | 0 | 11118.9521 | 0.005606%
2028 | 232 | CB 232 | Tier-2 | Tier-2---7 | 4--5 | 259 | 144 | 300.2122 | 85.96% | 12.43% | 1.615% | 14.3476 | 0 | 0 | 14.3476 | 0 | 12.4546 | 1.827 | 6.8171 | 12.4546 | 1.827 | 6.8171 | 14.5596 | 2.1357 | 6.8171 | 4.779% | 0.029023 | 0.02741 | 10343.7991 | 1418.351 | 1554.0747 | 7371.3734 | 10429.3071 | 0 | 0 | 10429.3071 | 0.003012%
2028 | 233 | CB 233 | Tier-2 | Tier-2---4 | 4--5 | 613 | 396 | 763.9567 | 93.34% | 4.903% | 1.762% | 46.0626 | 0 | 0 | 46.0626 | 0 | 39.9853 | 5.0242 | 7.9586 | 39.9853 | 5.0242 | 7.9586 | 46.7433 | 5.8733 | 7.9586 | 6.029% | 0.075451 | 0.070577 | 10125.1756 | 1595.7447 | 1194.5405 | 7334.8905 | 10171.7809 | 0 | 0 | 10171.7809 | 0.009669%
2028 | 234 | CB 234 | Tier-2 | Tier-2---4 | 4--5 | 352 | 201 | 535.5214 | 93.25% | 5.438% | 1.313% | 28.515 | 0 | 0 | 28.515 | 0 | 24.7529 | 2.5501 | 9.7065 | 24.7529 | 2.5501 | 9.7065 | 28.9364 | 2.9811 | 9.7065 | 5.325% | 0.044658 | 0.042108 | 11991.611 | 2064.9333 | 958.1122 | 8968.5654 | 12040.6397 | 0 | 0 | 12040.6397 | 0.005985%
2028 | 235 | CB 235 | Tier-2 | Tier-2---12 | 1--5 | 6 | 4 | 38.9047 | 99.56% | 0% | 0.4379% | 2.5823 | 0 | 0 | 2.5823 | 0 | 2.2416 | 0.050749 | 44.1701 | 2.2416 | 0.050749 | 44.1701 | 2.6204 | 0.059326 | 44.1701 | 6.637% | 0.0007134 | 0.00066584 | 54534.1843 | 8498.6142 | 2608.9633 | 43426.6068 | 54551.2427 | 0 | 0 | 54551.2427 | 0.000542%
2028 | 236 | CB 236 | Tier-2 | Tier-2---1 | 5--5 | 337 | 161 | 1431.5889 | 79.32% | 20.27% | 0.409% | 54.2527 | 0 | 0 | 54.2527 | 0 | 47.0949 | 2.0427 | 23.0557 | 47.0949 | 2.0427 | 23.0557 | 55.0544 | 2.3879 | 23.0557 | 3.79% | 0.1419 | 0.13512 | 10088.9585 | 1415.4843 | 1966.6729 | 6706.8012 | 10193.6136 | 0 | 0 | 10193.6136 | 0.01139%
2028 | 237 | CB 237 | Tier-2 | Tier-2---8 | 5--5 | 41 | 14 | 185.7066 | 94.91% | 4.738% | 0.3556% | 6.0182 | 0 | 0 | 6.0182 | 0 | 5.2242 | 0.17762 | 29.4119 | 5.2242 | 0.17762 | 29.4119 | 6.1072 | 0.20764 | 29.4119 | 3.241% | 0.10923 | 0.1055 | 1700.183 | 298.8503 | 101.9614 | 1299.3713 | 1703.2445 | 0 | 0 | 1703.2445 | 0.001263%
2028 | 239 | CB 239 | Tier-3 | Tier-3---20 | 1--5 | 2 | 1 | 1.953 | 98.06% | 0% | 1.937% | 0.09576 | 0 | 0 | 0.09576 | 0 | 0.083126 | 0.012687 | 6.5519 | 0.083126 | 0.012687 | 6.5519 | 0.097175 | 0.014832 | 6.5519 | 4.903% | 0.0001826 | 0.00017347 | 10695.6635 | 1375.739 | 1867.4317 | 7452.4928 | 10706.5678 | 0 | 0 | 10706.5678 | 2.01e-05%
2028 | 240 | CB 240 | Tier-2 | Tier-2---9 | 4--5 | 238 | 114 | 222.9994 | 87.14% | 10.79% | 2.065% | 9.3079 | 0 | 0 | 9.3079 | 0 | 8.0798 | 1.4464 | 5.5863 | 8.0798 | 1.4464 | 5.5863 | 9.4454 | 1.6908 | 5.5863 | 4.174% | 0.048511 | 0.046187 | 4596.922 | 825.8016 | 739.2506 | 3031.8699 | 4626.6627 | 0 | 0 | 4626.6627 | 0.001954%
2028 | 242 | CB 242 | Tier-2 | Tier-2---11 | 5--3 | 87 | 35 | 207.8863 | 31.82% | 66.99% | 1.182% | 2.6615 | 0 | 0 | 2.6615 | 0 | 2.3103 | 0.44406 | 5.2028 | 2.3103 | 0.44406 | 5.2028 | 2.7008 | 0.51911 | 5.2028 | 1.28% | 0.1014 | 0.097325 | 2050.064 | 80.1099 | 1437.2921 | 532.662 | 2108.6486 | 0 | 0 | 2108.6486 | 0.0005586%
2028 | 244 | CB 244 | Tier-2 | Tier-2---14 | 4--4 | 197 | 16 | 218.1664 | 17.26% | 81.28% | 1.461% | 0.30587 | 0 | 0 | 0.30587 | 0 | 0.26551 | 0.203 | 1.308 | 0.26551 | 0.203 | 1.308 | 0.31039 | 0.23731 | 1.308 | 0.1402% | 0.040668 | 0.040338 | 5364.5179 | 74.3952 | 4565.48 | 724.6427 | 5400.8618 | 0 | 0 | 5400.8618 | 6.42e-05%
2028 | 246 | CB 246 | Tier-2 | Tier-2---7 | 4--5 | 303 | 180 | 397.8494 | 64.68% | 33.47% | 1.858% | 15.2857 | 0 | 0 | 15.2857 | 0 | 13.269 | 2.2837 | 5.8103 | 13.269 | 2.2837 | 5.8103 | 15.5116 | 2.6697 | 5.8103 | 3.842% | 0.066431 | 0.062485 | 5988.8765 | 880.2356 | 2229.0372 | 2879.6037 | 6122.4907 | 0 | 0 | 6122.4907 | 0.003208%
2028 | 247 | CB 247 | Tier-2 | Tier-2---12 | 4--4 | 90 | 29 | 172.2064 | 35.95% | 62.53% | 1.527% | 1.9947 | 0 | 0 | 1.9947 | 0 | 1.7315 | 0.36793 | 4.706 | 1.7315 | 0.36793 | 4.706 | 2.0241 | 0.43012 | 4.706 | 1.158% | 0.038566 | 0.037324 | 4465.2144 | 298.159 | 2868.7773 | 1298.2781 | 4560.4413 | 0 | 0 | 4560.4413 | 0.0004187%
2028 | 248 | CB 248 | Tier-2 | Tier-2---9 | 3--5 | 136 | 62 | 152.3893 | 96.93% | 0% | 3.073% | 6.7337 | 0 | 0 | 6.7337 | 0 | 5.8453 | 0.78661 | 7.4309 | 5.8453 | 0.78661 | 7.4309 | 6.8332 | 0.91956 | 7.4309 | 4.419% | 0.01881 | 0.017953 | 8101.4189 | 1342.8535 | 227.2912 | 6531.2742 | 8113.3105 | 0 | 0 | 8113.3105 | 0.001413%
2028 | 249 | CB 249 | Tier-3 | Tier-3---16 | 4--4 | 101 | 65 | 160.495 | 85.08% | 13.47% | 1.449% | 8.7877 | 0 | 0 | 8.7877 | 0 | 7.6283 | 0.82467 | 9.25 | 7.6283 | 0.82467 | 9.25 | 8.9175 | 0.96405 | 9.25 | 5.475% | 0.05906 | 0.055259 | 2717.4811 | 349.6551 | 457.423 | 1910.4031 | 2745.3718 | 0 | 0 | 2745.3718 | 0.001845%
2028 | 280 | CB 280 | Tier-2 | Tier-2---14 | 4--4 | 108 | 32 | 274.2011 | 7.05% | 92.04% | 0.912% | 0.57274 | 0 | 0 | 0.57274 | 0 | 0.49717 | 0.40599 | 1.2246 | 0.49717 | 0.40599 | 1.2246 | 0.5812 | 0.47461 | 1.2246 | 0.2089% | 0.042409 | 0.041153 | 6465.5727 | 45.4317 | 5724.1115 | 696.0295 | 6649.0775 | 0 | 0 | 6649.0775 | 0.0001202%
2028 | 283 | CB 283 | Tier-3 | Tier-3---21 | 1--5 | 2 | 2 | 0.8046 | 95.71% | 0% | 4.291% | 0.077008 | 0 | 0 | 0.077008 | 0 | 0.066848 | 0.025375 | 2.6344 | 0.066848 | 0.025375 | 2.6344 | 0.078146 | 0.029663 | 2.6344 | 9.571% | 7.6e-05 | 6.84e-05 | 10586.8728 | 1573.2738 | 728.9421 | 8284.6569 | 10637.3497 | 0 | 0 | 10637.3497 | 1.616e-05%
2028 | 292 | CB 292 | Tier-2 | Tier-2---18 | 4--3 | 17 | 13 | 47.5044 | 34.5% | 64.33% | 1.17% | 1.2534 | 0 | 0 | 1.2534 | 0 | 1.0881 | 0.16493 | 6.5969 | 1.0881 | 0.16493 | 6.5969 | 1.272 | 0.19281 | 6.5969 | 2.639% | 0.048129 | 0.044449 | 987.0231 | 50.0827 | 552.1658 | 384.7746 | 1040.5515 | 0 | 0 | 1040.5515 | 0.0002631%
2028 | 315 | CB 315 | Tier-2 | Tier-2---19 | 1--4 | 21 | 1 | 5.1424 | 94.4% | 0% | 5.599% | 0.023117 | 0 | 0 | 0.023117 | 0 | 0.020067 | 0.012687 | 1.5816 | 0.020067 | 0.012687 | 1.5816 | 0.023458 | 0.014832 | 1.5816 | 0.4495% | 0.0017586 | 0.0017502 | 2924.1607 | 267.0973 | 1290.9222 | 1366.1411 | 2924.9441 | 0 | 0 | 2924.9441 | 4.852e-06%
2028 | 327 | CB 327 | Tier-3 | Tier-3---16 | 4--5 | 22 | 21 | 193.645 | 98.47% | 1.165% | 0.3624% | 18.202 | 0 | 0 | 18.202 | 0 | 15.8005 | 0.26643 | 59.3038 | 15.8005 | 0.26643 | 59.3038 | 18.471 | 0.31146 | 59.3038 | 9.4% | 0.076966 | 0.06962 | 2515.9681 | 429.9476 | 31.582 | 2054.4384 | 2520.0235 | 0 | 0 | 2520.0235 | 0.003821%
2028 | 329 | CB 329 | Tier-2 | Tier-2---14 | 3--4 | 34 | 8 | 65.8898 | 89.85% | 8.372% | 1.777% | 1.393 | 0 | 0 | 1.393 | 0 | 1.2092 | 0.1015 | 11.9136 | 1.2092 | 0.1015 | 11.9136 | 1.4136 | 0.11865 | 11.9136 | 2.114% | 0.026212 | 0.025596 | 2513.6892 | 282.0394 | 739.5173 | 1492.1325 | 2519.8368 | 0 | 0 | 2519.8368 | 0.0002924%
2028 | 330 | CB 330 | Tier-2 | Tier-2---16 | 4--3 | 156 | 73 | 120.677 | 32.91% | 64.46% | 2.626% | 1.8585 | 0 | 0 | 1.8585 | 0 | 1.6133 | 0.92617 | 1.7419 | 1.6133 | 0.92617 | 1.7419 | 1.886 | 1.0827 | 1.7419 | 1.54% | 0.029702 | 0.028312 | 4062.9261 | 7.6233 | 3748.7743 | 306.5286 | 4196.7393 | 0 | 0 | 4196.7393 | 0.0003901%
2028 | 331 | CB 331 | Tier-2 | Tier-2---14 | 2--5 | 48 | 25 | 85.8116 | 98.16% | 0% | 1.839% | 4.3872 | 0 | 0 | 4.3872 | 0 | 3.8083 | 0.31718 | 12.0068 | 3.8083 | 0.31718 | 12.0068 | 4.452 | 0.37079 | 12.0068 | 5.113% | 0.010352 | 0.0098128 | 8289.3738 | 853.0321 | 3055.5825 | 4380.7593 | 8297.7504 | 0 | 0 | 8297.7504 | 0.0009209%
2028 | 350 | CB 350 | Tier-2 | Tier-2---15 | 1--5 | 4 | 1 | 13.015 | 99.22% | 0% | 0.7827% | 0.32283 | 0 | 0 | 0.32283 | 0 | 0.28024 | 0.012687 | 22.088 | 0.28024 | 0.012687 | 22.088 | 0.3276 | 0.014832 | 22.088 | 2.48% | 0.0004644 | 0.00045279 | 28025.4905 | 4248.3953 | 2001.1403 | 21775.9549 | 28031.1153 | 0 | 0 | 28031.1153 | 6.776e-05%
2028 | 351 | CB 351 | Tier-2 | Tier-2---3 | 5--5 | 154 | 110 | 1226.0332 | 96.06% | 3.555% | 0.3808% | 84.1267 | 0 | 0 | 84.1267 | 0 | 73.0274 | 1.3956 | 52.3268 | 73.0274 | 1.3956 | 52.3268 | 85.3699 | 1.6315 | 52.3268 | 6.862% | 0.12463 | 0.11573 | 9837.0052 | 2175.7089 | 389.2547 | 7272.0416 | 9866.7905 | 0 | 0 | 9866.7905 | 0.01766%
2028 | 352 | CB 352 | Tier-2 | Tier-2---18 | 4--2 | 5 | 4 | 9.3178 | 92.82% | 5.766% | 1.417% | 0.69187 | 0 | 0 | 0.69187 | 0 | 0.60059 | 0.050749 | 11.8345 | 0.60059 | 0.050749 | 11.8345 | 0.7021 | 0.059326 | 11.8345 | 7.425% | 0.066856 | 0.061507 | 139.3709 | 20.9143 | 9.4564 | 109.0003 | 140.2415 | 0 | 0 | 140.2415 | 0.0001452%
2028 | 353 | CB 353 | Tier-2 | Tier-2---19 | 1--5 | 4 | 1 | 1.2114 | 91.46% | 0% | 8.541% | 0.027698 | 0 | 0 | 0.027698 | 0 | 0.024044 | 0.012687 | 1.8951 | 0.024044 | 0.012687 | 1.8951 | 0.028107 | 0.014832 | 1.8951 | 2.286% | 0.0001926 | 0.00018778 | 6289.6304 | 841.6188 | 1074.3724 | 4373.6392 | 6303.4042 | 0 | 0 | 6303.4042 | 5.814e-06%
2028 | 354 | CB 354 | Tier-2 | Tier-2---19 | 1--5 | 3 | 2 | 1.802 | 96.49% | 0% | 3.514% | 0.11591 | 0 | 0 | 0.11591 | 0 | 0.10062 | 0.025375 | 3.9654 | 0.10062 | 0.025375 | 3.9654 | 0.11763 | 0.029663 | 3.9654 | 6.432% | 0.0002126 | 0.00019843 | 8476.0152 | 1131.4967 | 1490.9323 | 5853.5862 | 8497.2882 | 0 | 0 | 8497.2882 | 2.433e-05%
2028 | 355 | CB 355 | Tier-2 | Tier-2---3 | 5--5 | 302 | 168 | 1277.9843 | 89.96% | 9.576% | 0.4654% | 63.9543 | 0 | 0 | 63.9543 | 0 | 55.5165 | 2.1315 | 26.0462 | 55.5165 | 2.1315 | 26.0462 | 64.8994 | 2.4917 | 26.0462 | 5.004% | 0.1048 | 0.098973 | 12194.1112 | 2321.0506 | 1198.9562 | 8674.1044 | 12266.2409 | 0 | 0 | 12266.2409 | 0.01342%
2028 | 356 | CB 356 | Tier-2 | Tier-2---19 | 1--5 | 3 | 2 | 1.0316 | 94.21% | 0% | 5.788% | 0.064794 | 0 | 0 | 0.064794 | 0 | 0.056245 | 0.025375 | 2.2166 | 0.056245 | 0.025375 | 2.2166 | 0.065751 | 0.029663 | 2.2166 | 6.281% | 0.0001262 | 0.00011779 | 8174.5031 | 1142.3903 | 1177.2898 | 5854.823 | 8208.3014 | 0 | 0 | 8208.3014 | 1.36e-05%
2028 | 357 | CB 357 | Tier-3 | Tier-3---10 | 5--5 | 162 | 106 | 902.4975 | 73.58% | 26.03% | 0.3952% | 43.449 | 0 | 0 | 43.449 | 0 | 37.7165 | 1.3449 | 28.0451 | 37.7165 | 1.3449 | 28.0451 | 44.0911 | 1.5721 | 28.0451 | 4.814% | 0.12773 | 0.11937 | 7065.5334 | 866.3454 | 1820.4674 | 4378.7206 | 7196.2423 | 0 | 0 | 7196.2423 | 0.00912%
2028 | 358 | CB 358 | Tier-3 | Tier-3---15 | 5--4 | 21 | 6 | 699.283 | 2.295% | 97.69% | 0.01935% | 0.45861 | 0 | 0 | 0.45861 | 0 | 0.3981 | 0.076124 | 5.2297 | 0.3981 | 0.076124 | 5.2297 | 0.46538 | 0.08899 | 5.2297 | 0.06558% | 0.1387 | 0.13474 | 5041.5636 | 26.6978 | 4414.3494 | 600.5164 | 5186.4413 | 0 | 0 | 5186.4413 | 9.626e-05%
2028 | 396 | CB 396 | Tier-2 | Tier-2---11 | 5--4 | 145 | 5 | 591.9026 | 5.239% | 94.32% | 0.4451% | 0.10694 | 0 | 0 | 0.10694 | 0 | 0.092827 | 0.063436 | 1.4633 | 0.092827 | 0.063436 | 1.4633 | 0.10852 | 0.074158 | 1.4633 | 0.01807% | 0.10036 | 0.10001 | 5897.7936 | 58.5391 | 5103.2719 | 735.9827 | 5917.132 | 0 | 0 | 5917.132 | 2.245e-05%
2028 | 441 | CB 441 | Tier-3 | Tier-3---15 | 5--3 | 94 | 87 | 331.3843 | 80.16% | 18.98% | 0.8593% | 24.5851 | 0 | 0 | 24.5851 | 0 | 21.3415 | 1.1038 | 19.3347 | 21.3415 | 1.1038 | 19.3347 | 24.9484 | 1.2903 | 19.3347 | 7.419% | 0.54555 | 0.49505 | 607.4359 | 49.8353 | 106.5497 | 451.0509 | 619.7286 | 0 | 0 | 619.7286 | 0.00516%
2028 | 443 | CB 443 | Tier-2 | Tier-2---17 | 2--4 | 36 | 22 | 20.1638 | 94.45% | 0% | 5.554% | 1.1638 | 0 | 0 | 1.1638 | 0 | 1.0102 | 0.27912 | 3.6194 | 1.0102 | 0.27912 | 3.6194 | 1.181 | 0.32629 | 3.6194 | 5.772% | 0.007405 | 0.0069525 | 2722.9916 | 539.7491 | 142.9952 | 2040.2473 | 2732.8361 | 0 | 0 | 2732.8361 | 0.0002443%
2028 | 444 | CB 444 | Tier-2 | Tier-2---16 | 4--2 | 17 | 15 | 29.6249 | 91.02% | 7.551% | 1.432% | 2.3791 | 0 | 0 | 2.3791 | 0 | 2.0653 | 0.19031 | 10.8521 | 2.0653 | 0.19031 | 10.8521 | 2.4143 | 0.22247 | 10.8521 | 8.031% | 0.081621 | 0.074419 | 362.9586 | 45.1173 | 37.8839 | 279.9573 | 366.1139 | 0 | 0 | 366.1139 | 0.0004994%
2028 | 449 | CB 449 | Tier-3 | Tier-3---20 | 1--5 | 5 | 3 | 1.6713 | 91.87% | 0% | 8.133% | 0.092122 | 0 | 0 | 0.092122 | 0 | 0.079968 | 0.038062 | 2.101 | 0.079968 | 0.038062 | 2.101 | 0.093483 | 0.044495 | 2.101 | 5.512% | 0.0002642 | 0.00024835 | 6325.8072 | 811.4627 | 611.2056 | 4903.1389 | 6358.6448 | 0 | 0 | 6358.6448 | 1.934e-05%
2028 | 461 | CB 461 | Tier-2 | Tier-2---15 | 2--4 | 36 | 27 | 41.2423 | 96.76% | 0% | 3.245% | 2.9928 | 0 | 0 | 2.9928 | 0 | 2.598 | 0.34256 | 7.584 | 2.598 | 0.34256 | 7.584 | 3.037 | 0.40045 | 7.584 | 7.257% | 0.0097562 | 0.0090245 | 4227.2887 | 696.6246 | 1534.0336 | 1996.6306 | 4238.4098 | 0 | 0 | 4238.4098 | 0.0006282%
2028 | 470 | CB 470 | Tier-2 | Tier-2---6 | 5--5 | 381 | 48 | 1121.5891 | 72.77% | 26.47% | 0.763% | 10.2827 | 0 | 0 | 10.2827 | 0 | 8.926 | 0.60899 | 14.6571 | 8.926 | 0.60899 | 14.6571 | 10.4346 | 0.71192 | 14.6571 | 0.9168% | 0.114 | 0.11256 | 9838.8116 | 1666.77 | 2557.3386 | 5614.703 | 9872.994 | 0 | 0 | 9872.994 | 0.002158%
2028 | 499 | CB 499 | Tier-2 | Tier-2---19 | 2--3 | 31 | 6 | 12.7092 | 92.01% | 0% | 7.988% | 0.22634 | 0 | 0 | 0.22634 | 0 | 0.19647 | 0.076124 | 2.581 | 0.19647 | 0.076124 | 2.581 | 0.22968 | 0.08899 | 2.581 | 1.781% | 0.00687 | 0.006737 | 1849.953 | 152.4302 | 848.7409 | 848.782 | 1852.8695 | 0 | 0 | 1852.8695 | 4.751e-05%
2028 | 520 | CB 520 | Tier-2 | Tier-2---21 | 1--5 | 2 | 2 | 0.50118 | 92.64% | 0% | 7.355% | 0.046431 | 0 | 0 | 0.046431 | 0 | 0.040305 | 0.025375 | 1.5884 | 0.040305 | 0.025375 | 1.5884 | 0.047118 | 0.029663 | 1.5884 | 9.264% | 7.36e-05 | 6.624e-05 | 6809.4677 | 1224.7725 | 1893.3117 | 3691.3835 | 6865.1181 | 0 | 0 | 6865.1181 | 9.746e-06%
2028 | 521 | CB 521 | Tier-2 | Tier-2---20 | 3--1 | 14 | 11 | 11.4145 | 12.51% | 85.49% | 2% | 0.11217 | 0 | 0 | 0.11217 | 0 | 0.097373 | 0.13956 | 0.69771 | 0.097373 | 0.13956 | 0.69771 | 0.11383 | 0.16315 | 0.69771 | 0.9827% | 0.025917 | 0.02388 | 440.4321 | 3.6709 | 389.1723 | 47.5888 | 473.291 | 0 | 0 | 473.291 | 2.355e-05%
2028 | 522 | CB 522 | Tier-2 | Tier-2---9 | 4--5 | 253 | 129 | 287.6477 | 61.65% | 36.8% | 1.551% | 9.0425 | 0 | 0 | 9.0425 | 0 | 7.8494 | 1.6367 | 4.796 | 7.8494 | 1.6367 | 4.796 | 9.1761 | 1.9133 | 4.796 | 3.144% | 0.049006 | 0.046507 | 5869.6662 | 552.6079 | 2337.7067 | 2979.3516 | 5990.5975 | 0 | 0 | 5990.5975 | 0.001898%
2028 | 523 | CB 523 | Tier-2 | Tier-2---13 | 4--4 | 259 | 126 | 222.6972 | 15.76% | 82.25% | 1.985% | 1.7076 | 0 | 0 | 1.7076 | 0 | 1.4823 | 1.5986 | 0.92727 | 1.4823 | 1.5986 | 0.92727 | 1.7329 | 1.8688 | 0.92727 | 0.7668% | 0.044603 | 0.042433 | 4992.8754 | 164.6768 | 3992.464 | 835.7347 | 5207.9501 | 0 | 0 | 5207.9501 | 0.0003584%
2028 | 524 | CB 524 | Tier-3 | Tier-3---17 | 3--5 | 90 | 12 | 116.6365 | 76.81% | 21.38% | 1.816% | 1.1945 | 0 | 0 | 1.1945 | 0 | 1.0369 | 0.15225 | 6.8104 | 1.0369 | 0.15225 | 6.8104 | 1.2121 | 0.17798 | 6.8104 | 1.024% | 0.018139 | 0.017897 | 6430.2901 | 828.1118 | 2267.5068 | 3334.6715 | 6450.4443 | 0 | 0 | 6450.4443 | 0.0002507%
2028 | 533 | CB 533 | Tier-2 | Tier-2---20 | 4--1 | 14 | 1 | 10.3489 | 2.922% | 94.16% | 2.918% | 0.0021601 | 0 | 0 | 0.0021601 | 0 | 0.0018751 | 0.012687 | 0.1478 | 0.0018751 | 0.012687 | 0.1478 | 0.0021921 | 0.014832 | 0.1478 | 0.02087% | 0.06013 | 0.059701 | 172.1074 | 1.1447 | 134.3385 | 36.6243 | 173.3094 | 0 | 0 | 173.3094 | 4.534e-07%
2028 | 534 | CB 534 | Tier-2 | Tier-2---21 | 4--1 | 12 | 6 | 4.9029 | 19.37% | 69.23% | 11.4% | 0.047478 | 0 | 0 | 0.047478 | 0 | 0.041214 | 0.076124 | 0.54141 | 0.041214 | 0.076124 | 0.54141 | 0.04818 | 0.08899 | 0.54141 | 0.9684% | 0.060541 | 0.057514 | 80.9852 | 1.7721 | 56.9489 | 22.2642 | 84.4221 | 0 | 0 | 84.4221 | 9.966e-06%
2028 | 535 | CB 535 | Tier-2 | Tier-2---16 | 4--3 | 10 | 5 | 106.4965 | 2.067% | 97.63% | 0.3001% | 0.11007 | 0 | 0 | 0.11007 | 0 | 0.09555 | 0.063436 | 1.5062 | 0.09555 | 0.063436 | 1.5062 | 0.1117 | 0.074158 | 1.5062 | 0.1034% | 0.059698 | 0.056713 | 1783.9201 | 7.5184 | 1394.7698 | 381.6318 | 1875.8698 | 0 | 0 | 1875.8698 | 2.31e-05%
2028 | 536 | CB 536 | Tier-2 | Tier-2---18 | 4--2 | 39 | 33 | 21.8677 | 42.26% | 53.34% | 4.392% | 0.78205 | 0 | 0 | 0.78205 | 0 | 0.67887 | 0.41868 | 1.6214 | 0.67887 | 0.41868 | 1.6214 | 0.7936 | 0.48944 | 1.6214 | 3.576% | 0.063476 | 0.058105 | 344.504 | 23.2544 | 160.0251 | 161.2245 | 362.8897 | 0 | 0 | 362.8897 | 0.0001642%
2028 | 540 | CB 540 | Tier-2 | Tier-2---17 | 1--5 | 16 | 5 | 18.5654 | 97.32% | 0% | 2.676% | 0.56464 | 0 | 0 | 0.56464 | 0 | 0.49015 | 0.063436 | 7.7266 | 0.49015 | 0.063436 | 7.7266 | 0.57299 | 0.074158 | 7.7266 | 3.041% | 0.0036022 | 0.0034896 | 5153.9037 | 633.0265 | 1280.5124 | 3240.3647 | 5158.3523 | 0 | 0 | 5158.3523 | 0.0001185%
2028 | 542 | CB 542 | Tier-2 | Tier-2---9 | 4--5 | 43 | 35 | 175.7332 | 76% | 23.31% | 0.6907% | 10.871 | 0 | 0 | 10.871 | 0 | 9.4367 | 0.44406 | 21.2512 | 9.4367 | 0.44406 | 21.2512 | 11.0316 | 0.51911 | 21.2512 | 6.186% | 0.053515 | 0.049159 | 3283.8373 | 324.6387 | 1232.8957 | 1726.3029 | 3353.6702 | 0 | 0 | 3353.6702 | 0.002282%
2028 | 576 | CB 576 | Tier-2 | Tier-2---12 | 4--4 | 19 | 13 | 131.3157 | 32.74% | 66.81% | 0.4539% | 2.9416 | 0 | 0 | 2.9416 | 0 | 2.5535 | 0.16493 | 15.4818 | 2.5535 | 0.16493 | 15.4818 | 2.9851 | 0.19281 | 15.4818 | 2.24% | 0.047237 | 0.044005 | 2779.9099 | 133.7981 | 1808.4788 | 837.633 | 2917.238 | 0 | 0 | 2917.238 | 0.0006174%
2028 | 599 | CB 599 | Tier-2 | Tier-2---4 | 4--5 | 369 | 262 | 599.9379 | 98.66% | 0% | 1.337% | 42.0275 | 0 | 0 | 42.0275 | 0 | 36.4826 | 3.3241 | 10.9753 | 36.4826 | 3.3241 | 10.9753 | 42.6486 | 3.8859 | 10.9753 | 7.005% | 0.043095 | 0.040035 | 13921.4169 | 2931.9396 | 582.1864 | 10407.2909 | 13935.6466 | 0 | 0 | 13935.6466 | 0.008822%
2028 | 67 | CB 67 | Tier-3 | Tier-3---20 | 1--5 | 3 | 2 | 2.38 | 96.87% | 0% | 3.131% | 0.1537 | 0 | 0 | 0.1537 | 0 | 0.13342 | 0.025375 | 5.2581 | 0.13342 | 0.025375 | 5.2581 | 0.15597 | 0.029663 | 5.2581 | 6.458% | 0.0002312 | 0.00021579 | 10294.281 | 1439.5269 | 844.8507 | 8009.9033 | 10317.3 | 0 | 0 | 10317.3 | 3.226e-05%
2028 | 776 | CB 776 | Tier-2 | Tier-2---18 | 3--3 | 53 | 53 | 19.7396 | 79.97% | 11.02% | 9.01% | 1.5787 | 0 | 0 | 1.5787 | 0 | 1.3704 | 0.67243 | 2.038 | 1.3704 | 0.67243 | 2.038 | 1.602 | 0.78607 | 2.038 | 7.997% | 0.014982 | 0.013484 | 1317.5724 | 201.6613 | 223.1115 | 892.7996 | 1346.8901 | 0 | 0 | 1346.8901 | 0.0003314%
2028 | 78 | CB 78 | Tier-3 | Tier-3---20 | 1--5 | 4 | 3 | 2.8323 | 96.15% | 0% | 3.85% | 0.20425 | 0 | 0 | 0.20425 | 0 | 0.1773 | 0.038062 | 4.6582 | 0.1773 | 0.038062 | 4.6582 | 0.20727 | 0.044495 | 4.6582 | 7.211% | 0.0002122 | 0.00019629 | 13347.4872 | 2034.5577 | 528.8363 | 10784.0932 | 13389.1481 | 0 | 0 | 13389.1481 | 4.287e-05%
2028 | 788 | CB 788 | Tier-2 | Tier-2---2 | 5--5 | 708 | 24 | 1509.6378 | 72.67% | 26.38% | 0.9544% | 3.7186 | 0 | 0 | 3.7186 | 0 | 3.228 | 0.30449 | 10.6011 | 3.228 | 0.30449 | 10.6011 | 3.7735 | 0.35596 | 10.6011 | 0.2463% | 0.14181 | 0.14133 | 10645.451 | 1766.7834 | 2805.5671 | 6073.1005 | 10655.3486 | 0 | 0 | 10655.3486 | 0.0007805%
2028 | 835 | CB 835 | Tier-2 | Tier-2---17 | 1--5 | 12 | 8 | 10.4449 | 97.71% | 0% | 2.289% | 0.68039 | 0 | 0 | 0.68039 | 0 | 0.59062 | 0.1015 | 5.819 | 0.59062 | 0.1015 | 5.819 | 0.69044 | 0.11865 | 5.819 | 6.514% | 0.0017112 | 0.0015971 | 6103.8249 | 1270.1971 | 131.1199 | 4702.5079 | 6113.8025 | 0 | 0 | 6113.8025 | 0.0001428%
2028 | 907 | CB 907 | Tier-3 | Tier-3---13 | 3--5 | 51 | 39 | 230.3059 | 98.07% | 1.485% | 0.4463% | 17.2716 | 0 | 0 | 17.2716 | 0 | 14.9928 | 0.4948 | 30.3006 | 14.9928 | 0.4948 | 30.3006 | 17.5268 | 0.57843 | 30.3006 | 7.499% | 0.023668 | 0.021858 | 9730.5209 | 1957.65 | 164.6441 | 7608.2269 | 9746.0783 | 0 | 0 | 9746.0783 | 0.003625%
2028 | 91 | CB 91 | Tier-2 | Tier-2---12 | 3--5 | 68 | 30 | 89.8564 | 75.83% | 22.36% | 1.818% | 3.0059 | 0 | 0 | 3.0059 | 0 | 2.6094 | 0.38062 | 6.8556 | 2.6094 | 0.38062 | 6.8556 | 3.0504 | 0.44495 | 6.8556 | 3.345% | 0.015476 | 0.014793 | 5806.255 | 775.6182 | 1813.9846 | 3216.6522 | 5871.0364 | 0 | 0 | 5871.0364 | 0.0006309%
2028 | 928 | CB 928 | Tier-2 | Tier-2---7 | 4--5 | 62 | 53 | 505.3794 | 35.21% | 64.4% | 0.3975% | 15.2095 | 0 | 0 | 15.2095 | 0 | 13.2028 | 0.67243 | 19.6346 | 13.2028 | 0.67243 | 19.6346 | 15.4343 | 0.78607 | 19.6346 | 3.01% | 0.057199 | 0.052309 | 8835.5199 | 595.4493 | 5398.0775 | 2841.9931 | 9370.6526 | 0 | 0 | 9370.6526 | 0.003192%
2028 | 970 | CB 970 | Tier-2 | Tier-2---14 | 1--5 | 4 | 3 | 22.122 | 99.63% | 0% | 0.3731% | 1.653 | 0 | 0 | 1.653 | 0 | 1.4349 | 0.038062 | 37.6985 | 1.4349 | 0.038062 | 37.6985 | 1.6774 | 0.044495 | 37.6985 | 7.472% | 0.00034 | 0.0003145 | 65064.7285 | 10349.1227 | 1856.0637 | 52859.5421 | 65084.4133 | 0 | 0 | 65084.4133 | 0.000347%
2028 | 971 | CB 971 | Tier-2 | Tier-2---3 | 5--5 | 167 | 114 | 1052.4948 | 94.77% | 4.863% | 0.3691% | 68.0882 | 0 | 0 | 68.0882 | 0 | 59.105 | 1.4464 | 40.8649 | 59.105 | 1.4464 | 40.8649 | 69.0944 | 1.6908 | 40.8649 | 6.469% | 0.12528 | 0.11672 | 8401.3813 | 1359.4082 | 538.7088 | 6503.2643 | 8433.5835 | 0 | 0 | 8433.5835 | 0.01429%
2028 | 973 | CB 973 | Tier-2 | Tier-2---14 | 1--5 | 7 | 4 | 27.7114 | 99.25% | 0% | 0.7494% | 1.5716 | 0 | 0 | 1.5716 | 0 | 1.3643 | 0.050749 | 26.883 | 1.3643 | 0.050749 | 26.883 | 1.5949 | 0.059326 | 26.883 | 5.671% | 0.000676 | 0.00063737 | 40993.2566 | 6491.547 | 1311.4323 | 33190.2773 | 41011.8741 | 0 | 0 | 41011.8741 | 0.0003299%
2028 | 974 | CB 974 | Tier-2 | Tier-2---12 | 1--5 | 7 | 5 | 28.6559 | 99.26% | 0% | 0.7399% | 2.0317 | 0 | 0 | 2.0317 | 0 | 1.7637 | 0.063436 | 27.8019 | 1.7637 | 0.063436 | 27.8019 | 2.0617 | 0.074158 | 27.8019 | 7.09% | 0.0006326 | 0.00058741 | 45298.5797 | 7319.2756 | 540.0082 | 37439.2958 | 45324.3609 | 0 | 0 | 45324.3609 | 0.0004265%
2028 | 975 | CB 975 | Tier-3 | Tier-3---16 | 5--4 | 11 | 8 | 120.9969 | 94.86% | 4.853% | 0.2849% | 8.3477 | 0 | 0 | 8.3477 | 0 | 7.2463 | 0.1015 | 71.3936 | 7.2463 | 0.1015 | 71.3936 | 8.471 | 0.11865 | 71.3936 | 6.899% | 0.10726 | 0.099458 | 1128.0883 | 171.5054 | 73.8837 | 882.6993 | 1132.634 | 0 | 0 | 1132.634 | 0.001752%
2028 | 980 | CB 980 | Tier-2 | Tier-2---12 | 2--5 | 35 | 24 | 71.0483 | 98.38% | 0% | 1.619% | 4.793 | 0 | 0 | 4.793 | 0 | 4.1607 | 0.30449 | 13.6641 | 4.1607 | 0.30449 | 13.6641 | 4.8638 | 0.35596 | 13.6641 | 6.746% | 0.0069124 | 0.0064384 | 10278.3875 | 4306.656 | 761.4547 | 5210.2768 | 10290.6371 | 0 | 0 | 10290.6371 | 0.001006%
2028 | 981 | CB 981 | Tier-2 | Tier-2---15 | 1--5 | 14 | 11 | 31.4522 | 98.54% | 0% | 1.457% | 2.4352 | 0 | 0 | 2.4352 | 0 | 2.1139 | 0.13956 | 15.1472 | 2.1139 | 0.13956 | 15.1472 | 2.4712 | 0.16315 | 15.1472 | 7.743% | 0.0030076 | 0.0027713 | 10457.5682 | 1238.1114 | 2911.2172 | 6308.2397 | 10470.5612 | 0 | 0 | 10470.5612 | 0.0005112%
2028 | 982 | CB 982 | Tier-2 | Not Applicable | Not Applicable | 1 | 1 | 0 | 0% | 0% | 0% | 0 | 0 | 0 | 0 | 0 | 0 | 0.012687 | 0 | 0 | 0.012687 | 0 | 0 | 0.014832 | 0 | 0% | 0 | 0 | 0 | 0 | 0 | 0 | 0 | 0 | 0 | 0 | 0%
2028 | CTL1 | CB CTL1 | Tier-3 | Tier-3---19 | 5--1 | 6 | 2 | 6.7195 | 60.86% | 38.02% | 1.116% | 0.13632 | 0 | 0 | 0.13632 | 0 | 0.11833 | 0.025375 | 4.6635 | 0.11833 | 0.025375 | 4.6635 | 0.13833 | 0.029663 | 4.6635 | 2.029% | 0.42111 | 0.40708 | 15.9564 | 1.4967 | 5.9559 | 8.5038 | 16.1718 | 0 | 0 | 16.1718 | 2.861e-05%
2028 | DV1 | CB DV1 | Tier-3 | Tier-3---20 | 1--5 | 2 | 2 | 2.0345 | 98.61% | 0% | 1.387% | 0.20063 | 0 | 0 | 0.20063 | 0 | 0.17416 | 0.025375 | 6.8637 | 0.17416 | 0.025375 | 6.8637 | 0.2036 | 0.029663 | 6.8637 | 9.861% | 0.000145 | 0.0001305 | 14031.3666 | 2214.0355 | 378.6957 | 11438.6354 | 14052.9872 | 0 | 0 | 14052.9872 | 4.211e-05%
2028 | FB1 | CB FB1 | Tier-2 | Tier-2---11 | 4--4 | 371 | 161 | 245.022 | 12.75% | 85.01% | 2.236% | 1.3559 | 0 | 0 | 1.3559 | 0 | 1.1771 | 2.0427 | 0.57624 | 1.1771 | 2.0427 | 0.57624 | 1.376 | 2.3879 | 0.57624 | 0.5534% | 0.04664 | 0.044616 | 5253.4738 | 206.1005 | 4090.6925 | 956.6808 | 5461.4056 | 0 | 0 | 5461.4056 | 0.0002846%
2028 | FB2 | CB FB2 | Tier-2 | Tier-2---9 | 4--5 | 173 | 109 | 225.8323 | 74.73% | 23.69% | 1.581% | 10.6328 | 0 | 0 | 10.6328 | 0 | 9.23 | 1.3829 | 6.6743 | 9.23 | 1.3829 | 6.6743 | 10.7899 | 1.6166 | 6.6743 | 4.708% | 0.045688 | 0.04281 | 4942.9022 | 871.2523 | 1151.504 | 2920.1458 | 5026.9005 | 0 | 0 | 5026.9005 | 0.002232%
2028 | JU1 | CB JU1 | Tier-3 | Tier-3---15 | 5--4 | 80 | 67 | 282.3719 | 88.57% | 10.71% | 0.7177% | 20.9467 | 0 | 0 | 20.9467 | 0 | 18.1831 | 0.85005 | 21.3907 | 18.1831 | 0.85005 | 21.3907 | 21.2563 | 0.99372 | 21.3907 | 7.418% | 0.1808 | 0.16566 | 1561.7518 | 212.6103 | 161.3522 | 1187.7892 | 1578.0618 | 0 | 0 | 1578.0618 | 0.004397%
2028 | MOR1 | CB MOR1 | Tier-2 | Tier-2---4 | 5--5 | 116 | 86 | 584.1991 | 87.63% | 11.93% | 0.4377% | 37.955 | 0 | 0 | 37.955 | 0 | 32.9474 | 1.0911 | 30.1963 | 32.9474 | 1.0911 | 30.1963 | 38.5159 | 1.2755 | 30.1963 | 6.497% | 0.12647 | 0.11709 | 4619.2848 | 721.3686 | 522.5493 | 3375.3669 | 4665.0288 | 0 | 0 | 4665.0288 | 0.007967%
2028 | NVS1 | CB NVS1 | Tier-2 | Tier-2---12 | 4--5 | 403 | 5 | 109.1989 | 94.39% | 0% | 5.606% | 0.12789 | 0 | 0 | 0.12789 | 0 | 0.11101 | 0.063436 | 1.75 | 0.11101 | 0.063436 | 1.75 | 0.12978 | 0.074158 | 1.75 | 0.1171% | 0.029239 | 0.029203 | 3734.676 | 571.7006 | 249.4939 | 2913.4815 | 3734.9361 | 0 | 0 | 3734.9361 | 2.684e-05%
2028 | OK1 | CB OK1 | Tier-3 | Tier-3---7 | 5--5 | 190 | 153 | 1048.1259 | 93.55% | 5.94% | 0.509% | 78.959 | 0 | 0 | 78.959 | 0 | 68.5416 | 1.9412 | 35.3097 | 68.5416 | 1.9412 | 35.3097 | 80.1259 | 2.2692 | 35.3097 | 7.533% | 0.20255 | 0.18624 | 5174.6627 | 847.3251 | 299.3088 | 4028.0288 | 5203.887 | 0 | 0 | 5203.887 | 0.01657%
2028 | PE1 | CB PE1 | Tier-3 | Tier-3---13 | 5--4 | 247 | 132 | 620.7512 | 74.86% | 24.36% | 0.7799% | 24.8335 | 0 | 0 | 24.8335 | 0 | 21.5571 | 1.6747 | 12.872 | 21.5571 | 1.6747 | 12.872 | 25.2005 | 1.9578 | 12.872 | 4.001% | 0.24168 | 0.22876 | 2568.4774 | 292.3041 | 583.6879 | 1692.4855 | 2604.9351 | 0 | 0 | 2604.9351 | 0.005213%
2028 | RA1 | CB RA1 | Tier-2 | Tier-2---2 | 5--5 | 353 | 179 | 1222.3715 | 85.76% | 13.62% | 0.6194% | 53.156 | 0 | 0 | 53.156 | 0 | 46.1429 | 2.271 | 20.3181 | 46.1429 | 2.271 | 20.3181 | 53.9415 | 2.6549 | 20.3181 | 4.349% | 0.14726 | 0.13979 | 8300.6807 | 1160.1787 | 1072.7493 | 6067.7527 | 8363.8328 | 0 | 0 | 8363.8328 | 0.01116%
2028 | RA2 | CB RA2 | Tier-2 | Tier-2---4 | 5--5 | 118 | 62 | 579.2495 | 83.34% | 16.16% | 0.4909% | 25.366 | 0 | 0 | 25.366 | 0 | 22.0193 | 0.78661 | 27.9926 | 22.0193 | 0.78661 | 27.9926 | 25.7408 | 0.91956 | 27.9926 | 4.379% | 0.12706 | 0.12038 | 4558.9302 | 908.2518 | 686.0992 | 2964.5792 | 4601.0393 | 0 | 0 | 4601.0393 | 0.005324%
2028 | RA3 | CB RA3 | Tier-2 | Tier-2---10 | 5--4 | 241 | 93 | 353.8636 | 22.75% | 76.17% | 1.082% | 3.1067 | 0 | 0 | 3.1067 | 0 | 2.6968 | 1.1799 | 2.2856 | 2.6968 | 1.1799 | 2.2856 | 3.1526 | 1.3793 | 2.2856 | 0.8779% | 0.12911 | 0.12413 | 2740.8339 | 103.3538 | 1864.7752 | 772.7049 | 2825.8174 | 0 | 0 | 2825.8174 | 0.0006521%
2028 | RB1 | CB RB1 | Tier-3 | Tier-3---20 | 1--5 | 2 | 2 | 3.2964 | 98.93% | 0% | 1.066% | 0.32612 | 0 | 0 | 0.32612 | 0 | 0.2831 | 0.025375 | 11.1567 | 0.2831 | 0.025375 | 11.1567 | 0.33094 | 0.029663 | 11.1567 | 9.893% | 0.0001458 | 0.00013122 | 22608.9431 | 3603.4994 | 517.2364 | 18488.2073 | 22635.7333 | 0 | 0 | 22635.7333 | 6.845e-05%
2028 | RC1 | CB RC1 | Tier-2 | Tier-2---4 | 4--5 | 94 | 58 | 397.5199 | 92.07% | 7.427% | 0.5025% | 22.583 | 0 | 0 | 22.583 | 0 | 19.6035 | 0.73586 | 26.6401 | 19.6035 | 0.73586 | 26.6401 | 22.9167 | 0.86023 | 26.6401 | 5.681% | 0.084253 | 0.079055 | 4718.147 | 893.9653 | 343.0371 | 3481.1447 | 4742.7484 | 0 | 0 | 4742.7484 | 0.00474%
2028 | SL1 | CB SL1 | Tier-3 | Tier-3---11 | 5--5 | 225 | 184 | 677.9763 | 69.55% | 29.7% | 0.758% | 38.5585 | 0 | 0 | 38.5585 | 0 | 33.4713 | 2.3345 | 14.3379 | 33.4713 | 2.3345 | 14.3379 | 39.1283 | 2.729 | 14.3379 | 5.687% | 0.19527 | 0.1793 | 3471.9301 | 456.3042 | 974.4203 | 2041.2056 | 3566.0989 | 0 | 0 | 3566.0989 | 0.008093%
2028 | SSC1 | CB SSC1 | Tier-2 | Tier-2---18 | 4--3 | 220 | 27 | 91.8404 | 1.784% | 94.85% | 3.363% | 0.020111 | 0 | 0 | 0.020111 | 0 | 0.017458 | 0.34256 | 0.050964 | 0.017458 | 0.34256 | 0.050964 | 0.020409 | 0.40045 | 0.050964 | 0.0219% | 0.031528 | 0.031141 | 2912.9967 | 6.2531 | 2639.8755 | 266.8681 | 2948.5455 | 0 | 0 | 2948.5455 | 4.221e-06%
2028 | CTL1 | CTL1-3R | Tier-3 | Tier-3---14 | 5--4 | 314 | 138 | 691.1308 | 38.4% | 60.91% | 0.6868% | 11.6643 | 0 | 0 | 11.6643 | 0 | 10.1254 | 1.7508 | 5.7831 | 10.1254 | 1.7508 | 5.7831 | 11.8367 | 2.0468 | 5.7831 | 1.688% | 0.42513 | 0.40645 | 1625.6897 | 99.6026 | 905.5939 | 620.4932 | 1671.7234 | 0 | 0 | 1671.7234 | 0.002448%
2028 | DV1 | DV1-3R | Tier-3 | Tier-3---11 | 5--5 | 235 | 175 | 634.2705 | 72.29% | 26.89% | 0.8162% | 34.146 | 0 | 0 | 34.146 | 0 | 29.641 | 2.2203 | 13.3501 | 29.641 | 2.2203 | 13.3501 | 34.6507 | 2.5955 | 13.3501 | 5.384% | 0.19421 | 0.17975 | 3265.8667 | 390.6526 | 820.8791 | 2054.3349 | 3338.6729 | 0 | 0 | 3338.6729 | 0.007167%
2028 | RA1 | RA1-402R | Tier-3 | Tier-3---4 | 5--5 | 122 | 74 | 861.3982 | 92.86% | 6.845% | 0.2988% | 48.5162 | 0 | 0 | 48.5162 | 0 | 42.1152 | 0.93886 | 44.8578 | 42.1152 | 0.93886 | 44.8578 | 49.2332 | 1.0975 | 44.8578 | 5.632% | 0.12948 | 0.12162 | 6652.8745 | 1118.7394 | 431.7484 | 5102.3868 | 6683.5639 | 0 | 0 | 6683.5639 | 0.01018%
2028 | RB1 | RB1-427R | Tier-3 | Tier-3---7 | 5--5 | 433 | 306 | 996.0696 | 83.51% | 15.68% | 0.8099% | 58.7868 | 0 | 0 | 58.7868 | 0 | 51.0308 | 3.8823 | 13.1444 | 51.0308 | 3.8823 | 13.1444 | 59.6556 | 4.5385 | 13.1444 | 5.902% | 0.15381 | 0.14294 | 6476.1764 | 929.4617 | 937.2221 | 4609.4925 | 6557.3677 | 0 | 0 | 6557.3677 | 0.01234%
2028 | RB1 | RB1-433R | Tier-3 | Tier-3---10 | 5--5 | 125 | 117 | 717.075 | 94.45% | 5% | 0.5477% | 63.3947 | 0 | 0 | 63.3947 | 0 | 55.0307 | 1.4844 | 37.0724 | 55.0307 | 1.4844 | 37.0724 | 64.3316 | 1.7353 | 37.0724 | 8.841% | 0.15284 | 0.13854 | 4691.5909 | 760.1035 | 231.5295 | 3699.958 | 4718.4684 | 0 | 0 | 4718.4684 | 0.01331%
2028 | TM1 | TM1-10R | Tier-3 | Tier-3---12 | 5--5 | 103 | 81 | 437.3004 | 95.61% | 3.838% | 0.5568% | 32.8783 | 0 | 0 | 32.8783 | 0 | 28.5405 | 1.0277 | 27.772 | 28.5405 | 1.0277 | 27.772 | 33.3642 | 1.2014 | 27.772 | 7.518% | 0.093421 | 0.086074 | 4680.975 | 712.9363 | 184.5612 | 3783.4774 | 4698.5339 | 0 | 0 | 4698.5339 | 0.006901%

## RIDI
RIDI - Risk & Cost Benefit | [29 empty] | Summary Table |  | Baseline 2024 | Baseline 2024 | Baseline 2024 | WACC | WACC | WACC | H.D.R | H.D.R | H.D.R | S.D.R | S.D.R | S.D.R
[30 empty] | Year | Total Units (miles) | WF + PSPS + PEDS Risk Baseline (K$) | Baseline Risk Reduction (K$) | Baseline Risk Reduction (%) | PV Risk Reduced (K$) Year 40 | PV Total Cost Capital + O&M (K$) Year 40 | BCR WACC | PV Risk Reduced (K$) Year 40 | PV Total Cost Capital + O&M (K$) Year 40 | BCR HDR | PV Risk Reduced (K$) Year 40 | PV Total Cost Capital + O&M (K$) Year 40 | BCR SDR | Service Territory Risk Reduction (%)
back to index | [29 empty] | 2026 | 6500 | 361040.4435 | 3886.2596 | 1.076% | 3707.2276 | 725.4653 | 5.1101 | 3707.2276 | 725.4653 | 5.1101 | 3905.3099 | 764.2279 | 5.1101 | 0.8157%
[9 empty] | Assumptions | Value | Units | Last Update | Comments |  |  |  | Notes | [12 empty] | 2027 | 6500 | 367386.5854 | 4694.478 | 1.278% | 4271.911 | 692.0446 | 6.1729 | 4271.911 | 692.0446 | 6.1729 | 4740.6151 | 767.9742 | 6.1729 | 0.9854%
[9 empty] | Capital Cost only in Year 0 | 0.117 | K$/inspection | 2025-05-07 |  |  |  |  | [1] SDG&E does not calculate the risk reduction for the safety and reliability attributes for this program. All risk reduction is considered to fall within the financial attribute. | [12 empty] | 2028 | 6500 | 370407.6347 | 5774.0679 | 1.559% | 5012.2673 | 660.1636 | 7.5925 | 5012.2673 | 660.1636 | 7.5925 | 5859.3976 | 771.7387 | 7.5925 | 1.212%
[9 empty] | Service Drop factor | 0% | % | 2025-05-07 |  |  |  |  | [2] To avoid double counting of foundational cost SDG&E assumes no foundational cost for this program. | [12 empty] | Total 2026-2028 | 19500 | 1098834.6636 | 14354.8055 | 1.306% | 12991.4059 | 2077.6735 | 6.2529 | 12991.4059 | 2077.6735 | 6.2529 | 14505.3226 | 2303.9408 | 6.2959 | 3.013%
[9 empty] | OH to UG conversion factor | 0% | % | 2025-05-07
[9 empty] | Long-term Ongoing costs | 0 | $/unit | 2025-05-07
[9 empty] | Lifetime | 1 | Years | 2025-05-07
[9 empty] | Inflation Assumption to adjust Baseline | 2.5% |  | 2025-05-07
[9 empty] | Mitigation Effectiveness Estimate (%) | 29% | % | 2025-05-07
[9 empty] | Additional Installation Cost (O&M) only in Year 0 | 0 | M$/mile | 2025-05-07
[13 empty] | [1] | [1] | [1] | [2]
[8 empty] | Baseline 2025 | Baseline 2025 | Baseline 2025 | Baseline 2025 | Baseline 2025 | Baseline 2025 | Baseline 2025 | Baseline 2025 | Baseline 2025 | WACC | WACC | WACC | H.D.R | H.D.R | H.D.R | S.D.R | S.D.R | S.D.R |  |  |  | Pre - Mitigation CoRE |  |  |  | Post - Mitigation CoRE
Year | Feeder | Feeder Segment | HFTD Tier | Tranche ID HTM | Tranche ID Quintile | Total Units | Units in Scope (Poles) | WF + PSPS + PEDS Risk Baseline (K$/year) | Baseline Wildfire (%) | Baseline PSPS (%) | Baseline PEDS (%) | Risk Reduction (K$/year) | Safety Risk Reduction (K$/year) | Reliability Risk Reduction (K$/year) | Financial Risk Reduction (K$/year) | Mitigation Annual Cost (K$/year) | PV Risk Reduced (K$) Year 55 | PV Total Cost Capital + O&M (K$) Year 55 | BCR WACC | PV Risk Reduced (K$) Year 55 | PV Total Cost Capital + O&M (K$) Year 55 | BCR HDR | PV Risk Reduced (K$) Year 55 | PV Total Cost Capital + O&M (K$) Year 55 | BCR SDR | Risk Reduction % | Pre-Mitigation LoRE | Post-Mitigation LoRE | Pre-Mitigated CoRE [K$] | Pre-Mitigated CoRE Safety [K$] | Pre-Mitigated CoRE Reliability [K$] | Pre-Mitigated CoRE Financial [K$] | Post-Mitigated CoRE [K$] | Post-Mitigated CoRE Safety [K$] | Post-Mitigated CoRE Reliability [K$] | Post-Mitigated CoRE Financial [K$] | Service Territory Risk Reduction (%)
2026 | 1001 | 1001-1130R | Tier-2 | Tier-2---5 | 5--5 | 104 | 28 | 399.0185 | 76.25% | 23.08% | 0.668% | 23.7558 | 0 | 0 | 23.7558 | 0 | 22.6614 | 3.1251 | 7.2515 | 22.6614 | 3.1251 | 7.2515 | 23.8722 | 3.2921 | 7.2515 | 5.954% | 0.10617 | 0.097877 | 3758.4182 | 467.4105 | 847.019 | 2443.9887 | 3834.006 | 0 | 0 | 3834.006 | 0.004986%
2026 | 1001 | 1001-1231F | Tier-2 | Tier-2---15 | 3--3 | 4 | 3 | 14.0535 | 92.14% | 7.108% | 0.7568% | 2.8162 | 0 | 0 | 2.8162 | 0 | 2.6865 | 0.33483 | 8.0235 | 2.6865 | 0.33483 | 8.0235 | 2.83 | 0.35272 | 8.0235 | 20.04% | 0.025088 | 0.019632 | 560.1576 | 85.0993 | 40.4936 | 434.5648 | 572.4027 | 0 | 0 | 572.4027 | 0.0005911%
2026 | 1001 | 1001-1232F | Tier-1 | Non-HFTD---15 | 1--4 | 3 | 1 | 0.72784 | 91.32% | 0% | 8.676% | 0.064254 | 0 | 0 | 0.064254 | 0 | 0.061294 | 0.11161 | 0.54918 | 0.061294 | 0.11161 | 0.54918 | 0.064569 | 0.11757 | 0.54918 | 8.828% | 0.0002536 | 0.00022909 | 2870.0423 | 283.6023 | 1126.6554 | 1459.7846 | 2896.6883 | 0 | 0 | 2896.6883 | 1.349e-05%
2026 | 1001 | 1001-1820F | Tier-2 | Tier-2---5 | 5--5 | 146 | 2 | 829.5199 | 57.26% | 42.23% | 0.5113% | 1.887 | 0 | 0 | 1.887 | 0 | 1.8 | 0.22322 | 8.064 | 1.8 | 0.22322 | 8.064 | 1.8962 | 0.23515 | 8.064 | 0.2275% | 0.12846 | 0.12795 | 6457.4377 | 610.0184 | 2517.829 | 3329.5903 | 6468.4451 | 0 | 0 | 6468.4451 | 0.0003961%
2026 | 1021 | 1021-1748F | Tier-3 | Tier-3---2 | 5--5 | 516 | 12 | 3232.7645 | 89.58% | 10.03% | 0.3884% | 19.5306 | 0 | 0 | 19.5306 | 0 | 18.6309 | 1.3393 | 13.9107 | 18.6309 | 1.3393 | 13.9107 | 19.6264 | 1.4109 | 13.9107 | 0.6041% | 0.16564 | 0.16452 | 19517.3055 | 3280.9667 | 1890.5731 | 14345.7657 | 19531.1138 | 0 | 0 | 19531.1138 | 0.004099%
2026 | 1021 | 1021-1760R | Tier-3 | Tier-3---6 | 5--5 | 85 | 1 | 678.7974 | 81.46% | 18.22% | 0.3148% | 1.8866 | 0 | 0 | 1.8866 | 0 | 1.7997 | 0.11161 | 16.1251 | 1.7997 | 0.11161 | 16.1251 | 1.8959 | 0.11757 | 16.1251 | 0.2779% | 0.10829 | 0.10792 | 6268.2599 | 949.9835 | 1058.3856 | 4259.8908 | 6272.2375 | 0 | 0 | 6272.2375 | 0.000396%
2026 | 1021 | 1021-25R | Tier-3 | Tier-3---2 | 5--5 | 168 | 1 | 1498.4695 | 96.3% | 3.418% | 0.2826% | 2.4909 | 0 | 0 | 2.4909 | 0 | 2.3762 | 0.11161 | 21.29 | 2.3762 | 0.11161 | 21.29 | 2.5031 | 0.11757 | 21.29 | 0.1662% | 0.12361 | 0.1234 | 12122.637 | 2220.1266 | 404.4712 | 9498.0392 | 12123.4127 | 0 | 0 | 12123.4127 | 0.0005228%
2026 | 1022 | 1022-17F | Tier-3 | Tier-3---4 | 5--5 | 139 | 1 | 887.1334 | 95.91% | 3.733% | 0.3607% | 1.7751 | 0 | 0 | 1.7751 | 0 | 1.6933 | 0.11161 | 15.1716 | 1.6933 | 0.11161 | 15.1716 | 1.7838 | 0.11757 | 15.1716 | 0.2001% | 0.10945 | 0.10922 | 8105.3609 | 1393.5381 | 301.1063 | 6410.7165 | 8106.0546 | 0 | 0 | 8106.0546 | 0.0003726%
2026 | 1022 | 1022-322R | Tier-3 | Tier-3---10 | 5--5 | 89 | 1 | 526.8683 | 92.1% | 7.447% | 0.4577% | 1.5811 | 0 | 0 | 1.5811 | 0 | 1.5082 | 0.11161 | 13.5133 | 1.5082 | 0.11161 | 13.5133 | 1.5888 | 0.11757 | 13.5133 | 0.3001% | 0.10587 | 0.10552 | 4976.7569 | 830.1937 | 356.0985 | 3790.4647 | 4978.0429 | 0 | 0 | 4978.0429 | 0.0003319%
2026 | 1023 | 1023-46AE | Tier-2 | Tier-2---2 | 5--5 | 469 | 6 | 1480.046 | 74.84% | 24.29% | 0.8655% | 4.1096 | 0 | 0 | 4.1096 | 0 | 3.9203 | 0.66966 | 5.8541 | 3.9203 | 0.66966 | 5.8541 | 4.1297 | 0.70544 | 5.8541 | 0.2777% | 0.13914 | 0.13862 | 10637.4667 | 1301.0798 | 2440.2216 | 6896.1652 | 10647.4322 | 0 | 0 | 10647.4322 | 0.0008626%
2026 | 1023 | 1023-48R | Tier-2 | Tier-2---5 | 5--5 | 380 | 35 | 664.4014 | 85.5% | 12.99% | 1.509% | 15.1741 | 0 | 0 | 15.1741 | 0 | 14.475 | 3.9064 | 3.7055 | 14.475 | 3.9064 | 3.7055 | 15.2485 | 4.1151 | 3.7055 | 2.284% | 0.12816 | 0.12474 | 5184.0424 | 718.5028 | 688.8951 | 3776.6445 | 5204.6647 | 0 | 0 | 5204.6647 | 0.003185%
2026 | 1023 | 1023-89R | Tier-2 | Tier-2---11 | 4--4 | 119 | 14 | 171.3673 | 58.84% | 39.57% | 1.585% | 3.4404 | 0 | 0 | 3.4404 | 0 | 3.2819 | 1.5625 | 2.1003 | 3.2819 | 1.5625 | 2.1003 | 3.4572 | 1.646 | 2.1003 | 2.008% | 0.083403 | 0.080558 | 2054.6806 | 198.0279 | 761.6338 | 1095.0189 | 2084.551 | 0 | 0 | 2084.551 | 0.0007221%
2026 | 1030 | 1030-1777 | Tier-3 | Tier-3---5 | 5--5 | 193 | 2 | 1156.6044 | 85.87% | 13.79% | 0.3401% | 2.9846 | 0 | 0 | 2.9846 | 0 | 2.8471 | 0.22322 | 12.7546 | 2.8471 | 0.22322 | 12.7546 | 2.9992 | 0.23515 | 12.7546 | 0.258% | 0.24629 | 0.24555 | 4696.0317 | 680.3464 | 620.6467 | 3395.0386 | 4698.0322 | 0 | 0 | 4698.0322 | 0.0006265%
2026 | 1030 | 1030-18R | Tier-3 | Tier-3---7 | 5--5 | 98 | 1 | 693.6608 | 87.49% | 12.21% | 0.2965% | 1.7959 | 0 | 0 | 1.7959 | 0 | 1.7131 | 0.11161 | 15.3493 | 1.7131 | 0.11161 | 15.3493 | 1.8047 | 0.11757 | 15.3493 | 0.2589% | 0.23843 | 0.23772 | 2909.3141 | 434.9069 | 331.8024 | 2142.6047 | 2910.3943 | 0 | 0 | 2910.3943 | 0.000377%
2026 | 1030 | 1030-20R | Tier-3 | Tier-3---3 | 5--5 | 367 | 3 | 2610.2797 | 91.86% | 7.744% | 0.3915% | 5.6844 | 0 | 0 | 5.6844 | 0 | 5.4226 | 0.33483 | 16.195 | 5.4226 | 0.33483 | 16.195 | 5.7123 | 0.35272 | 16.195 | 0.2178% | 0.28668 | 0.286 | 9105.2413 | 1516.1831 | 664.7389 | 6924.3193 | 9107.0016 | 0 | 0 | 9107.0016 | 0.001193%
2026 | 1030 | 1030-42R | Tier-3 | Tier-3---3 | 5--5 | 472 | 7 | 2942.2545 | 85.79% | 13.83% | 0.3713% | 10.8566 | 0 | 0 | 10.8566 | 0 | 10.3564 | 0.78127 | 13.2559 | 10.3564 | 0.78127 | 13.2559 | 10.9098 | 0.82301 | 13.2559 | 0.369% | 0.28228 | 0.28106 | 10423.3029 | 1628.0334 | 1345.6404 | 7449.6291 | 10429.6986 | 0 | 0 | 10429.6986 | 0.002279%
2026 | 1030 | 1030-989R | Tier-3 | Tier-3---3 | 5--5 | 422 | 13 | 3020.5785 | 92.73% | 6.883% | 0.3901% | 25.0221 | 0 | 0 | 25.0221 | 0 | 23.8694 | 1.4509 | 16.4511 | 23.8694 | 1.4509 | 16.4511 | 25.1448 | 1.5285 | 16.4511 | 0.8284% | 0.30703 | 0.30428 | 9838.1975 | 1537.3198 | 631.4887 | 7669.389 | 9844.6476 | 0 | 0 | 9844.6476 | 0.005252%
2026 | 1039 | 1039-13 | Tier-2 | Tier-2---3 | 5--5 | 534 | 49 | 2056.5259 | 80.69% | 18.74% | 0.569% | 44.1583 | 0 | 0 | 44.1583 | 0 | 42.124 | 5.4689 | 7.7025 | 42.124 | 5.4689 | 7.7025 | 44.3747 | 5.7611 | 7.7025 | 2.147% | 0.1351 | 0.13151 | 15222.1821 | 2652.795 | 2719.3692 | 9850.0179 | 15302.5353 | 0 | 0 | 15302.5353 | 0.009269%
2026 | 1073 | 1073-872F | Tier-2 | Tier-2---20 | 3--2 | 16 | 6 | 7.9014 | 70.78% | 23.83% | 5.396% | 0.60816 | 0 | 0 | 0.60816 | 0 | 0.58014 | 0.66966 | 0.86633 | 0.58014 | 0.66966 | 0.86633 | 0.61114 | 0.70544 | 0.86633 | 7.697% | 0.018584 | 0.016563 | 425.1621 | 49.479 | 114.8811 | 260.802 | 440.3229 | 0 | 0 | 440.3229 | 0.0001277%
2026 | 1073 | 1073-886F | Tier-2 | Tier-2---20 | 3--2 | 4 | 1 | 24.1814 | 4.506% | 95.04% | 0.4562% | 0.078992 | 0 | 0 | 0.078992 | 0 | 0.075353 | 0.11161 | 0.67515 | 0.075353 | 0.11161 | 0.67515 | 0.07938 | 0.11757 | 0.67515 | 0.3267% | 0.016776 | 0.01556 | 1441.409 | 12.0618 | 1249.7892 | 179.558 | 1549.0032 | 0 | 0 | 1549.0032 | 1.658e-05%
2026 | 1090 | 1090-1734 | Tier-3 | Tier-3---16 | 2--5 | 44 | 5 | 102.6812 | 94.73% | 4.077% | 1.193% | 3.2055 | 0 | 0 | 3.2055 | 0 | 3.0578 | 0.55805 | 5.4794 | 3.0578 | 0.55805 | 5.4794 | 3.2212 | 0.58787 | 5.4794 | 3.122% | 0.01345 | 0.013006 | 7634.5181 | 1203.6871 | 422.3196 | 6008.5114 | 7648.2303 | 0 | 0 | 7648.2303 | 0.0006728%
2026 | 1090 | 1090-636R | Tier-3 | Tier-3---15 | 5--3 | 122 | 29 | 202.402 | 73% | 25.01% | 1.988% | 10.1857 | 0 | 0 | 10.1857 | 0 | 9.7164 | 3.2367 | 3.002 | 9.7164 | 3.2367 | 3.002 | 10.2356 | 3.4096 | 3.002 | 5.032% | 0.38465 | 0.35813 | 526.2047 | 57.0359 | 118.3494 | 350.8194 | 536.7227 | 0 | 0 | 536.7227 | 0.002138%
2026 | 1090 | 1090-639R | Tier-3 | Tier-3---18 | 5--2 | 80 | 8 | 130.2918 | 69.21% | 28.83% | 1.952% | 2.6152 | 0 | 0 | 2.6152 | 0 | 2.4948 | 0.89288 | 2.794 | 2.4948 | 0.89288 | 2.794 | 2.628 | 0.94059 | 2.794 | 2.007% | 0.37006 | 0.35932 | 352.0864 | 32.8232 | 86.7133 | 232.5499 | 355.3237 | 0 | 0 | 355.3237 | 0.0005489%
2026 | 1090 | 1090-70F | Tier-2 | Tier-2---15 | 2--5 | 29 | 1 | 35.1863 | 53.14% | 45.71% | 1.154% | 0.18698 | 0 | 0 | 0.18698 | 0 | 0.17837 | 0.11161 | 1.5981 | 0.17837 | 0.11161 | 1.5981 | 0.1879 | 0.11757 | 1.5981 | 0.5314% | 0.0083 | 0.008217 | 4239.3083 | 364.6844 | 1853.0615 | 2021.5624 | 4259.3742 | 0 | 0 | 4259.3742 | 3.925e-05%
2026 | 1090 | 1090-73F | Tier-3 | Tier-3---10 | 4--5 | 317 | 20 | 724.1417 | 96.98% | 2.008% | 1.013% | 12.849 | 0 | 0 | 12.849 | 0 | 12.2571 | 2.2322 | 5.491 | 12.2571 | 2.2322 | 5.491 | 12.912 | 2.3515 | 5.491 | 1.774% | 0.046754 | 0.045898 | 15488.4699 | 2874.558 | 442.3847 | 12171.5272 | 15497.1907 | 0 | 0 | 15497.1907 | 0.002697%
2026 | 1090 | 1090-74F | Tier-3 | Tier-3---10 | 4--5 | 321 | 18 | 595.9278 | 96.92% | 1.794% | 1.287% | 9.3922 | 0 | 0 | 9.3922 | 0 | 8.9596 | 2.009 | 4.4598 | 8.9596 | 2.009 | 4.4598 | 9.4383 | 2.1163 | 4.4598 | 1.576% | 0.045737 | 0.044993 | 13029.5603 | 2451.0895 | 420.5295 | 10157.9412 | 13036.1956 | 0 | 0 | 13036.1956 | 0.001971%
2026 | 1094 | 1094-35F | Tier-2 | Tier-2---7 | 3--5 | 167 | 8 | 314.0502 | 98.71% | 0% | 1.287% | 4.3067 | 0 | 0 | 4.3067 | 0 | 4.1083 | 0.89288 | 4.6012 | 4.1083 | 0.89288 | 4.6012 | 4.3278 | 0.94059 | 4.6012 | 1.371% | 0.020398 | 0.020114 | 15396.4279 | 2493.2081 | 249.741 | 12653.4788 | 15399.2189 | 0 | 0 | 15399.2189 | 0.000904%
2026 | 1094 | 1094-7 | Tier-2 | Tier-2---17 | 2--4 | 65 | 2 | 23.6343 | 95.14% | 0% | 4.857% | 0.20065 | 0 | 0 | 0.20065 | 0 | 0.1914 | 0.22322 | 0.85747 | 0.1914 | 0.22322 | 0.85747 | 0.20163 | 0.23515 | 0.85747 | 0.849% | 0.0065074 | 0.0064493 | 3631.9148 | 548.3695 | 294.63 | 2788.9153 | 3633.503 | 0 | 0 | 3633.503 | 4.212e-05%
2026 | 1100 | 1100-1172R | Tier-2 | Tier-2---7 | 4--5 | 34 | 2 | 224.6699 | 96.97% | 2.526% | 0.5062% | 3.7164 | 0 | 0 | 3.7164 | 0 | 3.5452 | 0.22322 | 15.882 | 3.5452 | 0.22322 | 15.882 | 3.7346 | 0.23515 | 15.882 | 1.654% | 0.080798 | 0.079419 | 2780.644 | 645.5698 | 68.3515 | 2066.7227 | 2782.1075 | 0 | 0 | 2782.1075 | 0.0007801%
2026 | 1105 | 1105-1479 | Tier-2 | Tier-2---4 | 5--5 | 54 | 1 | 388.9465 | 99.2% | 0.3457% | 0.4512% | 2.0721 | 0 | 0 | 2.0721 | 0 | 1.9767 | 0.11161 | 17.7106 | 1.9767 | 0.11161 | 17.7106 | 2.0823 | 0.11757 | 17.7106 | 0.5328% | 0.10556 | 0.10499 | 3684.559 | 828.8019 | 25.956 | 2829.8012 | 3684.7176 | 0 | 0 | 3684.7176 | 0.0004349%
2026 | 1138 | 1138-6R | Tier-2 | Tier-2---5 | 5--5 | 804 | 135 | 1117.3657 | 63.79% | 34.95% | 1.264% | 34.7065 | 0 | 0 | 34.7065 | 0 | 33.1076 | 15.0674 | 2.1973 | 33.1076 | 15.0674 | 2.1973 | 34.8766 | 15.8724 | 2.1973 | 3.106% | 0.17153 | 0.16317 | 6514.2797 | 790.3405 | 2180.8634 | 3543.0757 | 6635.026 | 0 | 0 | 6635.026 | 0.007285%
2026 | 1162 | 1162-324R | Tier-2 | Tier-2---13 | 4--3 | 65 | 1 | 67.3479 | 58.69% | 38.45% | 2.854% | 0.17636 | 0 | 0 | 0.17636 | 0 | 0.16824 | 0.11161 | 1.5074 | 0.16824 | 0.11161 | 1.5074 | 0.17722 | 0.11757 | 1.5074 | 0.2619% | 0.068658 | 0.068352 | 980.9191 | 90.4084 | 338.5141 | 551.9967 | 982.735 | 0 | 0 | 982.735 | 3.702e-05%
2026 | 1162 | 1162-363 | Tier-2 | Tier-2---13 | 4--3 | 37 | 6 | 41.7736 | 86.9% | 10.44% | 2.668% | 1.7071 | 0 | 0 | 1.7071 | 0 | 1.6284 | 0.66966 | 2.4317 | 1.6284 | 0.66966 | 2.4317 | 1.7154 | 0.70544 | 2.4317 | 4.086% | 0.064829 | 0.06178 | 644.3653 | 89.5043 | 68.646 | 486.215 | 648.532 | 0 | 0 | 648.532 | 0.0003583%
2026 | 1166 | 1166-15R | Tier-3 | Tier-3---11 | 5--5 | 123 | 7 | 528.031 | 87.26% | 12.17% | 0.5736% | 7.6044 | 0 | 0 | 7.6044 | 0 | 7.2541 | 0.78127 | 9.285 | 7.2541 | 0.78127 | 9.285 | 7.6417 | 0.82301 | 9.285 | 1.44% | 0.19397 | 0.19076 | 2722.2863 | 390.5327 | 317.9476 | 2013.8061 | 2728.1065 | 0 | 0 | 2728.1065 | 0.001596%
2026 | 1166 | 1166-18R | Tier-3 | Tier-3---5 | 5--5 | 100 | 5 | 1129.6851 | 97.99% | 1.718% | 0.2919% | 16.0512 | 0 | 0 | 16.0512 | 0 | 15.3118 | 0.55805 | 27.438 | 15.3118 | 0.55805 | 27.438 | 16.1299 | 0.58787 | 27.438 | 1.421% | 0.21365 | 0.21055 | 5287.5602 | 933.108 | 102.1782 | 4252.2741 | 5289.1237 | 0 | 0 | 5289.1237 | 0.003369%
2026 | 1166 | 1166-342R | Tier-3 | Tier-3---5 | 5--5 | 216 | 18 | 1306.4494 | 92.9% | 6.658% | 0.4418% | 29.3308 | 0 | 0 | 29.3308 | 0 | 27.9796 | 2.009 | 13.9273 | 27.9796 | 2.009 | 13.9273 | 29.4746 | 2.1163 | 13.9273 | 2.245% | 0.21878 | 0.21349 | 5971.6251 | 888.1999 | 386.1133 | 4697.3119 | 5982.1255 | 0 | 0 | 5982.1255 | 0.006157%
2026 | 1173 | 1173-68 | Tier-1 | Non-HFTD---13 | 1--3 | 68 | 3 | 3.0634 | 70.83% | 0% | 29.17% | 0.027762 | 0 | 0 | 0.027762 | 0 | 0.026483 | 0.33483 | 0.079093 | 0.026483 | 0.33483 | 0.079093 | 0.027898 | 0.35272 | 0.079093 | 0.9063% | 0.0037692 | 0.003721 | 812.7325 | 155.4726 | 227.2964 | 429.9635 | 815.8046 | 0 | 0 | 815.8046 | 5.827e-06%
2026 | 1201 | 1201-282F | Tier-2 | Tier-2---17 | 2--4 | 29 | 2 | 23.2513 | 96.04% | 0% | 3.961% | 0.44661 | 0 | 0 | 0.44661 | 0 | 0.42603 | 0.22322 | 1.9086 | 0.42603 | 0.22322 | 1.9086 | 0.4488 | 0.23515 | 1.9086 | 1.921% | 0.0070442 | 0.0069033 | 3300.7709 | 722.7915 | 505.6546 | 2072.3247 | 3303.439 | 0 | 0 | 3303.439 | 9.374e-05%
2026 | 1215 | 1215-12R | Tier-3 | Tier-3---9 | 5--4 | 149 | 1 | 1149.8777 | 88.93% | 10.69% | 0.3802% | 1.9903 | 0 | 0 | 1.9903 | 0 | 1.8986 | 0.11161 | 17.0112 | 1.8986 | 0.11161 | 17.0112 | 2.0001 | 0.11757 | 17.0112 | 0.1731% | 0.69907 | 0.69771 | 1644.8687 | 214.1134 | 166.723 | 1264.0324 | 1645.2238 | 0 | 0 | 1645.2238 | 0.0004178%
2026 | 1215 | 1215-28R | Tier-3 | Tier-3---14 | 5--3 | 58 | 1 | 466.2657 | 75.31% | 24.3% | 0.3892% | 1.7557 | 0 | 0 | 1.7557 | 0 | 1.6749 | 0.11161 | 15.0064 | 1.6749 | 0.11161 | 15.0064 | 1.7643 | 0.11757 | 15.0064 | 0.3766% | 0.66756 | 0.66422 | 698.4647 | 77.4157 | 150.4059 | 470.6431 | 699.3313 | 0 | 0 | 699.3313 | 0.0003685%
2026 | 1215 | 1215-32R | Tier-3 | Tier-3---7 | 5--4 | 234 | 11 | 1677.0531 | 82.12% | 17.49% | 0.3917% | 18.7753 | 0 | 0 | 18.7753 | 0 | 17.9104 | 1.2277 | 14.5884 | 17.9104 | 1.2277 | 14.5884 | 18.8673 | 1.2933 | 14.5884 | 1.12% | 0.68132 | 0.67203 | 2461.4685 | 295.8109 | 389.7657 | 1775.8918 | 2467.5501 | 0 | 0 | 2467.5501 | 0.003941%
2026 | 1233 | 1233-259R | Tier-3 | Tier-3---16 | 5--4 | 105 | 2 | 252.1704 | 91.31% | 7.348% | 1.341% | 1.2719 | 0 | 0 | 1.2719 | 0 | 1.2133 | 0.22322 | 5.4355 | 1.2133 | 0.22322 | 5.4355 | 1.2781 | 0.23515 | 5.4355 | 0.5044% | 0.12749 | 0.12678 | 1978.0181 | 293.7888 | 180.7034 | 1503.5259 | 1978.9728 | 0 | 0 | 1978.9728 | 0.000267%
2026 | 1233 | 1233-585R | Tier-3 | Tier-3---12 | 5--5 | 166 | 12 | 496.1989 | 88.91% | 10.23% | 0.8642% | 9.2485 | 0 | 0 | 9.2485 | 0 | 8.8224 | 1.3393 | 6.5872 | 8.8224 | 1.3393 | 6.5872 | 9.2938 | 1.4109 | 6.5872 | 1.864% | 0.12988 | 0.12716 | 3820.3589 | 569.6038 | 386.1666 | 2864.5885 | 3829.4322 | 0 | 0 | 3829.4322 | 0.001941%
2026 | 1233 | 1233-587R | Tier-3 | Tier-3---13 | 5--5 | 187 | 5 | 468.3326 | 86.93% | 12.01% | 1.054% | 3.157 | 0 | 0 | 3.157 | 0 | 3.0116 | 0.55805 | 5.3966 | 3.0116 | 0.55805 | 5.3966 | 3.1725 | 0.58787 | 5.3966 | 0.6741% | 0.13489 | 0.13384 | 3472.0209 | 495.7254 | 420.8281 | 2555.4674 | 3475.5659 | 0 | 0 | 3475.5659 | 0.0006627%
2026 | 1233 | 1233-589R | Tier-3 | Tier-3---16 | 5--4 | 58 | 1 | 204.2414 | 92.81% | 6.245% | 0.9483% | 0.94775 | 0 | 0 | 0.94775 | 0 | 0.90409 | 0.11161 | 8.1005 | 0.90409 | 0.11161 | 8.1005 | 0.9524 | 0.11757 | 8.1005 | 0.464% | 0.11751 | 0.11692 | 1738.0856 | 257.6679 | 107.3811 | 1373.0366 | 1738.7139 | 0 | 0 | 1738.7139 | 0.0001989%
2026 | 1233 | 1233-591R | Tier-3 | Tier-3---12 | 5--5 | 167 | 6 | 575.4654 | 90.21% | 8.957% | 0.8354% | 5.4088 | 0 | 0 | 5.4088 | 0 | 5.1596 | 0.66966 | 7.7048 | 5.1596 | 0.66966 | 7.7048 | 5.4353 | 0.70544 | 7.7048 | 0.9399% | 0.13142 | 0.13005 | 4378.9662 | 686.8056 | 385.5684 | 3306.5923 | 4383.4808 | 0 | 0 | 4383.4808 | 0.001135%
2026 | 1242 | 1242-1084 | Tier-2 | Tier-2---12 | 2--5 | 34 | 3 | 67.671 | 98.5% | 0% | 1.502% | 1.7056 | 0 | 0 | 1.7056 | 0 | 1.627 | 0.33483 | 4.8592 | 1.627 | 0.33483 | 4.8592 | 1.7139 | 0.35272 | 4.8592 | 2.52% | 0.005996 | 0.0058426 | 11286.0292 | 3154.1305 | 158.2746 | 7973.6241 | 11290.4815 | 0 | 0 | 11290.4815 | 0.000358%
2026 | 1243 | 1243-319R | Tier-2 | Tier-2---9 | 4--4 | 64 | 26 | 157.976 | 95.24% | 3.794% | 0.9624% | 17.7263 | 0 | 0 | 17.7263 | 0 | 16.9097 | 2.9019 | 5.8272 | 16.9097 | 2.9019 | 5.8272 | 17.8132 | 3.0569 | 5.8272 | 11.22% | 0.081051 | 0.071502 | 1949.0936 | 286.756 | 79.621 | 1582.7166 | 1961.4742 | 0 | 0 | 1961.4742 | 0.003721%
2026 | 1243 | 1243-45R | Tier-2 | Tier-2---7 | 4--5 | 72 | 6 | 254.5086 | 93.11% | 5.994% | 0.8952% | 5.7269 | 0 | 0 | 5.7269 | 0 | 5.4631 | 0.66966 | 8.158 | 5.4631 | 0.66966 | 8.158 | 5.755 | 0.70544 | 8.158 | 2.25% | 0.087615 | 0.085498 | 2904.8382 | 427.4889 | 168.1582 | 2309.191 | 2909.794 | 0 | 0 | 2909.794 | 0.001202%
2026 | 1250 | 1250-671R | Tier-2 | Tier-2---6 | 4--5 | 48 | 3 | 929.0776 | 60.83% | 39% | 0.1645% | 10.2438 | 0 | 0 | 10.2438 | 0 | 9.7719 | 0.33483 | 29.1847 | 9.7719 | 0.33483 | 29.1847 | 10.294 | 0.35272 | 29.1847 | 1.103% | 0.09205 | 0.090382 | 10093.1841 | 1136.9369 | 3676.6867 | 5279.5604 | 10166.1604 | 0 | 0 | 10166.1604 | 0.00215%
2026 | 1250 | 1250-677R | Tier-2 | Tier-2---3 | 5--5 | 267 | 40 | 1140.8126 | 92.57% | 6.885% | 0.545% | 45.8811 | 0 | 0 | 45.8811 | 0 | 43.7674 | 4.4644 | 9.8036 | 43.7674 | 4.4644 | 9.8036 | 46.106 | 4.7029 | 9.8036 | 4.022% | 0.11659 | 0.11152 | 9785.2264 | 1563.6458 | 667.8739 | 7553.7067 | 9818.2458 | 0 | 0 | 9818.2458 | 0.00963%
2026 | 1250 | 1250-8R | Tier-2 | Tier-2---4 | 4--5 | 146 | 13 | 384.7428 | 82.72% | 16.59% | 0.6903% | 8.2181 | 0 | 0 | 8.2181 | 0 | 7.8395 | 1.4509 | 5.4031 | 7.8395 | 1.4509 | 5.4031 | 8.2583 | 1.5285 | 5.4031 | 2.136% | 0.092289 | 0.089906 | 4168.9089 | 570.5627 | 668.7462 | 2929.6001 | 4188.0039 | 0 | 0 | 4188.0039 | 0.001725%
2026 | 139 | 139-245AE | Tier-1 | Non-HFTD---14 | 2--2 | 165 | 9 | 4.6628 | 42.86% | 0% | 57.14% | 0.031615 | 0 | 0 | 0.031615 | 0 | 0.030159 | 1.0045 | 0.030024 | 0.030159 | 1.0045 | 0.030024 | 0.03177 | 1.0582 | 0.030024 | 0.678% | 0.010451 | 0.010286 | 446.1485 | 11.1532 | 367.0594 | 67.9359 | 450.2456 | 0 | 0 | 450.2456 | 6.636e-06%
2026 | 140 | 140-481R | Tier-1 | Non-HFTD---6 | 3--3 | 247 | 20 | 69.9626 | 16.81% | 77.41% | 5.778% | 0.27622 | 0 | 0 | 0.27622 | 0 | 0.2635 | 2.2322 | 0.11804 | 0.2635 | 2.2322 | 0.11804 | 0.27758 | 2.3515 | 0.11804 | 0.3948% | 0.022011 | 0.021494 | 3178.5592 | 32.5154 | 2786.3768 | 359.667 | 3242.1409 | 0 | 0 | 3242.1409 | 5.798e-05%
2026 | 140 | 140-496 | Tier-1 | Non-HFTD---5 | 3--4 | 98 | 13 | 72.5242 | 7.956% | 89.04% | 3.002% | 0.22196 | 0 | 0 | 0.22196 | 0 | 0.21173 | 1.4509 | 0.14593 | 0.21173 | 1.4509 | 0.14593 | 0.22305 | 1.5285 | 0.14593 | 0.306% | 0.01454 | 0.01398 | 4987.9767 | 22.7891 | 4477.377 | 487.8106 | 5171.6619 | 0 | 0 | 5171.6619 | 4.659e-05%
2026 | 1448 | 1448-368 | Tier-1 | Non-HFTD---11 | 2--3 | 58 | 4 | 9.6516 | 81.66% | 0% | 18.34% | 0.15763 | 0 | 0 | 0.15763 | 0 | 0.15037 | 0.44644 | 0.33682 | 0.15037 | 0.44644 | 0.33682 | 0.1584 | 0.47029 | 0.33682 | 1.633% | 0.0077936 | 0.0076377 | 1238.3992 | 84.9711 | 737.9517 | 415.4764 | 1243.0342 | 0 | 0 | 1243.0342 | 3.309e-05%
2026 | 1458 | 1458-1056 | Tier-2 | Tier-2---11 | 5--3 | 22 | 5 | 79.604 | 49.93% | 49.51% | 0.5563% | 2.6196 | 0 | 0 | 2.6196 | 0 | 2.499 | 0.55805 | 4.478 | 2.499 | 0.55805 | 4.478 | 2.6325 | 0.58787 | 4.478 | 3.291% | 0.13508 | 0.12617 | 589.3284 | 48.7394 | 264.1575 | 276.4315 | 610.1488 | 0 | 0 | 610.1488 | 0.0005499%
2026 | 1458 | 1458-1058F | Tier-3 | Tier-3---13 | 5--5 | 36 | 1 | 533.9366 | 37.36% | 62.45% | 0.1834% | 1.6071 | 0 | 0 | 1.6071 | 0 | 1.533 | 0.11161 | 13.7355 | 1.533 | 0.11161 | 13.7355 | 1.6149 | 0.11757 | 13.7355 | 0.301% | 0.13833 | 0.13722 | 3859.7922 | 265.8584 | 2184.7015 | 1409.2323 | 3879.4259 | 0 | 0 | 3879.4259 | 0.0003373%
2026 | 1458 | 1458-1061 | Tier-2 | Tier-2---5 | 5--5 | 80 | 8 | 412.6338 | 86.27% | 13.38% | 0.3514% | 10.3234 | 0 | 0 | 10.3234 | 0 | 9.8478 | 0.89288 | 11.0293 | 9.8478 | 0.89288 | 11.0293 | 10.374 | 0.94059 | 11.0293 | 2.502% | 0.14228 | 0.13815 | 2900.2061 | 586.2064 | 364.6762 | 1949.3235 | 2912.0987 | 0 | 0 | 2912.0987 | 0.002167%
2026 | 1458 | 1458-601R | Tier-3 | Tier-3---2 | 5--5 | 441 | 11 | 3446.9071 | 93.23% | 6.468% | 0.3015% | 23.2456 | 0 | 0 | 23.2456 | 0 | 22.1748 | 1.2277 | 18.0619 | 22.1748 | 1.2277 | 18.0619 | 23.3596 | 1.2933 | 18.0619 | 0.6744% | 0.20421 | 0.20274 | 16878.9798 | 3452.9233 | 1062.0214 | 12364.0351 | 16887.3048 | 0 | 0 | 16887.3048 | 0.004879%
2026 | 157 | 157-165R | Tier-3 | Tier-3---18 | 5--2 | 87 | 3 | 161.4875 | 68.83% | 29.58% | 1.593% | 1.1115 | 0 | 0 | 1.1115 | 0 | 1.0603 | 0.33483 | 3.1667 | 1.0603 | 0.33483 | 3.1667 | 1.117 | 0.35272 | 3.1667 | 0.6883% | 0.28262 | 0.27979 | 571.4006 | 45.3664 | 164.9781 | 361.0561 | 573.1997 | 0 | 0 | 573.1997 | 0.0002333%
2026 | 157 | 157-189R | Tier-3 | Tier-3---9 | 5--4 | 669 | 8 | 1466.7959 | 72.32% | 26.57% | 1.114% | 3.6785 | 0 | 0 | 3.6785 | 0 | 3.509 | 0.89288 | 3.93 | 3.509 | 0.89288 | 3.93 | 3.6965 | 0.94059 | 3.93 | 0.2508% | 0.3705 | 0.36921 | 3959.0061 | 404.1268 | 974.6501 | 2580.2292 | 3962.82 | 0 | 0 | 3962.82 | 0.0007721%
2026 | 157 | 157-1928R | Tier-3 | Tier-3---11 | 5--4 | 60 | 2 | 379.4778 | 92.67% | 6.848% | 0.4867% | 3.3992 | 0 | 0 | 3.3992 | 0 | 3.2426 | 0.22322 | 14.5266 | 3.2426 | 0.22322 | 14.5266 | 3.4159 | 0.23515 | 14.5266 | 0.8958% | 0.2812 | 0.27849 | 1349.4751 | 199.7127 | 87.7056 | 1062.0567 | 1350.4412 | 0 | 0 | 1350.4412 | 0.0007135%
2026 | 157 | 157-204R | Tier-3 | Tier-3---11 | 5--4 | 213 | 17 | 728.9999 | 94.73% | 4.338% | 0.9356% | 15.9833 | 0 | 0 | 15.9833 | 0 | 15.247 | 1.8974 | 8.0359 | 15.247 | 1.8974 | 8.0359 | 16.0617 | 1.9988 | 8.0359 | 2.193% | 0.32777 | 0.32018 | 2224.1461 | 315.248 | 151.9679 | 1756.9302 | 2226.925 | 0 | 0 | 2226.925 | 0.003355%
2026 | 157 | 157-232R | Tier-3 | Tier-3---11 | 5--4 | 250 | 1 | 737.6356 | 80.19% | 18.85% | 0.9654% | 0.68611 | 0 | 0 | 0.68611 | 0 | 0.65451 | 0.11161 | 5.8642 | 0.65451 | 0.11161 | 5.8642 | 0.68948 | 0.11757 | 5.8642 | 0.09302% | 0.32167 | 0.3213 | 2293.1426 | 264.1373 | 427.4504 | 1601.5549 | 2293.6702 | 0 | 0 | 2293.6702 | 0.000144%
2026 | 157 | 157-257R | Tier-3 | Tier-3---14 | 5--4 | 554 | 1 | 854.144 | 56.45% | 41.98% | 1.572% | 0.25238 | 0 | 0 | 0.25238 | 0 | 0.24076 | 0.11161 | 2.1571 | 0.24076 | 0.11161 | 2.1571 | 0.25362 | 0.11757 | 2.1571 | 0.02955% | 0.36686 | 0.36667 | 2328.2535 | 169.8306 | 913.7375 | 1244.6854 | 2328.7846 | 0 | 0 | 2328.7846 | 5.298e-05%
2026 | 157 | 157-273R | Tier-3 | Tier-3---14 | 5--4 | 173 | 3 | 480.7998 | 81.05% | 17.89% | 1.052% | 1.9598 | 0 | 0 | 1.9598 | 0 | 1.8695 | 0.33483 | 5.5835 | 1.8695 | 0.33483 | 5.5835 | 1.9694 | 0.35272 | 5.5835 | 0.4076% | 0.32295 | 0.32133 | 1488.7712 | 174.3464 | 278.1483 | 1036.2764 | 1490.1968 | 0 | 0 | 1490.1968 | 0.0004114%
2026 | 157 | 157-81R | Tier-3 | Tier-3---3 | 5--5 | 675 | 6 | 2882.5826 | 80.96% | 18.44% | 0.5996% | 6.0155 | 0 | 0 | 6.0155 | 0 | 5.7384 | 0.66966 | 8.5692 | 5.7384 | 0.66966 | 8.5692 | 6.045 | 0.70544 | 8.5692 | 0.2087% | 0.38414 | 0.38314 | 7504.0834 | 990.345 | 1294.8297 | 5218.9087 | 7507.7768 | 0 | 0 | 7507.7768 | 0.001263%
2026 | 168 | 168-702F | Tier-1 | Non-HFTD---5 | 3--3 | 160 | 25 | 31.8762 | 89.8% | 0% | 10.2% | 1.2971 | 0 | 0 | 1.2971 | 0 | 1.2373 | 2.7903 | 0.44344 | 1.2373 | 2.7903 | 0.44344 | 1.3034 | 2.9393 | 0.44344 | 4.069% | 0.018904 | 0.018048 | 1686.196 | 324.8328 | 315.7054 | 1045.6578 | 1694.3599 | 0 | 0 | 1694.3599 | 0.0002723%
2026 | 175 | 175-2024R | Tier-2 | Tier-2---5 | 5--5 | 103 | 3 | 563.0882 | 93.71% | 5.71% | 0.5784% | 4.4571 | 0 | 0 | 4.4571 | 0 | 4.2518 | 0.33483 | 12.6983 | 4.2518 | 0.33483 | 12.6983 | 4.4789 | 0.35272 | 12.6983 | 0.7915% | 0.19114 | 0.18953 | 2945.925 | 621.2029 | 162.2415 | 2162.4806 | 2947.5031 | 0 | 0 | 2947.5031 | 0.0009355%
2026 | 175 | 175-90R | Tier-3 | Tier-3---9 | 5--5 | 300 | 2 | 894.6693 | 80.29% | 18.79% | 0.921% | 1.3888 | 0 | 0 | 1.3888 | 0 | 1.3248 | 0.22322 | 5.9351 | 1.3248 | 0.22322 | 5.9351 | 1.3956 | 0.23515 | 5.9351 | 0.1552% | 0.20491 | 0.20452 | 4366.1148 | 584.0624 | 757.6208 | 3024.4316 | 4367.7816 | 0 | 0 | 4367.7816 | 0.0002915%
2026 | 176 | 176-161R | Tier-3 | Tier-3---5 | 5--5 | 236 | 7 | 1442.7596 | 90.39% | 9.157% | 0.4576% | 11.217 | 0 | 0 | 11.217 | 0 | 10.7003 | 0.78127 | 13.696 | 10.7003 | 0.78127 | 13.696 | 11.272 | 0.82301 | 13.696 | 0.7775% | 0.22417 | 0.22224 | 6436.0353 | 957.8537 | 605.899 | 4872.2826 | 6441.404 | 0 | 0 | 6441.404 | 0.002354%
2026 | 176 | 176-164R | Tier-3 | Tier-3---11 | 5--5 | 131 | 2 | 613.402 | 87.29% | 12.01% | 0.6968% | 2.3708 | 0 | 0 | 2.3708 | 0 | 2.2615 | 0.22322 | 10.1314 | 2.2615 | 0.22322 | 10.1314 | 2.3824 | 0.23515 | 10.1314 | 0.3865% | 0.20727 | 0.20635 | 2959.4233 | 422.7131 | 329.6607 | 2207.0495 | 2961.0955 | 0 | 0 | 2961.0955 | 0.0004976%
2026 | 176 | 176-1834R | Tier-3 | Tier-3---5 | 5--5 | 312 | 3 | 1527.634 | 81.51% | 17.94% | 0.5573% | 3.472 | 0 | 0 | 3.472 | 0 | 3.3121 | 0.33483 | 9.8918 | 3.3121 | 0.33483 | 9.8918 | 3.489 | 0.35272 | 9.8918 | 0.2273% | 0.23205 | 0.2314 | 6583.3295 | 1087.0711 | 1168.7765 | 4327.4819 | 6586.7337 | 0 | 0 | 6586.7337 | 0.0007288%
2026 | 176 | 176-197F | Tier-3 | Tier-3---5 | 5--5 | 345 | 1 | 1901.6652 | 78.35% | 21.16% | 0.4918% | 1.2525 | 0 | 0 | 1.2525 | 0 | 1.1948 | 0.11161 | 10.7049 | 1.1948 | 0.11161 | 10.7049 | 1.2586 | 0.11757 | 10.7049 | 0.06586% | 0.23242 | 0.23222 | 8182.1472 | 1427.4932 | 1620.6818 | 5133.9723 | 8183.6373 | 0 | 0 | 8183.6373 | 0.0002629%
2026 | 178 | 178-968AE | Tier-2 | Tier-2---18 | 3--3 | 200 | 2 | 15.4322 | 73.56% | 0% | 26.44% | 0.03292 | 0 | 0 | 0.03292 | 0 | 0.031404 | 0.22322 | 0.14068 | 0.031404 | 0.22322 | 0.14068 | 0.033081 | 0.23515 | 0.14068 | 0.2133% | 0.018466 | 0.018413 | 835.6994 | 94.2014 | 379.7988 | 361.6992 | 836.342 | 0 | 0 | 836.342 | 6.91e-06%
2026 | 178 | 178-982 | Tier-2 | Tier-2---21 | 1--1 | 45 | 7 | 0.93128 | 13.4% | 0% | 86.6% | 0.0056297 | 0 | 0 | 0.0056297 | 0 | 0.0053703 | 0.78127 | 0.0068739 | 0.0053703 | 0.78127 | 0.0068739 | 0.0056573 | 0.82301 | 0.0068739 | 0.6045% | 0.0033454 | 0.0031945 | 278.3757 | 0.63264 | 254.3025 | 23.4406 | 289.7645 | 0 | 0 | 289.7645 | 1.182e-06%
2026 | 182 | 182-2240F | Tier-2 | Tier-2---2 | 5--5 | 291 | 8 | 1849.4802 | 64.04% | 35.59% | 0.3658% | 9.4427 | 0 | 0 | 9.4427 | 0 | 9.0077 | 0.89288 | 10.0883 | 9.0077 | 0.89288 | 10.0883 | 9.4889 | 0.94059 | 10.0883 | 0.5106% | 0.1455 | 0.14434 | 12710.8197 | 2473.4049 | 4337.8066 | 5899.6082 | 12747.5536 | 0 | 0 | 12747.5536 | 0.001982%
2026 | 182 | 182-2250 | Tier-2 | Tier-2---8 | 5--5 | 26 | 3 | 188.3209 | 97.39% | 2.141% | 0.4657% | 6.1373 | 0 | 0 | 6.1373 | 0 | 5.8545 | 0.33483 | 17.485 | 5.8545 | 0.33483 | 17.485 | 6.1673 | 0.35272 | 17.485 | 3.259% | 0.10496 | 0.10144 | 1794.2707 | 286.1267 | 42.0773 | 1466.0666 | 1795.8898 | 0 | 0 | 1795.8898 | 0.001288%
2026 | 182 | 182-2252R | Tier-2 | Tier-2---5 | 5--5 | 104 | 4 | 437.4034 | 92.58% | 6.861% | 0.5557% | 4.5169 | 0 | 0 | 4.5169 | 0 | 4.3088 | 0.44644 | 9.6515 | 4.3088 | 0.44644 | 9.6515 | 4.5391 | 0.47029 | 9.6515 | 1.033% | 0.11307 | 0.11181 | 3868.3889 | 593.9237 | 259.5961 | 3014.8691 | 3871.6249 | 0 | 0 | 3871.6249 | 0.0009481%
2026 | 183 | 183-439 | Tier-2 | Tier-2---14 | 3--5 | 42 | 8 | 138.4322 | 24.55% | 74.86% | 0.5956% | 1.8771 | 0 | 0 | 1.8771 | 0 | 1.7906 | 0.89288 | 2.0054 | 1.7906 | 0.89288 | 2.0054 | 1.8863 | 0.94059 | 2.0054 | 1.356% | 0.018422 | 0.017405 | 7514.4213 | 312.7649 | 5165.0291 | 2036.6274 | 7845.9217 | 0 | 0 | 7845.9217 | 0.000394%
2026 | 183 | 183-440 | Tier-2 | Tier-2---12 | 3--5 | 114 | 13 | 173.9797 | 32.16% | 66.62% | 1.222% | 1.8505 | 0 | 0 | 1.8505 | 0 | 1.7652 | 1.4509 | 1.2166 | 1.7652 | 1.4509 | 1.2166 | 1.8595 | 1.5285 | 1.2166 | 1.064% | 0.025335 | 0.024498 | 6867.059 | 365.5871 | 4285.7066 | 2215.7653 | 7026.3838 | 0 | 0 | 7026.3838 | 0.0003884%
2026 | 185 | 185-51F | Tier-2 | Tier-2---7 | 4--5 | 260 | 7 | 390.6047 | 65.18% | 33.32% | 1.503% | 1.9877 | 0 | 0 | 1.9877 | 0 | 1.8962 | 0.78127 | 2.427 | 1.8962 | 0.78127 | 2.427 | 1.9975 | 0.82301 | 2.427 | 0.5089% | 0.048222 | 0.047845 | 8100.2023 | 1032.7815 | 2609.1587 | 4458.2621 | 8122.3989 | 0 | 0 | 8122.3989 | 0.0004172%
2026 | 197 | 197-1155F | Tier-2 | Tier-2---21 | 1--4 | 9 | 3 | 2.6346 | 91.13% | 0% | 8.87% | 0.23208 | 0 | 0 | 0.23208 | 0 | 0.22139 | 0.33483 | 0.66121 | 0.22139 | 0.33483 | 0.66121 | 0.23322 | 0.35272 | 0.66121 | 8.809% | 0.0010316 | 0.00093188 | 2553.8632 | 379.4847 | 234.4628 | 1939.9157 | 2578.1051 | 0 | 0 | 2578.1051 | 4.871e-05%
2026 | 198 | 198-37R | Tier-2 | Tier-2---9 | 4--5 | 188 | 4 | 225.7204 | 81.18% | 16.94% | 1.877% | 1.1307 | 0 | 0 | 1.1307 | 0 | 1.0786 | 0.44644 | 2.416 | 1.0786 | 0.44644 | 2.416 | 1.1362 | 0.47029 | 2.416 | 0.5009% | 0.030671 | 0.030482 | 7359.4074 | 2410.2174 | 1700.5946 | 3248.5954 | 7368.0044 | 0 | 0 | 7368.0044 | 0.0002373%
2026 | 204 | 204-32R | Tier-2 | Tier-2---11 | 4--4 | 336 | 3 | 174.7993 | 90.03% | 3.465% | 6.507% | 0.40747 | 0 | 0 | 0.40747 | 0 | 0.3887 | 0.33483 | 1.1609 | 0.3887 | 0.33483 | 1.1609 | 0.40947 | 0.35272 | 1.1609 | 0.2331% | 0.087106 | 0.08688 | 2006.7428 | 246.9421 | 179.8959 | 1579.9048 | 2007.2623 | 0 | 0 | 2007.2623 | 8.553e-05%
2026 | 206 | 206-1105 | Tier-2 | Tier-2---9 | 3--5 | 132 | 4 | 189.805 | 98.58% | 0% | 1.419% | 1.6443 | 0 | 0 | 1.6443 | 0 | 1.5686 | 0.44644 | 3.5135 | 1.5686 | 0.44644 | 3.5135 | 1.6524 | 0.47029 | 3.5135 | 0.8663% | 0.014019 | 0.013896 | 13539.1253 | 2187.5417 | 263.1851 | 11088.3985 | 13540.828 | 0 | 0 | 13540.828 | 0.0003451%
2026 | 206 | 206-1817 | Tier-2 | Tier-2---4 | 4--5 | 413 | 29 | 414.414 | 98.25% | 0% | 1.752% | 8.2909 | 0 | 0 | 8.2909 | 0 | 7.909 | 3.2367 | 2.4435 | 7.909 | 3.2367 | 2.4435 | 8.3316 | 3.4096 | 2.4435 | 2.001% | 0.038208 | 0.03743 | 10846.319 | 1742.1104 | 241.9911 | 8862.2175 | 10850.2698 | 0 | 0 | 10850.2698 | 0.00174%
2026 | 209 | 209-1769F | Tier-2 | Tier-2---6 | 5--5 | 1069 | 39 | 1246.6839 | 98.28% | 0% | 1.716% | 12.9635 | 0 | 0 | 12.9635 | 0 | 12.3663 | 4.3528 | 2.841 | 12.3663 | 4.3528 | 2.841 | 13.0271 | 4.5854 | 2.841 | 1.04% | 0.11169 | 0.11051 | 11161.7212 | 1795.9566 | 261.2581 | 9104.5065 | 11163.7696 | 0 | 0 | 11163.7696 | 0.002721%
2026 | 210 | 210-172R | Tier-2 | Tier-2---11 | 5--2 | 111 | 16 | 187.8449 | 74.26% | 23.89% | 1.85% | 5.8313 | 0 | 0 | 5.8313 | 0 | 5.5626 | 1.7858 | 3.115 | 5.5626 | 1.7858 | 3.115 | 5.8599 | 1.8812 | 3.115 | 3.104% | 0.32588 | 0.31225 | 576.4292 | 39.7856 | 130.795 | 405.8486 | 582.9014 | 0 | 0 | 582.9014 | 0.001224%
2026 | 210 | 210-392R | Tier-2 | Tier-2---10 | 5--3 | 221 | 19 | 420.3387 | 65.56% | 32.94% | 1.504% | 6.8707 | 0 | 0 | 6.8707 | 0 | 6.5542 | 2.1206 | 3.0907 | 6.5542 | 2.1206 | 3.0907 | 6.9044 | 2.2339 | 3.0907 | 1.635% | 0.34771 | 0.33904 | 1208.8925 | 89.1732 | 378.0363 | 741.683 | 1219.5381 | 0 | 0 | 1219.5381 | 0.001442%
2026 | 210 | 210-394R | Tier-2 | Tier-2---16 | 5--2 | 77 | 2 | 90.8214 | 45.65% | 51.72% | 2.624% | 0.31232 | 0 | 0 | 0.31232 | 0 | 0.29793 | 0.22322 | 1.3347 | 0.29793 | 0.22322 | 1.3347 | 0.31385 | 0.23515 | 1.3347 | 0.3439% | 0.31841 | 0.31602 | 285.2308 | 14.2948 | 124.8192 | 146.1168 | 286.4073 | 0 | 0 | 286.4073 | 6.556e-05%
2026 | 210 | 210-9R | Tier-2 | Tier-2---13 | 5--2 | 95 | 5 | 204.3186 | 25.26% | 73.76% | 0.9801% | 0.78777 | 0 | 0 | 0.78777 | 0 | 0.75148 | 0.55805 | 1.3466 | 0.75148 | 0.55805 | 1.3466 | 0.79163 | 0.58787 | 1.3466 | 0.3856% | 0.31397 | 0.30918 | 650.7604 | 21.6073 | 447.6112 | 181.5419 | 658.2991 | 0 | 0 | 658.2991 | 0.0001654%
2026 | 211 | 211-279R | Tier-2 | Tier-2---10 | 5--3 | 293 | 10 | 472.6727 | 73.92% | 24.32% | 1.766% | 3.4582 | 0 | 0 | 3.4582 | 0 | 3.2989 | 1.1161 | 2.9557 | 3.2989 | 1.1161 | 2.9557 | 3.4751 | 1.1757 | 2.9557 | 0.7316% | 0.37314 | 0.36944 | 1266.7597 | 81.8701 | 334.8802 | 850.0094 | 1270.0624 | 0 | 0 | 1270.0624 | 0.0007259%
2026 | 211 | 211-312R | Tier-2 | Tier-2---8 | 5--3 | 420 | 39 | 754.0624 | 63.09% | 35.39% | 1.526% | 12.8102 | 0 | 0 | 12.8102 | 0 | 12.2201 | 4.3528 | 2.8074 | 12.2201 | 4.3528 | 2.8074 | 12.873 | 4.5854 | 2.8074 | 1.699% | 0.39031 | 0.3798 | 1931.9795 | 162.2508 | 643.7527 | 1125.9761 | 1951.7154 | 0 | 0 | 1951.7154 | 0.002689%
2026 | 211 | 211-771R | Tier-3 | Tier-3---14 | 5--4 | 279 | 8 | 617.3051 | 73.22% | 25.44% | 1.334% | 3.7587 | 0 | 0 | 3.7587 | 0 | 3.5855 | 0.89288 | 4.0157 | 3.5855 | 0.89288 | 4.0157 | 3.7771 | 0.94059 | 4.0157 | 0.6089% | 0.3743 | 0.37119 | 1649.207 | 127.1804 | 388.1922 | 1133.8343 | 1652.9098 | 0 | 0 | 1652.9098 | 0.000789%
2026 | 212 | 212-1177R | Tier-2 | Tier-2---8 | 5--4 | 287 | 3 | 484.9484 | 83.96% | 14.37% | 1.67% | 1.2343 | 0 | 0 | 1.2343 | 0 | 1.1774 | 0.33483 | 3.5165 | 1.1774 | 0.33483 | 3.5165 | 1.2403 | 0.35272 | 3.5165 | 0.2545% | 0.15054 | 0.15008 | 3221.4606 | 348.4219 | 528.8758 | 2344.1629 | 3223.0316 | 0 | 0 | 3223.0316 | 0.0002591%
2026 | 212 | 212-1204R | Tier-2 | Tier-2---8 | 5--4 | 219 | 1 | 431.7599 | 82.12% | 16.51% | 1.365% | 0.46951 | 0 | 0 | 0.46951 | 0 | 0.44788 | 0.11161 | 4.0129 | 0.44788 | 0.11161 | 4.0129 | 0.47181 | 0.11757 | 4.0129 | 0.1087% | 0.19221 | 0.19195 | 2246.3396 | 244.3912 | 383.4547 | 1618.4937 | 2246.8721 | 0 | 0 | 2246.8721 | 9.855e-05%
2026 | 212 | 212-638R | Tier-2 | Tier-2---11 | 5--4 | 79 | 1 | 157.455 | 96.47% | 1.863% | 1.664% | 0.55761 | 0 | 0 | 0.55761 | 0 | 0.53192 | 0.11161 | 4.7659 | 0.53192 | 0.11161 | 4.7659 | 0.56035 | 0.11757 | 4.7659 | 0.3541% | 0.10708 | 0.10668 | 1470.5114 | 155.1186 | 63.8116 | 1251.5811 | 1470.7025 | 0 | 0 | 1470.7025 | 0.000117%
2026 | 212 | 212-725R | Tier-3 | Tier-3---10 | 5--5 | 218 | 2 | 749.6423 | 94.58% | 4.636% | 0.779% | 1.8865 | 0 | 0 | 1.8865 | 0 | 1.7995 | 0.22322 | 8.0618 | 1.7995 | 0.22322 | 8.0618 | 1.8957 | 0.23515 | 8.0618 | 0.2516% | 0.13941 | 0.13904 | 5377.288 | 738.7725 | 258.1994 | 4380.3161 | 5378.0648 | 0 | 0 | 5378.0648 | 0.000396%
2026 | 212 | 212-734R | Tier-2 | Tier-2---10 | 5--4 | 273 | 7 | 405.6391 | 93.64% | 4.241% | 2.118% | 2.8245 | 0 | 0 | 2.8245 | 0 | 2.6944 | 0.78127 | 3.4487 | 2.6944 | 0.78127 | 3.4487 | 2.8383 | 0.82301 | 3.4487 | 0.6963% | 0.17753 | 0.17621 | 2284.84 | 188.9421 | 239.3419 | 1856.5561 | 2285.9285 | 0 | 0 | 2285.9285 | 0.0005929%
2026 | 212 | 212-739R | Tier-3 | Tier-3---15 | 5--4 | 201 | 2 | 301.7157 | 89.07% | 9.028% | 1.906% | 0.77543 | 0 | 0 | 0.77543 | 0 | 0.73971 | 0.22322 | 3.3138 | 0.73971 | 0.22322 | 3.3138 | 0.77923 | 0.23515 | 3.3138 | 0.257% | 0.13097 | 0.13059 | 2303.7005 | 251.0522 | 237.9772 | 1814.6711 | 2304.4295 | 0 | 0 | 2304.4295 | 0.0001628%
2026 | 212 | 212-758R | Tier-2 | Tier-2---8 | 5--4 | 201 | 3 | 381.3507 | 89.63% | 8.808% | 1.561% | 1.4795 | 0 | 0 | 1.4795 | 0 | 1.4113 | 0.33483 | 4.2151 | 1.4113 | 0.33483 | 4.2151 | 1.4867 | 0.35272 | 4.2151 | 0.388% | 0.1427 | 0.14209 | 2672.3387 | 313.5648 | 256.9237 | 2101.8502 | 2673.5432 | 0 | 0 | 2673.5432 | 0.0003105%
2026 | 212 | 212-773R | Tier-2 | Tier-2---5 | 5--4 | 297 | 2 | 677.1103 | 83.18% | 15.77% | 1.046% | 1.0999 | 0 | 0 | 1.0999 | 0 | 1.0492 | 0.22322 | 4.7005 | 1.0492 | 0.22322 | 4.7005 | 1.1053 | 0.23515 | 4.7005 | 0.1624% | 0.19881 | 0.19842 | 3405.7885 | 402.585 | 522.8709 | 2480.3327 | 3406.9093 | 0 | 0 | 3406.9093 | 0.0002309%
2026 | 212 | 212-799R | Tier-2 | Tier-2---10 | 5--4 | 115 | 1 | 254.923 | 88.52% | 10.12% | 1.358% | 0.56906 | 0 | 0 | 0.56906 | 0 | 0.54284 | 0.11161 | 4.8638 | 0.54284 | 0.11161 | 4.8638 | 0.57185 | 0.11757 | 4.8638 | 0.2232% | 0.12493 | 0.12461 | 2040.5268 | 236.751 | 211.9535 | 1591.8223 | 2041.1189 | 0 | 0 | 2041.1189 | 0.0001194%
2026 | 212 | 212-886R | Tier-2 | Tier-2---8 | 5--4 | 155 | 1 | 472.8052 | 94.27% | 4.633% | 1.099% | 0.8339 | 0 | 0 | 0.8339 | 0 | 0.79549 | 0.11161 | 7.1274 | 0.79549 | 0.11161 | 7.1274 | 0.83799 | 0.11757 | 7.1274 | 0.1764% | 0.18767 | 0.18732 | 2519.3545 | 323.5371 | 126.2126 | 2069.6048 | 2519.6252 | 0 | 0 | 2519.6252 | 0.000175%
2026 | 212 | 212-888R | Tier-2 | Tier-2---8 | 5--4 | 147 | 1 | 346.5382 | 90.95% | 7.817% | 1.237% | 0.62175 | 0 | 0 | 0.62175 | 0 | 0.59311 | 0.11161 | 5.3141 | 0.59311 | 0.11161 | 5.3141 | 0.6248 | 0.11757 | 5.3141 | 0.1794% | 0.13116 | 0.1309 | 2642.179 | 334.1686 | 213.131 | 2094.8795 | 2642.6519 | 0 | 0 | 2642.6519 | 0.0001305%
2026 | 214 | 214-1122R | Tier-3 | Tier-3---3 | 5--5 | 446 | 16 | 2893.3725 | 90.28% | 9.311% | 0.4067% | 27.1764 | 0 | 0 | 27.1764 | 0 | 25.9244 | 1.7858 | 14.5173 | 25.9244 | 1.7858 | 14.5173 | 27.3096 | 1.8812 | 14.5173 | 0.9393% | 0.26918 | 0.26638 | 10749.0069 | 1574.7708 | 951.5348 | 8222.7013 | 10759.9879 | 0 | 0 | 10759.9879 | 0.005704%
2026 | 214 | 214-1135R | Tier-3 | Tier-3---6 | 4--5 | 285 | 23 | 805.3146 | 95.2% | 3.81% | 0.9931% | 17.9419 | 0 | 0 | 17.9419 | 0 | 17.1154 | 2.567 | 6.6674 | 17.1154 | 2.567 | 6.6674 | 18.0299 | 2.7042 | 6.6674 | 2.228% | 0.090777 | 0.088652 | 8871.3507 | 1468.4713 | 438.4999 | 6964.3795 | 8881.5622 | 0 | 0 | 8881.5622 | 0.003766%
2026 | 214 | 214-17AE | Tier-3 | Tier-3---17 | 4--4 | 157 | 14 | 127.491 | 90.35% | 5.503% | 4.145% | 2.9788 | 0 | 0 | 2.9788 | 0 | 2.8416 | 1.5625 | 1.8186 | 2.8416 | 1.5625 | 1.8186 | 2.9934 | 1.646 | 1.8186 | 2.336% | 0.071957 | 0.070096 | 1771.7769 | 216.0551 | 150.3479 | 1405.374 | 1776.3149 | 0 | 0 | 1776.3149 | 0.0006253%
2026 | 214 | 214-583R | Tier-3 | Tier-3---13 | 4--5 | 174 | 15 | 328.9866 | 94.06% | 4.474% | 1.469% | 7.7359 | 0 | 0 | 7.7359 | 0 | 7.3795 | 1.6742 | 4.4079 | 7.3795 | 1.6742 | 4.4079 | 7.7738 | 1.7636 | 4.4079 | 2.351% | 0.070413 | 0.068653 | 4672.2426 | 712.2083 | 352.9213 | 3607.1129 | 4679.3619 | 0 | 0 | 4679.3619 | 0.001624%
2026 | 214 | 214-613R | Tier-3 | Tier-3---14 | 5--3 | 196 | 5 | 480.8617 | 49.89% | 49.25% | 0.8586% | 1.7747 | 0 | 0 | 1.7747 | 0 | 1.6929 | 0.55805 | 3.0337 | 1.6929 | 0.55805 | 3.0337 | 1.7834 | 0.58787 | 3.0337 | 0.3691% | 0.43289 | 0.42969 | 1110.8228 | 86.441 | 501.4412 | 522.9406 | 1114.9717 | 0 | 0 | 1114.9717 | 0.0003725%
2026 | 214 | 214-647R | Tier-3 | Tier-3---8 | 5--5 | 264 | 2 | 2287.3818 | 92.77% | 6.976% | 0.2574% | 4.6618 | 0 | 0 | 4.6618 | 0 | 4.447 | 0.22322 | 19.9222 | 4.447 | 0.22322 | 19.9222 | 4.6847 | 0.23515 | 19.9222 | 0.2038% | 0.23844 | 0.23791 | 9593.2735 | 1427.6996 | 628.6999 | 7536.874 | 9594.8014 | 0 | 0 | 9594.8014 | 0.0009785%
2026 | 215 | 215-1531R | Tier-2 | Tier-2---2 | 5--5 | 256 | 1 | 1398.9852 | 84.15% | 15.42% | 0.4283% | 1.3336 | 0 | 0 | 1.3336 | 0 | 1.2722 | 0.11161 | 11.3984 | 1.2722 | 0.11161 | 11.3984 | 1.3402 | 0.11757 | 11.3984 | 0.09533% | 0.20291 | 0.20268 | 6894.5825 | 1039.1679 | 1002.2008 | 4853.2138 | 6895.8217 | 0 | 0 | 6895.8217 | 0.0002799%
2026 | 215 | 215-1534R | Tier-2 | Tier-2---1 | 5--5 | 243 | 1 | 1734.1452 | 88.98% | 10.7% | 0.3246% | 1.8415 | 0 | 0 | 1.8415 | 0 | 1.7567 | 0.11161 | 15.7392 | 1.7567 | 0.11161 | 15.7392 | 1.8505 | 0.11757 | 15.7392 | 0.1062% | 0.1982 | 0.19797 | 8749.2684 | 1441.1188 | 882.1072 | 6426.0424 | 8750.4204 | 0 | 0 | 8750.4204 | 0.0003865%
2026 | 215 | 215-38R | Tier-3 | Tier-3---10 | 5--5 | 126 | 1 | 650.1784 | 91.15% | 8.25% | 0.6037% | 1.364 | 0 | 0 | 1.364 | 0 | 1.3011 | 0.11161 | 11.6578 | 1.3011 | 0.11161 | 11.6578 | 1.3706 | 0.11757 | 11.6578 | 0.2098% | 0.12528 | 0.12499 | 5189.8024 | 828.3476 | 472.2938 | 3889.161 | 5190.8623 | 0 | 0 | 5190.8623 | 0.0002863%
2026 | 216 | 216-1859F | Tier-3 | Tier-3---4 | 5--5 | 268 | 12 | 1336.0946 | 91.63% | 7.965% | 0.4046% | 15.8972 | 0 | 0 | 15.8972 | 0 | 15.1649 | 1.3393 | 11.3228 | 15.1649 | 1.3393 | 11.3228 | 15.9751 | 1.4109 | 11.3228 | 1.19% | 0.15704 | 0.155 | 8507.7615 | 1421.0211 | 648.1937 | 6438.5467 | 8517.1294 | 0 | 0 | 8517.1294 | 0.003337%
2026 | 217 | 217-41AE | Tier-2 | Tier-2---8 | 5--4 | 456 | 18 | 548.1248 | 61.28% | 37.04% | 1.683% | 3.845 | 0 | 0 | 3.845 | 0 | 3.6679 | 2.009 | 1.8257 | 3.6679 | 2.009 | 1.8257 | 3.8639 | 2.1163 | 1.8257 | 0.7015% | 0.19664 | 0.19439 | 2787.4845 | 272.106 | 973.6181 | 1541.7603 | 2799.9831 | 0 | 0 | 2799.9831 | 0.0008071%
2026 | 217 | 217-48AE | Tier-2 | Tier-2---8 | 5--4 | 344 | 18 | 701.5771 | 53.79% | 44.81% | 1.4% | 5.7264 | 0 | 0 | 5.7264 | 0 | 5.4626 | 2.009 | 2.7191 | 5.4626 | 2.009 | 2.7191 | 5.7544 | 2.1163 | 2.7191 | 0.8162% | 0.20236 | 0.19929 | 3466.9889 | 313.4539 | 1406.954 | 1746.581 | 3491.675 | 0 | 0 | 3491.675 | 0.001202%
2026 | 217 | 217-835R | Tier-3 | Tier-3---5 | 5--5 | 319 | 6 | 1459.42 | 90.56% | 8.764% | 0.6769% | 7.2089 | 0 | 0 | 7.2089 | 0 | 6.8768 | 0.66966 | 10.2692 | 6.8768 | 0.66966 | 10.2692 | 7.2443 | 0.70544 | 10.2692 | 0.494% | 0.28412 | 0.28257 | 5136.5819 | 779.5394 | 417.5644 | 3939.4781 | 5139.2415 | 0 | 0 | 5139.2415 | 0.001513%
2026 | 217 | 217-837R | Tier-3 | Tier-3---12 | 5--5 | 293 | 2 | 680.508 | 71.93% | 26.93% | 1.134% | 0.96901 | 0 | 0 | 0.96901 | 0 | 0.92437 | 0.22322 | 4.141 | 0.92437 | 0.22322 | 4.141 | 0.97376 | 0.23515 | 4.141 | 0.1424% | 0.14269 | 0.14241 | 4769.0891 | 589.9072 | 1292.048 | 2887.1339 | 4771.744 | 0 | 0 | 4771.744 | 0.0002034%
2026 | 217 | 217-972R | Tier-2 | Tier-2---8 | 5--4 | 256 | 21 | 360.9866 | 64.42% | 33.78% | 1.803% | 5.5321 | 0 | 0 | 5.5321 | 0 | 5.2773 | 2.3438 | 2.2516 | 5.2773 | 2.3438 | 2.2516 | 5.5592 | 2.469 | 2.2516 | 1.532% | 0.18227 | 0.17793 | 1980.496 | 214.776 | 614.2082 | 1151.5119 | 1997.6676 | 0 | 0 | 1997.6676 | 0.001161%
2026 | 217 | 217-983R | Tier-3 | Tier-3---5 | 5--5 | 116 | 1 | 1187.4841 | 92.09% | 7.578% | 0.3365% | 2.7337 | 0 | 0 | 2.7337 | 0 | 2.6078 | 0.11161 | 23.3653 | 2.6078 | 0.11161 | 23.3653 | 2.7471 | 0.11757 | 23.3653 | 0.2302% | 0.2438 | 0.24319 | 4870.8263 | 716.2537 | 353.1181 | 3801.4544 | 4871.7925 | 0 | 0 | 4871.7925 | 0.0005738%
2026 | 220 | 220-288R | Tier-3 | Tier-3---14 | 5--4 | 132 | 2 | 437.6752 | 81.99% | 17.08% | 0.9315% | 1.5768 | 0 | 0 | 1.5768 | 0 | 1.5042 | 0.22322 | 6.7385 | 1.5042 | 0.22322 | 6.7385 | 1.5845 | 0.23515 | 6.7385 | 0.3603% | 0.37523 | 0.37358 | 1166.4109 | 131.8052 | 200.8528 | 833.7529 | 1167.3379 | 0 | 0 | 1167.3379 | 0.000331%
2026 | 220 | 220-294R | Tier-3 | Tier-3---14 | 5--3 | 328 | 3 | 720.9399 | 58.97% | 39.92% | 1.12% | 1.1276 | 0 | 0 | 1.1276 | 0 | 1.0756 | 0.33483 | 3.2124 | 1.0756 | 0.33483 | 3.2124 | 1.1331 | 0.35272 | 3.2124 | 0.1564% | 0.44397 | 0.4428 | 1623.8364 | 124.0259 | 599.3861 | 900.4244 | 1625.6086 | 0 | 0 | 1625.6086 | 0.0002367%
2026 | 220 | 220-298R | Tier-3 | Tier-3---11 | 5--4 | 614 | 13 | 1053.2838 | 64.6% | 33.51% | 1.887% | 4.1781 | 0 | 0 | 4.1781 | 0 | 3.9856 | 1.4509 | 2.747 | 3.9856 | 1.4509 | 2.747 | 4.1986 | 1.5285 | 2.747 | 0.3967% | 0.50177 | 0.49869 | 2099.1459 | 164.9638 | 658.2461 | 1275.9359 | 2103.7361 | 0 | 0 | 2103.7361 | 0.000877%
2026 | 221 | 221-1230F | Tier-3 | Tier-3---12 | 4--5 | 97 | 1 | 637.2245 | 99.48% | 0% | 0.5187% | 1.8952 | 0 | 0 | 1.8952 | 0 | 1.8079 | 0.11161 | 16.1985 | 1.8079 | 0.11161 | 16.1985 | 1.9045 | 0.11757 | 16.1985 | 0.2974% | 0.035843 | 0.035736 | 17778.1145 | 2647.4462 | 83.7682 | 15046.9001 | 17778.391 | 0 | 0 | 17778.391 | 0.0003978%
2026 | 221 | 221-23R | Tier-3 | Tier-3---11 | 5--5 | 307 | 7 | 764.9858 | 67.26% | 31.99% | 0.7569% | 3.4021 | 0 | 0 | 3.4021 | 0 | 3.2453 | 0.78127 | 4.1539 | 3.2453 | 0.78127 | 4.1539 | 3.4188 | 0.82301 | 4.1539 | 0.4447% | 0.19945 | 0.19813 | 3835.5267 | 452.4998 | 1178.7605 | 2204.2664 | 3843.8864 | 0 | 0 | 3843.8864 | 0.0007141%
2026 | 221 | 221-344R | Tier-3 | Tier-3---13 | 5--4 | 293 | 1 | 642.3372 | 83.79% | 15.02% | 1.193% | 0.53272 | 0 | 0 | 0.53272 | 0 | 0.50818 | 0.11161 | 4.5531 | 0.50818 | 0.11161 | 4.5531 | 0.53533 | 0.11757 | 4.5531 | 0.08293% | 0.2115 | 0.21129 | 3037.0437 | 366.2743 | 441.4951 | 2229.2742 | 3037.5313 | 0 | 0 | 3037.5313 | 0.0001118%
2026 | 221 | 221-35 | Tier-2 | Tier-2---10 | 5--3 | 13 | 7 | 111.3988 | 96.62% | 2.989% | 0.3886% | 16.8078 | 0 | 0 | 16.8078 | 0 | 16.0335 | 0.78127 | 20.5224 | 16.0335 | 0.78127 | 20.5224 | 16.8902 | 0.82301 | 20.5224 | 15.09% | 0.17281 | 0.14582 | 644.6479 | 94.7644 | 26.1294 | 523.7541 | 648.677 | 0 | 0 | 648.677 | 0.003528%
2026 | 221 | 221-37AE | Tier-3 | Tier-3---11 | 5--5 | 244 | 2 | 769.7343 | 85.13% | 14.19% | 0.6769% | 1.5577 | 0 | 0 | 1.5577 | 0 | 1.4859 | 0.22322 | 6.6569 | 1.4859 | 0.22322 | 6.6569 | 1.5653 | 0.23515 | 6.6569 | 0.2024% | 0.19925 | 0.19878 | 3863.0999 | 511.5521 | 574.4994 | 2777.0485 | 3864.4683 | 0 | 0 | 3864.4683 | 0.000327%
2026 | 221 | 221-38AE | Tier-3 | Tier-3---17 | 5--3 | 18 | 2 | 225.9712 | 8.218% | 91.4% | 0.3782% | 0.59835 | 0 | 0 | 0.59835 | 0 | 0.57078 | 0.22322 | 2.557 | 0.57078 | 0.22322 | 2.557 | 0.60128 | 0.23515 | 2.557 | 0.2648% | 0.16917 | 0.16372 | 1335.7574 | 19.3633 | 1034.9942 | 281.3999 | 1376.5768 | 0 | 0 | 1376.5768 | 0.0001256%
2026 | 221 | 221-675R | Tier-2 | Tier-2---8 | 5--4 | 99 | 24 | 383.5958 | 97.43% | 1.747% | 0.8215% | 26.2754 | 0 | 0 | 26.2754 | 0 | 25.0649 | 2.6786 | 9.3573 | 25.0649 | 2.6786 | 9.3573 | 26.4042 | 2.8218 | 9.3573 | 6.85% | 0.22072 | 0.2052 | 1737.9263 | 228.1325 | 87.6764 | 1422.1174 | 1741.3012 | 0 | 0 | 1741.3012 | 0.005515%
2026 | 221 | 221-6R | Tier-2 | Tier-2---5 | 5--5 | 100 | 63 | 616.9841 | 99.25% | 0.1999% | 0.5529% | 111.8744 | 0 | 0 | 111.8744 | 0 | 106.7206 | 7.0314 | 15.1776 | 106.7206 | 7.0314 | 15.1776 | 112.4228 | 7.4071 | 15.1776 | 18.13% | 0.21604 | 0.17657 | 2855.887 | 420.5436 | 58.2104 | 2377.133 | 2860.6928 | 0 | 0 | 2860.6928 | 0.02348%
2026 | 221 | 221-788 | Tier-3 | Tier-3---12 | 5--5 | 67 | 6 | 677.5152 | 96.42% | 3.298% | 0.2798% | 16.9657 | 0 | 0 | 16.9657 | 0 | 16.1841 | 0.66966 | 24.1676 | 16.1841 | 0.66966 | 24.1676 | 17.0488 | 0.70544 | 24.1676 | 2.504% | 0.18975 | 0.18482 | 3570.5978 | 586.4326 | 168.8515 | 2815.3137 | 3574.0038 | 0 | 0 | 3574.0038 | 0.003561%
2026 | 221 | 221-824 | Tier-3 | Tier-3---13 | 5--4 | 106 | 2 | 431.5232 | 83.48% | 15.96% | 0.5616% | 1.971 | 0 | 0 | 1.971 | 0 | 1.8802 | 0.22322 | 8.4232 | 1.8802 | 0.22322 | 8.4232 | 1.9807 | 0.23515 | 8.4232 | 0.4568% | 0.18396 | 0.18296 | 2345.6862 | 321.7207 | 355.7349 | 1668.2306 | 2347.8186 | 0 | 0 | 2347.8186 | 0.0004137%
2026 | 222 | 222-1433R | Tier-3 | Tier-3---5 | 5--5 | 123 | 1 | 1073.7524 | 96.43% | 3.224% | 0.3472% | 2.4412 | 0 | 0 | 2.4412 | 0 | 2.3287 | 0.11161 | 20.8649 | 2.3287 | 0.11161 | 20.8649 | 2.4532 | 0.11757 | 20.8649 | 0.2274% | 0.37266 | 0.37178 | 2881.3332 | 440.8984 | 92.1003 | 2348.3345 | 2881.5764 | 0 | 0 | 2881.5764 | 0.0005124%
2026 | 222 | 222-1503R | Tier-3 | Tier-3---15 | 5--4 | 76 | 1 | 289.1141 | 77.72% | 21.59% | 0.6888% | 0.85744 | 0 | 0 | 0.85744 | 0 | 0.81794 | 0.11161 | 7.3286 | 0.81794 | 0.11161 | 7.3286 | 0.86164 | 0.11757 | 7.3286 | 0.2966% | 0.23465 | 0.23375 | 1232.1205 | 140.7183 | 258.7997 | 832.6024 | 1233.1718 | 0 | 0 | 1233.1718 | 0.00018%
2026 | 222 | 222-1523R | Tier-3 | Tier-3---7 | 5--5 | 367 | 4 | 1341.7279 | 81.78% | 17.54% | 0.6801% | 3.4681 | 0 | 0 | 3.4681 | 0 | 3.3083 | 0.44644 | 7.4104 | 3.3083 | 0.44644 | 7.4104 | 3.4851 | 0.47029 | 7.4104 | 0.2585% | 0.26901 | 0.26816 | 4987.6805 | 618.9983 | 835.0785 | 3533.6036 | 4990.5624 | 0 | 0 | 4990.5624 | 0.000728%
2026 | 222 | 222-1986R | Tier-3 | Tier-3---1 | 5--5 | 451 | 5 | 6887.3845 | 91.59% | 8.216% | 0.1933% | 20.2814 | 0 | 0 | 20.2814 | 0 | 19.347 | 0.55805 | 34.669 | 19.347 | 0.55805 | 34.669 | 20.3808 | 0.58787 | 34.669 | 0.2945% | 0.41507 | 0.41374 | 16593.3004 | 2725.7619 | 1237.4149 | 12630.1236 | 16597.8011 | 0 | 0 | 16597.8011 | 0.004257%
2026 | 222 | 222-1990R | Tier-3 | Tier-3---1 | 5--5 | 287 | 4 | 4318.7821 | 96.21% | 3.588% | 0.2018% | 16.7942 | 0 | 0 | 16.7942 | 0 | 16.0206 | 0.44644 | 35.8851 | 16.0206 | 0.44644 | 35.8851 | 16.8766 | 0.47029 | 35.8851 | 0.3889% | 0.41211 | 0.41045 | 10479.6421 | 1615.523 | 393.9401 | 8470.179 | 10481.2536 | 0 | 0 | 10481.2536 | 0.003525%
2026 | 222 | 222-1992R | Tier-3 | Tier-3---18 | 5--2 | 43 | 2 | 77.8798 | 51.19% | 47.85% | 0.9609% | 0.53776 | 0 | 0 | 0.53776 | 0 | 0.51299 | 0.22322 | 2.2981 | 0.51299 | 0.22322 | 2.2981 | 0.5404 | 0.23515 | 2.2981 | 0.6905% | 0.22115 | 0.21817 | 352.1575 | 26.3738 | 147.8812 | 177.9024 | 354.5076 | 0 | 0 | 354.5076 | 0.0001129%
2026 | 222 | 222-2013R | Tier-3 | Tier-3---7 | 5--5 | 407 | 5 | 1434.8215 | 80% | 19.3% | 0.6983% | 4.0896 | 0 | 0 | 4.0896 | 0 | 3.9012 | 0.55805 | 6.9908 | 3.9012 | 0.55805 | 6.9908 | 4.1097 | 0.58787 | 6.9908 | 0.285% | 0.27927 | 0.27828 | 5137.7317 | 647.5611 | 923.7481 | 3566.4225 | 5141.4048 | 0 | 0 | 5141.4048 | 0.0008584%
2026 | 222 | 222-2085 | Tier-3 | Tier-3---3 | 5--5 | 910 | 16 | 3261.4227 | 83.38% | 16% | 0.6198% | 13.8662 | 0 | 0 | 13.8662 | 0 | 13.2274 | 1.7858 | 7.4071 | 13.2274 | 1.7858 | 7.4071 | 13.9341 | 1.8812 | 7.4071 | 0.4252% | 0.35117 | 0.34938 | 9287.3202 | 1207.9834 | 1459.1451 | 6620.1916 | 9295.23 | 0 | 0 | 9295.23 | 0.002911%
2026 | 230 | 230-127AE | Tier-2 | Tier-2---7 | 5--5 | 269 | 28 | 422.4651 | 76.79% | 21.48% | 1.73% | 9.7922 | 0 | 0 | 9.7922 | 0 | 9.3411 | 3.1251 | 2.9891 | 9.3411 | 3.1251 | 2.9891 | 9.8402 | 3.2921 | 2.9891 | 2.318% | 0.093988 | 0.091151 | 4494.8739 | 563.2432 | 960.6446 | 2970.9861 | 4527.3501 | 0 | 0 | 4527.3501 | 0.002055%
2026 | 230 | 230-133AE | Tier-2 | Tier-2---6 | 5--5 | 328 | 13 | 947.6516 | 88.55% | 10.64% | 0.8078% | 9.6453 | 0 | 0 | 9.6453 | 0 | 9.2009 | 1.4509 | 6.3414 | 9.2009 | 1.4509 | 6.3414 | 9.6925 | 1.5285 | 6.3414 | 1.018% | 0.095565 | 0.094466 | 9916.3461 | 1445.4329 | 1050.4793 | 7420.4339 | 9929.5461 | 0 | 0 | 9929.5461 | 0.002025%
2026 | 230 | 230-1586R | Tier-2 | Tier-2---7 | 4--5 | 245 | 34 | 476.4865 | 62.01% | 36.72% | 1.273% | 11.891 | 0 | 0 | 11.891 | 0 | 11.3432 | 3.7947 | 2.9892 | 11.3432 | 3.7947 | 2.9892 | 11.9493 | 3.9975 | 2.9892 | 2.496% | 0.084625 | 0.081219 | 5630.5637 | 561.1393 | 2038.0856 | 3031.3388 | 5720.2613 | 0 | 0 | 5720.2613 | 0.002496%
2026 | 230 | 230-1606R | Tier-2 | Tier-2---11 | 4--4 | 71 | 3 | 185.0767 | 40.42% | 58.67% | 0.9045% | 0.91673 | 0 | 0 | 0.91673 | 0 | 0.8745 | 0.33483 | 2.6118 | 0.8745 | 0.33483 | 2.6118 | 0.92122 | 0.35272 | 2.6118 | 0.4953% | 0.062818 | 0.062048 | 2946.2367 | 194.5466 | 1610.7155 | 1140.9746 | 2968.0119 | 0 | 0 | 2968.0119 | 0.0001924%
2026 | 230 | 230-181 | Tier-2 | Tier-2---9 | 4--4 | 52 | 1 | 148.8171 | 90.62% | 8.321% | 1.055% | 0.75213 | 0 | 0 | 0.75213 | 0 | 0.71748 | 0.11161 | 6.4284 | 0.71748 | 0.11161 | 6.4284 | 0.75581 | 0.11757 | 6.4284 | 0.5054% | 0.063241 | 0.062889 | 2353.1666 | 304.6061 | 482.4063 | 1566.1542 | 2354.4039 | 0 | 0 | 2354.4039 | 0.0001579%
2026 | 230 | 230-2060R | Tier-2 | Tier-2---4 | 4--5 | 236 | 2 | 578.2503 | 86.36% | 12.53% | 1.105% | 1.2273 | 0 | 0 | 1.2273 | 0 | 1.1708 | 0.22322 | 5.2449 | 1.1708 | 0.22322 | 5.2449 | 1.2333 | 0.23515 | 5.2449 | 0.2122% | 0.088414 | 0.088197 | 6540.2273 | 927.2098 | 823.7907 | 4789.2268 | 6542.4249 | 0 | 0 | 6542.4249 | 0.0002576%
2026 | 230 | 230-371AE | Tier-2 | Tier-2---13 | 4--3 | 41 | 2 | 66.0989 | 47.04% | 51.57% | 1.387% | 0.43988 | 0 | 0 | 0.43988 | 0 | 0.41962 | 0.22322 | 1.8798 | 0.41962 | 0.22322 | 1.8798 | 0.44204 | 0.23515 | 1.8798 | 0.6655% | 0.059006 | 0.058171 | 1120.2069 | 86.6285 | 524.1056 | 509.4728 | 1128.7192 | 0 | 0 | 1128.7192 | 9.233e-05%
2026 | 231 | 231-1136R | Tier-2 | Tier-2---7 | 4--5 | 357 | 21 | 532.5953 | 91.49% | 6.883% | 1.625% | 8.3125 | 0 | 0 | 8.3125 | 0 | 7.9296 | 2.3438 | 3.3832 | 7.9296 | 2.3438 | 3.3832 | 8.3532 | 2.469 | 3.3832 | 1.561% | 0.054655 | 0.053722 | 9744.7482 | 1528.1869 | 1244.2736 | 6972.2877 | 9759.1361 | 0 | 0 | 9759.1361 | 0.001745%
2026 | 231 | 231-1635R | Tier-2 | Tier-2---4 | 5--5 | 862 | 131 | 1024.1696 | 93.53% | 4.422% | 2.048% | 42.2169 | 0 | 0 | 42.2169 | 0 | 40.2721 | 14.6209 | 2.7544 | 40.2721 | 14.6209 | 2.7544 | 42.4239 | 15.4021 | 2.7544 | 4.122% | 0.11648 | 0.11134 | 8792.8912 | 1469.9696 | 598.2137 | 6724.7079 | 8819.1181 | 0 | 0 | 8819.1181 | 0.008861%
2026 | 232 | 232-40AE | Tier-2 | Tier-2---19 | 2--3 | 5 | 1 | 11.1503 | 0.2712% | 98.76% | 0.9657% | 0.001754 | 0 | 0 | 0.001754 | 0 | 0.0016732 | 0.11161 | 0.014992 | 0.0016732 | 0.11161 | 0.014992 | 0.0017626 | 0.11757 | 0.014992 | 0.01573% | 0.0059544 | 0.005609 | 1872.6196 | 2.8979 | 1701.602 | 168.1196 | 1987.6062 | 0 | 0 | 1987.6062 | 3.682e-07%
2026 | 233 | 233-123R | Tier-2 | Tier-2---4 | 4--5 | 412 | 27 | 528.7545 | 93.49% | 4.613% | 1.898% | 9.3946 | 0 | 0 | 9.3946 | 0 | 8.9618 | 3.0135 | 2.9739 | 8.9618 | 3.0135 | 2.9739 | 9.4406 | 3.1745 | 2.9739 | 1.777% | 0.06125 | 0.060086 | 8632.6707 | 1309.838 | 600.1971 | 6722.6355 | 8643.5602 | 0 | 0 | 8643.5602 | 0.001972%
2026 | 233 | 233-41R | Tier-2 | Tier-2---9 | 4--5 | 273 | 29 | 183.353 | 90.69% | 5.205% | 4.101% | 5.1227 | 0 | 0 | 5.1227 | 0 | 4.8867 | 3.2367 | 1.5098 | 4.8867 | 3.2367 | 1.5098 | 5.1478 | 3.4096 | 1.5098 | 2.794% | 0.044487 | 0.043117 | 4121.4954 | 626.0879 | 496.8097 | 2998.5978 | 4133.6864 | 0 | 0 | 4133.6864 | 0.001075%
2026 | 233 | 233-81F | Tier-2 | Tier-2---12 | 3--5 | 99 | 8 | 110.7293 | 80.07% | 17.19% | 2.737% | 2.0777 | 0 | 0 | 2.0777 | 0 | 1.982 | 0.89288 | 2.2198 | 1.982 | 0.89288 | 2.2198 | 2.0879 | 0.94059 | 2.2198 | 1.876% | 0.02204 | 0.021523 | 5024.0598 | 647.7753 | 960.0108 | 3416.2738 | 5048.087 | 0 | 0 | 5048.087 | 0.0004361%
2026 | 233 | 233-86F | Tier-2 | Tier-2---8 | 5--5 | 412 | 58 | 706.2331 | 54.32% | 44.07% | 1.616% | 15.6603 | 0 | 0 | 15.6603 | 0 | 14.9388 | 6.4734 | 2.3077 | 14.9388 | 6.4734 | 2.3077 | 15.737 | 6.8193 | 2.3077 | 2.217% | 0.1204 | 0.11548 | 5865.9084 | 518.326 | 2449.0121 | 2898.5703 | 5979.9693 | 0 | 0 | 5979.9693 | 0.003287%
2026 | 234 | 234-48R | Tier-2 | Tier-2---4 | 4--5 | 334 | 41 | 716.3442 | 96.34% | 2.639% | 1.021% | 24.5677 | 0 | 0 | 24.5677 | 0 | 23.4359 | 4.576 | 5.1215 | 23.4359 | 4.576 | 5.1215 | 24.6881 | 4.8205 | 5.1215 | 3.43% | 0.047931 | 0.046225 | 14945.1963 | 2921.5226 | 549.3325 | 11474.3413 | 14965.3873 | 0 | 0 | 14965.3873 | 0.005157%
2026 | 235 | 235-897R | Tier-2 | Tier-2---5 | 5--5 | 241 | 20 | 866.8246 | 43.88% | 55.6% | 0.5206% | 9.1546 | 0 | 0 | 9.1546 | 0 | 8.7329 | 2.2322 | 3.9122 | 8.7329 | 2.2322 | 3.9122 | 9.1995 | 2.3515 | 3.9122 | 1.056% | 0.1179 | 0.11506 | 7352.2019 | 570.5761 | 3790.2833 | 2991.3426 | 7453.9444 | 0 | 0 | 7453.9444 | 0.001922%
2026 | 235 | 235-899R | Tier-2 | Tier-2---1 | 5--5 | 531 | 32 | 2436.3247 | 84.48% | 15.14% | 0.3828% | 35.9709 | 0 | 0 | 35.9709 | 0 | 34.3138 | 3.5715 | 9.6076 | 34.3138 | 3.5715 | 9.6076 | 36.1473 | 3.7624 | 9.6076 | 1.476% | 0.15496 | 0.15226 | 15721.7941 | 2441.7508 | 2344.0438 | 10935.9995 | 15765.1906 | 0 | 0 | 15765.1906 | 0.00755%
2026 | 236 | 236-1535R | Tier-3 | Tier-3---4 | 5--5 | 252 | 16 | 1123.8498 | 89.29% | 10.22% | 0.4922% | 18.4765 | 0 | 0 | 18.4765 | 0 | 17.6253 | 1.7858 | 9.8699 | 17.6253 | 1.7858 | 9.8699 | 18.5671 | 1.8812 | 9.8699 | 1.644% | 0.12847 | 0.12611 | 8747.8328 | 1479.3496 | 871.8453 | 6396.6378 | 8765.4101 | 0 | 0 | 8765.4101 | 0.003878%
2026 | 236 | 236-1561R | Tier-3 | Tier-3---13 | 5--4 | 137 | 2 | 444.4117 | 83% | 16.25% | 0.7514% | 1.5615 | 0 | 0 | 1.5615 | 0 | 1.4896 | 0.22322 | 6.6732 | 1.4896 | 0.22322 | 6.6732 | 1.5692 | 0.23515 | 6.6732 | 0.3514% | 0.17766 | 0.1769 | 2501.5323 | 344.8298 | 385.247 | 1771.4555 | 2503.3408 | 0 | 0 | 2503.3408 | 0.0003278%
2026 | 236 | 236-1569R | Tier-3 | Tier-3---8 | 5--5 | 498 | 40 | 2598.3213 | 86.94% | 12.66% | 0.4079% | 52.616 | 0 | 0 | 52.616 | 0 | 50.1921 | 4.4644 | 11.2427 | 50.1921 | 4.4644 | 11.2427 | 52.874 | 4.7029 | 11.2427 | 2.025% | 0.21435 | 0.20935 | 12122.1344 | 1764.7125 | 1443.2517 | 8914.1702 | 12159.9037 | 0 | 0 | 12159.9037 | 0.01104%
2026 | 236 | 236-1573R | Tier-3 | Tier-3---7 | 5--5 | 192 | 2 | 969.4749 | 84.94% | 14.59% | 0.4654% | 2.4876 | 0 | 0 | 2.4876 | 0 | 2.373 | 0.22322 | 10.6308 | 2.373 | 0.22322 | 10.6308 | 2.4998 | 0.23515 | 10.6308 | 0.2566% | 0.18488 | 0.18432 | 5243.9365 | 792.3542 | 712.8146 | 3738.7677 | 5246.3292 | 0 | 0 | 5246.3292 | 0.0005222%
2026 | 237 | 237-1761R | Tier-3 | Tier-3---12 | 5--5 | 126 | 3 | 522.7762 | 95.9% | 3.361% | 0.7442% | 3.4615 | 0 | 0 | 3.4615 | 0 | 3.302 | 0.33483 | 9.8618 | 3.302 | 0.33483 | 9.8618 | 3.4784 | 0.35272 | 9.8618 | 0.6621% | 0.14935 | 0.14832 | 3500.2866 | 538.7804 | 128.5026 | 2833.0037 | 3501.2856 | 0 | 0 | 3501.2856 | 0.0007266%
2026 | 237 | 237-1765R | Tier-3 | Tier-3---1 | 5--5 | 223 | 3 | 2444.4351 | 92.59% | 7.183% | 0.2234% | 8.8303 | 0 | 0 | 8.8303 | 0 | 8.4235 | 0.33483 | 25.1574 | 8.4235 | 0.33483 | 25.1574 | 8.8735 | 0.35272 | 25.1574 | 0.3612% | 0.25909 | 0.25807 | 9434.877 | 1790.0282 | 634.4518 | 7010.397 | 9437.6139 | 0 | 0 | 9437.6139 | 0.001853%
2026 | 237 | 237-17R | Tier-2 | Tier-2---1 | 5--5 | 536 | 23 | 2654.2774 | 88.95% | 10.68% | 0.3671% | 29.3809 | 0 | 0 | 29.3809 | 0 | 28.0274 | 2.567 | 10.9182 | 28.0274 | 2.567 | 10.9182 | 29.5249 | 2.7042 | 10.9182 | 1.107% | 0.15539 | 0.15346 | 17081.2815 | 2840.7254 | 1819.0583 | 12421.4979 | 17105.0601 | 0 | 0 | 17105.0601 | 0.006167%
2026 | 237 | 237-26F | Tier-2 | Tier-2---10 | 5--4 | 113 | 2 | 243.3269 | 22.41% | 76.53% | 1.061% | 0.27991 | 0 | 0 | 0.27991 | 0 | 0.26701 | 0.22322 | 1.1962 | 0.26701 | 0.22322 | 1.1962 | 0.28128 | 0.23515 | 1.1962 | 0.115% | 0.10897 | 0.10841 | 2232.9014 | 83.0982 | 1551.1406 | 598.6626 | 2241.8396 | 0 | 0 | 2241.8396 | 5.875e-05%
2026 | 237 | 237-28F | Tier-2 | Tier-2---7 | 5--5 | 59 | 3 | 276.8464 | 89.51% | 9.983% | 0.5111% | 3.6539 | 0 | 0 | 3.6539 | 0 | 3.4856 | 0.33483 | 10.41 | 3.4856 | 0.33483 | 10.41 | 3.6718 | 0.35272 | 10.41 | 1.32% | 0.10804 | 0.10645 | 2562.3441 | 370.7553 | 259.1168 | 1932.4719 | 2566.3685 | 0 | 0 | 2566.3685 | 0.000767%
2026 | 237 | 237-2R | Tier-3 | Tier-3---2 | 5--5 | 499 | 9 | 3287.5739 | 91.84% | 7.803% | 0.3572% | 15.7923 | 0 | 0 | 15.7923 | 0 | 15.0648 | 1.0045 | 14.9974 | 15.0648 | 1.0045 | 14.9974 | 15.8697 | 1.0582 | 14.9974 | 0.4804% | 0.18156 | 0.18061 | 18107.5885 | 3632.5791 | 1358.7984 | 13116.211 | 18115.3581 | 0 | 0 | 18115.3581 | 0.003315%
2026 | 237 | 237-30R | Tier-3 | Tier-3---1 | 5--5 | 651 | 6 | 6959.5787 | 90.17% | 9.556% | 0.2771% | 16.7726 | 0 | 0 | 16.7726 | 0 | 15.9999 | 0.66966 | 23.8926 | 15.9999 | 0.66966 | 23.8926 | 16.8548 | 0.70544 | 23.8926 | 0.241% | 0.49249 | 0.49117 | 14131.5489 | 2201.6928 | 1248.2128 | 10681.6433 | 14135.2728 | 0 | 0 | 14135.2728 | 0.003521%
2026 | 239 | 239-2207R | Tier-3 | Tier-3---16 | 4--4 | 127 | 3 | 165.8683 | 90.26% | 7.593% | 2.142% | 1.0256 | 0 | 0 | 1.0256 | 0 | 0.9784 | 0.33483 | 2.9221 | 0.9784 | 0.33483 | 2.9221 | 1.0307 | 0.35272 | 2.9221 | 0.6184% | 0.078224 | 0.077688 | 2120.4383 | 333.2176 | 179.7389 | 1607.4818 | 2121.8621 | 0 | 0 | 2121.8621 | 0.0002153%
2026 | 239 | 239-2211R | Tier-3 | Tier-3---16 | 5--4 | 55 | 10 | 226.1764 | 90.88% | 8.368% | 0.7485% | 10.8385 | 0 | 0 | 10.8385 | 0 | 10.3392 | 1.1161 | 9.2636 | 10.3392 | 1.1161 | 9.2636 | 10.8916 | 1.1757 | 9.2636 | 4.792% | 0.11902 | 0.11274 | 1900.3448 | 281.2109 | 151.0924 | 1468.0415 | 1909.988 | 0 | 0 | 1909.988 | 0.002275%
2026 | 239 | 239-2215R | Tier-3 | Tier-3---10 | 5--5 | 305 | 9 | 915.8385 | 88.22% | 10.91% | 0.8692% | 6.9139 | 0 | 0 | 6.9139 | 0 | 6.5954 | 1.0045 | 6.5659 | 6.5954 | 1.0045 | 6.5659 | 6.9478 | 1.0582 | 6.5659 | 0.7549% | 0.15408 | 0.15276 | 5944.0776 | 898.9932 | 660.8714 | 4384.2129 | 5950.1216 | 0 | 0 | 5950.1216 | 0.001451%
2026 | 239 | 239-2217R | Tier-3 | Tier-3---16 | 4--4 | 108 | 3 | 444.3449 | 30.41% | 68.9% | 0.6851% | 1.0886 | 0 | 0 | 1.0886 | 0 | 1.0385 | 0.33483 | 3.1014 | 1.0385 | 0.33483 | 3.1014 | 1.0939 | 0.35272 | 3.1014 | 0.245% | 0.073205 | 0.072616 | 6069.8378 | 288.4259 | 3924.7521 | 1856.6598 | 6104.1395 | 0 | 0 | 6104.1395 | 0.0002285%
2026 | 239 | 239-89R | Tier-3 | Tier-3---17 | 4--4 | 52 | 4 | 82.0466 | 94.42% | 3.771% | 1.81% | 1.7281 | 0 | 0 | 1.7281 | 0 | 1.6485 | 0.44644 | 3.6926 | 1.6485 | 0.44644 | 3.6926 | 1.7366 | 0.47029 | 3.6926 | 2.106% | 0.064786 | 0.063341 | 1266.4282 | 154.9054 | 278.3508 | 833.172 | 1268.0409 | 0 | 0 | 1268.0409 | 0.0003627%
2026 | 240 | 240-1028R | Tier-2 | Tier-2---9 | 4--5 | 165 | 15 | 195.1953 | 90.44% | 7.788% | 1.769% | 4.6542 | 0 | 0 | 4.6542 | 0 | 4.4398 | 1.6742 | 2.652 | 4.4398 | 1.6742 | 2.652 | 4.677 | 1.7636 | 2.652 | 2.384% | 0.045174 | 0.043983 | 4320.9466 | 718.78 | 412.5342 | 3189.6324 | 4332.1295 | 0 | 0 | 4332.1295 | 0.0009769%
2026 | 240 | 240-1044 | Tier-3 | Tier-3---16 | 4--4 | 71 | 2 | 119.2796 | 91.6% | 7.213% | 1.188% | 0.89254 | 0 | 0 | 0.89254 | 0 | 0.85142 | 0.22322 | 3.8143 | 0.85142 | 0.22322 | 3.8143 | 0.89691 | 0.23515 | 3.8143 | 0.7483% | 0.076308 | 0.075685 | 1563.1261 | 243.3751 | 155.5211 | 1164.2298 | 1564.2076 | 0 | 0 | 1564.2076 | 0.0001873%
2026 | 240 | 240-1148 | Tier-3 | Tier-3---17 | 4--4 | 75 | 2 | 81.4187 | 85.86% | 11.44% | 2.706% | 0.54058 | 0 | 0 | 0.54058 | 0 | 0.51568 | 0.22322 | 2.3102 | 0.51568 | 0.22322 | 2.3102 | 0.54323 | 0.23515 | 2.3102 | 0.664% | 0.037482 | 0.037192 | 2172.1964 | 294.7676 | 257.633 | 1619.7958 | 2174.5909 | 0 | 0 | 2174.5909 | 0.0001135%
2026 | 240 | 240-2004R | Tier-3 | Tier-3---12 | 5--5 | 623 | 82 | 772.9985 | 88.27% | 9.933% | 1.797% | 26.0444 | 0 | 0 | 26.0444 | 0 | 24.8446 | 9.152 | 2.7147 | 24.8446 | 9.152 | 2.7147 | 26.1721 | 9.641 | 2.7147 | 3.369% | 0.095775 | 0.09212 | 8070.9504 | 1314.8813 | 873.0539 | 5883.0151 | 8108.5215 | 0 | 0 | 8108.5215 | 0.005467%
2026 | 240 | 240-2006R | Tier-3 | Tier-3---12 | 4--5 | 269 | 9 | 539.6343 | 93.67% | 5.127% | 1.207% | 4.9042 | 0 | 0 | 4.9042 | 0 | 4.6783 | 1.0045 | 4.6574 | 4.6783 | 1.0045 | 4.6574 | 4.9283 | 1.0582 | 4.6574 | 0.9088% | 0.06999 | 0.069311 | 7710.1411 | 1171.5655 | 451.3222 | 6087.2534 | 7714.9257 | 0 | 0 | 7714.9257 | 0.001029%
2026 | 240 | 240-2032R | Tier-3 | Tier-3---12 | 5--5 | 344 | 3 | 650.049 | 82.45% | 16.15% | 1.395% | 1.3556 | 0 | 0 | 1.3556 | 0 | 1.2931 | 0.33483 | 3.862 | 1.2931 | 0.33483 | 3.862 | 1.3622 | 0.35272 | 3.862 | 0.2085% | 0.12278 | 0.12247 | 5294.5591 | 720.5691 | 843.0129 | 3730.977 | 5296.9146 | 0 | 0 | 5296.9146 | 0.0002845%
2026 | 242 | 242-1426F | Tier-2 | Tier-2---10 | 5--4 | 117 | 9 | 427.3794 | 25.24% | 74.25% | 0.5092% | 2.4067 | 0 | 0 | 2.4067 | 0 | 2.2959 | 1.0045 | 2.2856 | 2.2959 | 1.0045 | 2.2856 | 2.4185 | 1.0582 | 2.2856 | 0.5631% | 0.10724 | 0.10485 | 3985.1049 | 204.0417 | 2738.8493 | 1042.2139 | 4053.0781 | 0 | 0 | 4053.0781 | 0.0005052%
2026 | 242 | 242-1427F | Tier-2 | Tier-2---20 | 5--1 | 5 | 2 | 9.9641 | 28.96% | 70.38% | 0.6624% | 0.3347 | 0 | 0 | 0.3347 | 0 | 0.31928 | 0.22322 | 1.4303 | 0.31928 | 0.22322 | 1.4303 | 0.33634 | 0.23515 | 1.4303 | 3.359% | 0.096908 | 0.085666 | 102.8209 | 5.0667 | 61.0208 | 36.7333 | 112.4062 | 0 | 0 | 112.4062 | 7.025e-05%
2026 | 246 | 246-34R | Tier-3 | Tier-3---12 | 4--5 | 436 | 40 | 673.2377 | 73.17% | 25.57% | 1.264% | 13.1058 | 0 | 0 | 13.1058 | 0 | 12.502 | 4.4644 | 2.8004 | 12.502 | 4.4644 | 2.8004 | 13.17 | 4.7029 | 2.8004 | 1.947% | 0.070488 | 0.068613 | 9551.097 | 1283.5559 | 2416.0529 | 5851.4883 | 9621.1432 | 0 | 0 | 9621.1432 | 0.002751%
2026 | 247 | 247-46 | Tier-3 | Tier-3---16 | 4--5 | 227 | 16 | 297.9922 | 66.6% | 32.06% | 1.34% | 4.0566 | 0 | 0 | 4.0566 | 0 | 3.8697 | 1.7858 | 2.167 | 3.8697 | 1.7858 | 2.167 | 4.0764 | 1.8812 | 2.167 | 1.361% | 0.045228 | 0.044304 | 6588.6081 | 720.5327 | 2027.5414 | 3840.534 | 6634.5311 | 0 | 0 | 6634.5311 | 0.0008515%
2026 | 249 | 249-24R | Tier-3 | Tier-3---12 | 5--5 | 464 | 25 | 678.7483 | 77.57% | 20.95% | 1.472% | 8.227 | 0 | 0 | 8.227 | 0 | 7.848 | 2.7903 | 2.8126 | 7.848 | 2.7903 | 2.8126 | 8.2673 | 2.9393 | 2.8126 | 1.212% | 0.10094 | 0.09936 | 6724.4875 | 983.1026 | 1380.1319 | 4361.253 | 6748.4256 | 0 | 0 | 6748.4256 | 0.001727%
2026 | 252 | 252-129 | Tier-2 | Tier-2---18 | 3--3 | 98 | 10 | 18.3528 | 64.84% | 17.74% | 17.42% | 0.35214 | 0 | 0 | 0.35214 | 0 | 0.33592 | 1.1161 | 0.30097 | 0.33592 | 1.1161 | 0.30097 | 0.35387 | 1.1757 | 0.30097 | 1.919% | 0.02391 | 0.023202 | 767.5898 | 85.4984 | 240.0519 | 442.0395 | 775.8198 | 0 | 0 | 775.8198 | 7.391e-05%
2026 | 276 | 276-228 | Tier-1 | Non-HFTD---2 | 4--3 | 773 | 92 | 268.495 | 8.826% | 86.58% | 4.594% | 0.81787 | 0 | 0 | 0.81787 | 0 | 0.78019 | 10.2681 | 0.075982 | 0.78019 | 10.2681 | 0.075982 | 0.82188 | 10.8168 | 0.075982 | 0.3046% | 0.065634 | 0.063369 | 4090.7919 | 23.5608 | 3645.1421 | 422.089 | 4224.126 | 0 | 0 | 4224.126 | 0.0001717%
2026 | 279 | 279-10AE | Tier-1 | Non-HFTD---3 | 4--3 | 557 | 2 | 159.7004 | 4.111% | 89.82% | 6.071% | 0.0068364 | 0 | 0 | 0.0068364 | 0 | 0.0065215 | 0.22322 | 0.029215 | 0.0065215 | 0.22322 | 0.029215 | 0.0068699 | 0.23515 | 0.029215 | 0.004281% | 0.054414 | 0.054357 | 2934.9129 | 9.6678 | 2666.5516 | 258.6936 | 2937.8465 | 0 | 0 | 2937.8465 | 1.435e-06%
2026 | 283 | 283-55R | Tier-3 | Tier-3---9 | 5--5 | 109 | 6 | 691.0798 | 89.15% | 10.28% | 0.5685% | 9.8355 | 0 | 0 | 9.8355 | 0 | 9.3824 | 0.66966 | 14.0107 | 9.3824 | 0.66966 | 14.0107 | 9.8837 | 0.70544 | 14.0107 | 1.423% | 0.20157 | 0.19835 | 3428.458 | 524.1491 | 347.4063 | 2556.9026 | 3434.4898 | 0 | 0 | 3434.4898 | 0.002064%
2026 | 283 | 283-71F | Tier-3 | Tier-3---13 | 5--4 | 127 | 11 | 488.2766 | 50.8% | 48.52% | 0.6792% | 6.231 | 0 | 0 | 6.231 | 0 | 5.944 | 1.2277 | 4.8415 | 5.944 | 1.2277 | 4.8415 | 6.2616 | 1.2933 | 4.8415 | 1.276% | 0.19011 | 0.18534 | 2568.3277 | 217.0861 | 1132.2268 | 1219.0148 | 2600.8819 | 0 | 0 | 2600.8819 | 0.001308%
2026 | 288 | 288-149R | Tier-2 | Tier-2---12 | 3--5 | 170 | 24 | 110.4011 | 75.76% | 21.09% | 3.152% | 3.4242 | 0 | 0 | 3.4242 | 0 | 3.2665 | 2.6786 | 1.2195 | 3.2665 | 2.6786 | 1.2195 | 3.441 | 2.8218 | 1.2195 | 3.102% | 0.02124 | 0.02037 | 5197.889 | 630.048 | 1286.7386 | 3281.1025 | 5251.6802 | 0 | 0 | 5251.6802 | 0.0007187%
2026 | 296 | 296-68F | Tier-2 | Tier-2---21 | 1--2 | 43 | 4 | 1.8827 | 64.81% | 0% | 35.19% | 0.032918 | 0 | 0 | 0.032918 | 0 | 0.031402 | 0.44644 | 0.070338 | 0.031402 | 0.44644 | 0.070338 | 0.03308 | 0.47029 | 0.070338 | 1.748% | 0.0027146 | 0.0026414 | 693.5578 | 98.2554 | 297.2044 | 298.098 | 700.3239 | 0 | 0 | 700.3239 | 6.91e-06%
2026 | 299 | 299-814AE | Tier-1 | Non-HFTD---4 | 2--4 | 100 | 6 | 23.0652 | 91.5% | 0% | 8.496% | 0.36724 | 0 | 0 | 0.36724 | 0 | 0.35032 | 0.66966 | 0.52313 | 0.35032 | 0.66966 | 0.52313 | 0.36904 | 0.70544 | 0.52313 | 1.592% | 0.0089936 | 0.0088371 | 2564.6192 | 490.8786 | 279.5757 | 1794.165 | 2568.4777 | 0 | 0 | 2568.4777 | 7.708e-05%
2026 | 300 | 300-483F | Tier-2 | Tier-2---12 | 3--5 | 69 | 1 | 101.1563 | 97.7% | 0% | 2.297% | 0.41538 | 0 | 0 | 0.41538 | 0 | 0.39625 | 0.11161 | 3.5503 | 0.39625 | 0.11161 | 3.5503 | 0.41742 | 0.11757 | 3.5503 | 0.4106% | 0.018397 | 0.01832 | 5498.5218 | 994.0131 | 114.7317 | 4389.777 | 5499.0549 | 0 | 0 | 5499.0549 | 8.719e-05%
2026 | 300 | 300-484F | Tier-2 | Tier-2---9 | 4--5 | 250 | 2 | 230.1484 | 75.7% | 22.04% | 2.261% | 0.40417 | 0 | 0 | 0.40417 | 0 | 0.38555 | 0.22322 | 1.7272 | 0.38555 | 0.22322 | 1.7272 | 0.40615 | 0.23515 | 1.7272 | 0.1756% | 0.039922 | 0.039829 | 5764.9522 | 606.5801 | 1692.4173 | 3465.9548 | 5768.2104 | 0 | 0 | 5768.2104 | 8.484e-05%
2026 | 305 | 305-32R | Tier-1 | Non-HFTD---1 | 4--5 | 233 | 36 | 633.9034 | 79.92% | 19.23% | 0.8547% | 22.6999 | 0 | 0 | 22.6999 | 0 | 21.6541 | 4.018 | 5.3893 | 21.6541 | 4.018 | 5.3893 | 22.8111 | 4.2326 | 5.3893 | 3.581% | 0.080233 | 0.076638 | 7900.762 | 1041.9386 | 1418.0692 | 5440.7542 | 7975.1811 | 0 | 0 | 7975.1811 | 0.004765%
2026 | 305 | 305-35R | Tier-1 | Non-HFTD---1 | 4--5 | 152 | 52 | 370.4162 | 85.68% | 13.19% | 1.128% | 31.4861 | 0 | 0 | 31.4861 | 0 | 30.0356 | 5.8037 | 5.1752 | 30.0356 | 5.8037 | 5.1752 | 31.6405 | 6.1138 | 5.1752 | 8.5% | 0.074138 | 0.066782 | 4996.3339 | 703.3348 | 666.4871 | 3626.5121 | 5075.1433 | 0 | 0 | 5075.1433 | 0.006609%
2026 | 307 | 307-1492R | Tier-2 | Tier-2---9 | 4--4 | 39 | 2 | 135.641 | 60.1% | 39.31% | 0.5883% | 1.2124 | 0 | 0 | 1.2124 | 0 | 1.1566 | 0.22322 | 5.1812 | 1.1566 | 0.22322 | 5.1812 | 1.2183 | 0.23515 | 5.1812 | 0.8938% | 0.057115 | 0.056266 | 2374.8758 | 235.5368 | 867.2272 | 1272.1118 | 2389.1798 | 0 | 0 | 2389.1798 | 0.0002545%
2026 | 307 | 307-1538F | Tier-2 | Tier-2---7 | 5--5 | 53 | 3 | 433.4142 | 51.51% | 48.13% | 0.3587% | 3.6649 | 0 | 0 | 3.6649 | 0 | 3.496 | 0.33483 | 10.4412 | 3.496 | 0.33483 | 10.4412 | 3.6828 | 0.35272 | 10.4412 | 0.8456% | 0.10098 | 0.099321 | 4292.1557 | 366.942 | 1865.6861 | 2059.5276 | 4326.8884 | 0 | 0 | 4326.8884 | 0.0007693%
2026 | 307 | 307-1684R | Tier-1 | Non-HFTD---1 | 4--5 | 98 | 7 | 299.1743 | 82.9% | 16.12% | 0.9775% | 5.1376 | 0 | 0 | 5.1376 | 0 | 4.9009 | 0.78127 | 6.273 | 4.9009 | 0.78127 | 6.273 | 5.1628 | 0.82301 | 6.273 | 1.717% | 0.067442 | 0.066045 | 4435.9974 | 605.3114 | 695.0553 | 3135.6307 | 4452.0407 | 0 | 0 | 4452.0407 | 0.001078%
2026 | 307 | 307-234R | Tier-2 | Tier-2---4 | 5--5 | 109 | 8 | 684.1346 | 69.69% | 29.83% | 0.4763% | 10.1479 | 0 | 0 | 10.1479 | 0 | 9.6804 | 0.89288 | 10.8417 | 9.6804 | 0.89288 | 10.8417 | 10.1976 | 0.94059 | 10.8417 | 1.483% | 0.11001 | 0.10767 | 6219.0213 | 711.7212 | 1737.152 | 3770.148 | 6260.0143 | 0 | 0 | 6260.0143 | 0.00213%
2026 | 308 | 308-486AE | Tier-2 | Tier-2---16 | 4--3 | 142 | 1 | 159.4756 | 1.494% | 97.08% | 1.429% | 0.0048643 | 0 | 0 | 0.0048643 | 0 | 0.0046402 | 0.11161 | 0.041575 | 0.0046402 | 0.11161 | 0.041575 | 0.0048882 | 0.11757 | 0.041575 | 0.00305% | 0.040279 | 0.040196 | 3959.3132 | 11.8255 | 3590.7261 | 356.7616 | 3967.2946 | 0 | 0 | 3967.2946 | 1.021e-06%
2026 | 308 | 308-563AE | Tier-2 | Tier-2---18 | 4--3 | 39 | 6 | 81.5523 | 7.703% | 91.46% | 0.8327% | 0.28027 | 0 | 0 | 0.28027 | 0 | 0.26736 | 0.66966 | 0.39924 | 0.26736 | 0.66966 | 0.39924 | 0.28164 | 0.70544 | 0.39924 | 0.3437% | 0.03316 | 0.03168 | 2459.3887 | 44.7352 | 2075.3977 | 339.2558 | 2565.3926 | 0 | 0 | 2565.3926 | 5.883e-05%
2026 | 311 | 311-1163F | Tier-2 | Tier-2---18 | 3--3 | 14 | 1 | 23.154 | 70.13% | 28.81% | 1.065% | 0.33636 | 0 | 0 | 0.33636 | 0 | 0.32086 | 0.11161 | 2.8748 | 0.32086 | 0.11161 | 2.8748 | 0.33801 | 0.11757 | 2.8748 | 1.453% | 0.018623 | 0.018237 | 1243.3167 | 81.357 | 709.3756 | 452.5841 | 1251.1723 | 0 | 0 | 1251.1723 | 7.06e-05%
2026 | 311 | 311-14R | Tier-2 | Tier-2---14 | 3--4 | 14 | 4 | 246.05 | 7.341% | 92.49% | 0.1658% | 1.4965 | 0 | 0 | 1.4965 | 0 | 1.4276 | 0.44644 | 3.1977 | 1.4276 | 0.44644 | 3.1977 | 1.5039 | 0.47029 | 3.1977 | 0.6082% | 0.018935 | 0.017366 | 12994.1779 | 107.2013 | 11392.857 | 1494.1196 | 14081.9331 | 0 | 0 | 14081.9331 | 0.0003141%
2026 | 311 | 311-43 | Tier-2 | Tier-2---15 | 3--4 | 195 | 44 | 155.2668 | 1.703% | 96.44% | 1.86% | 0.17306 | 0 | 0 | 0.17306 | 0 | 0.16509 | 4.9108 | 0.033616 | 0.16509 | 4.9108 | 0.033616 | 0.17391 | 5.1732 | 0.033616 | 0.1115% | 0.027937 | 0.026109 | 5557.7075 | 11.1328 | 4976.695 | 569.8797 | 5940.2164 | 0 | 0 | 5940.2164 | 3.632e-05%
2026 | 312 | 312-14F | Tier-2 | Tier-2---14 | 3--4 | 53 | 4 | 197.5178 | 0.1105% | 99.63% | 0.2595% | 0.0047754 | 0 | 0 | 0.0047754 | 0 | 0.0045554 | 0.44644 | 0.010204 | 0.0045554 | 0.44644 | 0.010204 | 0.0047988 | 0.47029 | 0.010204 | 0.002418% | 0.018868 | 0.018455 | 10468.4008 | 14.5481 | 9413.1367 | 1040.7161 | 10702.3887 | 0 | 0 | 10702.3887 | 1.002e-06%
2026 | 334 | 334-21 | Tier-1 | Non-HFTD---2 | 5--3 | 183 | 12 | 128.6939 | 68.6% | 27.4% | 4% | 1.6789 | 0 | 0 | 1.6789 | 0 | 1.6015 | 1.3393 | 1.1958 | 1.6015 | 1.3393 | 1.1958 | 1.6871 | 1.4109 | 1.1958 | 1.305% | 0.11474 | 0.11256 | 1121.623 | 145.1568 | 296.7237 | 679.7426 | 1128.4498 | 0 | 0 | 1128.4498 | 0.0003524%
2026 | 350 | 350-2182R | Tier-2 | Tier-2---13 | 4--3 | 15 | 1 | 36.1393 | 94.02% | 5.411% | 0.5649% | 0.65694 | 0 | 0 | 0.65694 | 0 | 0.62667 | 0.11161 | 5.6148 | 0.62667 | 0.11161 | 5.6148 | 0.66016 | 0.11757 | 5.6148 | 1.818% | 0.068991 | 0.067657 | 523.8262 | 80.2912 | 27.7458 | 415.7892 | 524.4434 | 0 | 0 | 524.4434 | 0.0001379%
2026 | 350 | 350-2188R | Tier-2 | Tier-2---5 | 5--5 | 565 | 50 | 752.4795 | 78.87% | 19.12% | 2.014% | 15.2302 | 0 | 0 | 15.2302 | 0 | 14.5286 | 5.5805 | 2.6035 | 14.5286 | 5.5805 | 2.6035 | 15.3048 | 5.8787 | 2.6035 | 2.024% | 0.15121 | 0.14733 | 4976.3874 | 631.9786 | 954.5279 | 3389.8809 | 5004.0889 | 0 | 0 | 5004.0889 | 0.003197%
2026 | 350 | 350-2192R | Tier-2 | Tier-2---2 | 5--5 | 826 | 67 | 2025.3012 | 87.53% | 11.37% | 1.097% | 41.6992 | 0 | 0 | 41.6992 | 0 | 39.7782 | 7.4779 | 5.3195 | 39.7782 | 7.4779 | 5.3195 | 41.9036 | 7.8774 | 5.3195 | 2.059% | 0.18928 | 0.18482 | 10700.2197 | 1640.6573 | 1261.0201 | 7798.5423 | 10732.3689 | 0 | 0 | 10732.3689 | 0.008753%
2026 | 350 | 350-2196R | Tier-2 | Tier-2---5 | 5--5 | 807 | 11 | 1111.1446 | 85.23% | 12.69% | 2.072% | 3.7437 | 0 | 0 | 3.7437 | 0 | 3.5712 | 1.2277 | 2.9089 | 3.5712 | 1.2277 | 2.9089 | 3.762 | 1.2933 | 2.9089 | 0.3369% | 0.19915 | 0.19836 | 5579.5197 | 797.1006 | 755.2806 | 4027.1385 | 5582.7893 | 0 | 0 | 5582.7893 | 0.0007858%
2026 | 350 | 350-2201R | Tier-3 | Tier-3---4 | 5--5 | 361 | 5 | 1600.0661 | 94.09% | 5.343% | 0.5699% | 6.0469 | 0 | 0 | 6.0469 | 0 | 5.7683 | 0.55805 | 10.3365 | 5.7683 | 0.55805 | 10.3365 | 6.0765 | 0.58787 | 10.3365 | 0.3779% | 0.1241 | 0.1236 | 12893.008 | 2307.4254 | 698.8971 | 9886.6855 | 12896.0824 | 0 | 0 | 12896.0824 | 0.001269%
2026 | 350 | 350-41R | Tier-2 | Tier-2---3 | 5--5 | 475 | 40 | 1428.3995 | 91.38% | 7.839% | 0.7806% | 31.8761 | 0 | 0 | 31.8761 | 0 | 30.4076 | 4.4644 | 6.8111 | 30.4076 | 4.4644 | 6.8111 | 32.0324 | 4.7029 | 6.8111 | 2.232% | 0.12896 | 0.12581 | 11076.0411 | 1996.9228 | 1010.9834 | 8068.135 | 11099.9408 | 0 | 0 | 11099.9408 | 0.006691%
2026 | 351 | 351-819R | Tier-2 | Tier-2---1 | 5--5 | 341 | 24 | 2090.3176 | 91.75% | 7.875% | 0.3732% | 39.1453 | 0 | 0 | 39.1453 | 0 | 37.342 | 2.6786 | 13.9406 | 37.342 | 2.6786 | 13.9406 | 39.3372 | 2.8218 | 13.9406 | 1.873% | 0.14376 | 0.14082 | 14540.4698 | 3135.0555 | 1103.9508 | 10301.4635 | 14565.4599 | 0 | 0 | 14565.4599 | 0.008217%
2026 | 351 | 351-871R | Tier-3 | Tier-3---6 | 5--5 | 110 | 1 | 781.5367 | 96.92% | 2.713% | 0.3715% | 1.9969 | 0 | 0 | 1.9969 | 0 | 1.9049 | 0.11161 | 17.0673 | 1.9049 | 0.11161 | 17.0673 | 2.0067 | 0.11757 | 17.0673 | 0.2555% | 0.11468 | 0.11438 | 6814.8869 | 1079.7555 | 189.4866 | 5545.6448 | 6815.4425 | 0 | 0 | 6815.4425 | 0.0004191%
2026 | 352 | 352-27R | Tier-3 | Tier-3---2 | 5--5 | 359 | 17 | 1835.8142 | 93.66% | 5.876% | 0.4611% | 23.6128 | 0 | 0 | 23.6128 | 0 | 22.525 | 1.8974 | 11.8717 | 22.525 | 1.8974 | 11.8717 | 23.7285 | 1.9988 | 11.8717 | 1.286% | 0.11814 | 0.11651 | 15539.9427 | 3024.467 | 902.1857 | 11613.29 | 15553.6554 | 0 | 0 | 15553.6554 | 0.004956%
2026 | 353 | 353-1429R | Tier-2 | Tier-2---6 | 5--5 | 204 | 8 | 1003.2846 | 77.44% | 22.07% | 0.495% | 8.8353 | 0 | 0 | 8.8353 | 0 | 8.4283 | 0.89288 | 9.4394 | 8.4283 | 0.89288 | 9.4394 | 8.8786 | 0.94059 | 9.4394 | 0.8806% | 0.12141 | 0.12003 | 8263.4579 | 1440.9039 | 1734.7877 | 5087.7663 | 8284.9073 | 0 | 0 | 8284.9073 | 0.001855%
2026 | 353 | 353-593F | Tier-2 | Tier-2---7 | 5--5 | 56 | 8 | 254.848 | 92.09% | 7.347% | 0.5637% | 9.7228 | 0 | 0 | 9.7228 | 0 | 9.2749 | 0.89288 | 10.3876 | 9.2749 | 0.89288 | 10.3876 | 9.7704 | 0.94059 | 10.3876 | 3.815% | 0.10537 | 0.10101 | 2418.5368 | 364.9212 | 170.4852 | 1883.1304 | 2426.8056 | 0 | 0 | 2426.8056 | 0.002041%
2026 | 353 | 353-594F | Tier-2 | Tier-2---7 | 5--5 | 25 | 4 | 200.2632 | 99.27% | 0.3225% | 0.4078% | 9.2244 | 0 | 0 | 9.2244 | 0 | 8.7994 | 0.44644 | 19.7102 | 8.7994 | 0.44644 | 19.7102 | 9.2696 | 0.47029 | 19.7102 | 4.606% | 0.10216 | 0.097416 | 1960.3623 | 318.7574 | 13.0779 | 1628.5269 | 1961.0589 | 0 | 0 | 1961.0589 | 0.001936%
2026 | 353 | 353-901F | Tier-2 | Tier-2---4 | 5--5 | 82 | 12 | 613.1191 | 58.62% | 41.08% | 0.303% | 15.2534 | 0 | 0 | 15.2534 | 0 | 14.5507 | 1.3393 | 10.8643 | 14.5507 | 1.3393 | 10.8643 | 15.3282 | 1.4109 | 10.8643 | 2.488% | 0.10618 | 0.10168 | 5774.1958 | 681.1246 | 2172.7932 | 2920.278 | 5880.0883 | 0 | 0 | 5880.0883 | 0.003202%
2026 | 353 | 353-904R | Tier-2 | Tier-2---3 | 5--5 | 181 | 2 | 1250.3913 | 94% | 5.586% | 0.417% | 3.7663 | 0 | 0 | 3.7663 | 0 | 3.5927 | 0.22322 | 16.0951 | 3.5927 | 0.22322 | 16.0951 | 3.7847 | 0.23515 | 16.0951 | 0.3012% | 0.12577 | 0.12537 | 9941.809 | 1678.6898 | 757.2282 | 7505.891 | 9943.7275 | 0 | 0 | 9943.7275 | 0.0007905%
2026 | 354 | 354-1706R | Tier-2 | Tier-2---1 | 5--5 | 481 | 3 | 2161.9809 | 92.27% | 7.167% | 0.5599% | 3.6083 | 0 | 0 | 3.6083 | 0 | 3.4421 | 0.33483 | 10.28 | 3.4421 | 0.33483 | 10.28 | 3.626 | 0.35272 | 10.28 | 0.1669% | 0.13939 | 0.13914 | 15510.3907 | 2900.5229 | 1230.7208 | 11379.147 | 15512.5623 | 0 | 0 | 15512.5623 | 0.0007574%
2026 | 354 | 354-24AE | Tier-2 | Tier-2---4 | 4--5 | 89 | 3 | 742.9911 | 44.89% | 54.76% | 0.3554% | 3.26 | 0 | 0 | 3.26 | 0 | 3.1098 | 0.33483 | 9.2878 | 3.1098 | 0.33483 | 9.2878 | 3.276 | 0.35272 | 9.2878 | 0.4388% | 0.080555 | 0.079767 | 9223.4472 | 670.0529 | 4646.9314 | 3906.4629 | 9273.6297 | 0 | 0 | 9273.6297 | 0.0006843%
2026 | 355 | 355-41R | Tier-2 | Tier-2---6 | 4--5 | 226 | 25 | 876.3288 | 87.46% | 12.04% | 0.4997% | 24.5862 | 0 | 0 | 24.5862 | 0 | 23.4535 | 2.7903 | 8.4055 | 23.4535 | 2.7903 | 8.4055 | 24.7067 | 2.9393 | 8.4055 | 2.806% | 0.092253 | 0.089294 | 9499.1702 | 1363.9545 | 1082.9983 | 7052.2174 | 9538.6597 | 0 | 0 | 9538.6597 | 0.005161%
2026 | 355 | 355-6R | Tier-2 | Tier-2---7 | 4--5 | 58 | 7 | 466.648 | 28.63% | 71.11% | 0.2566% | 4.6764 | 0 | 0 | 4.6764 | 0 | 4.461 | 0.78127 | 5.7099 | 4.461 | 0.78127 | 5.7099 | 4.6994 | 0.82301 | 5.7099 | 1.002% | 0.074333 | 0.071731 | 6277.8037 | 297.3578 | 4112.2061 | 1868.2398 | 6440.3024 | 0 | 0 | 6440.3024 | 0.0009816%
2026 | 356 | 356-16R | Tier-2 | Tier-2---4 | 4--5 | 216 | 6 | 692.7279 | 85.74% | 13.66% | 0.5932% | 4.7847 | 0 | 0 | 4.7847 | 0 | 4.5643 | 0.66966 | 6.8158 | 4.5643 | 0.66966 | 6.8158 | 4.8081 | 0.70544 | 6.8158 | 0.6907% | 0.090754 | 0.090023 | 7633.0284 | 1263.3568 | 1174.8968 | 5194.7749 | 7641.8663 | 0 | 0 | 7641.8663 | 0.001004%
2026 | 356 | 356-19R | Tier-3 | Tier-3---8 | 5--5 | 736 | 99 | 2142.9106 | 83.66% | 15.67% | 0.6694% | 69.9322 | 0 | 0 | 69.9322 | 0 | 66.7106 | 11.0494 | 6.0375 | 66.7106 | 11.0494 | 6.0375 | 70.275 | 11.6398 | 6.0375 | 3.263% | 0.16775 | 0.16121 | 12774.1099 | 1993.4622 | 1945.7185 | 8834.9292 | 12858.8364 | 0 | 0 | 12858.8364 | 0.01468%
2026 | 356 | 356-30AE | Tier-3 | Tier-3---6 | 5--5 | 730 | 41 | 1548.5525 | 73.09% | 26.03% | 0.8808% | 18.4337 | 0 | 0 | 18.4337 | 0 | 17.5845 | 4.576 | 3.8428 | 17.5845 | 4.576 | 3.8428 | 18.5241 | 4.8205 | 3.8428 | 1.19% | 0.14106 | 0.13876 | 10978.0949 | 1533.3184 | 2733.1665 | 6711.61 | 11027.0176 | 0 | 0 | 11027.0176 | 0.003869%
2026 | 357 | 357-1299R | Tier-3 | Tier-3---9 | 5--5 | 48 | 1 | 500.7555 | 96.82% | 2.879% | 0.2981% | 2.9293 | 0 | 0 | 2.9293 | 0 | 2.7943 | 0.11161 | 25.0367 | 2.7943 | 0.11161 | 25.0367 | 2.9437 | 0.11757 | 25.0367 | 0.585% | 0.2409 | 0.23945 | 2078.6481 | 381.924 | 60.0907 | 1636.6334 | 2079.0494 | 0 | 0 | 2079.0494 | 0.0006149%
2026 | 357 | 357-2049F | Tier-3 | Tier-3---8 | 5--5 | 271 | 9 | 1568.933 | 87.25% | 12.44% | 0.3075% | 13.1835 | 0 | 0 | 13.1835 | 0 | 12.5762 | 1.0045 | 12.52 | 12.5762 | 1.0045 | 12.52 | 13.2481 | 1.0582 | 12.52 | 0.8403% | 0.18286 | 0.1811 | 8579.8277 | 1438.1344 | 1001.8193 | 6139.874 | 8590.4674 | 0 | 0 | 8590.4674 | 0.002767%
2026 | 357 | 357-45R | Tier-3 | Tier-3---8 | 5--5 | 363 | 30 | 2182.2622 | 79.98% | 19.64% | 0.3802% | 41.832 | 0 | 0 | 41.832 | 0 | 39.9049 | 3.3483 | 11.918 | 39.9049 | 3.3483 | 11.918 | 42.0371 | 3.5272 | 11.918 | 1.917% | 0.18538 | 0.18094 | 11771.8449 | 1935.5654 | 2204.1059 | 7632.1736 | 11829.7112 | 0 | 0 | 11829.7112 | 0.008781%
2026 | 357 | 357-50R | Tier-3 | Tier-3---4 | 5--5 | 383 | 18 | 1441.553 | 79.05% | 20.4% | 0.5522% | 15.5317 | 0 | 0 | 15.5317 | 0 | 14.8162 | 2.009 | 7.375 | 14.8162 | 2.009 | 7.375 | 15.6078 | 2.1163 | 7.375 | 1.077% | 0.14913 | 0.14709 | 9666.6259 | 1487.063 | 1867.4945 | 6312.0683 | 9694.6049 | 0 | 0 | 9694.6049 | 0.00326%
2026 | 357 | 357-750R | Tier-2 | Tier-2---2 | 5--5 | 272 | 21 | 1439.7107 | 82.49% | 17.1% | 0.4096% | 26.5896 | 0 | 0 | 26.5896 | 0 | 25.3647 | 2.3438 | 10.822 | 25.3647 | 2.3438 | 10.822 | 26.7199 | 2.469 | 10.822 | 1.847% | 0.171 | 0.16717 | 8419.2134 | 1423.2143 | 1353.8833 | 5642.1158 | 8452.9812 | 0 | 0 | 8452.9812 | 0.005581%
2026 | 358 | 358-682F | Tier-3 | Tier-3---3 | 5--5 | 344 | 4 | 3753.9781 | 86.22% | 13.57% | 0.2039% | 10.9148 | 0 | 0 | 10.9148 | 0 | 10.412 | 0.44644 | 23.3222 | 10.412 | 0.44644 | 23.3222 | 10.9683 | 0.47029 | 23.3222 | 0.2908% | 0.54241 | 0.54059 | 6920.8673 | 1067.6333 | 861.2358 | 4991.9981 | 6924.0934 | 0 | 0 | 6924.0934 | 0.002291%
2026 | 362 | 362-47F | Tier-1 | Non-HFTD---3 | 4--3 | 650 | 61 | 131.0851 | 20.32% | 71.77% | 7.903% | 0.72505 | 0 | 0 | 0.72505 | 0 | 0.69165 | 6.8082 | 0.10159 | 0.69165 | 6.8082 | 0.10159 | 0.72861 | 7.172 | 0.10159 | 0.5531% | 0.049116 | 0.047779 | 2668.8987 | 110.6162 | 2049.0301 | 509.2524 | 2728.3908 | 0 | 0 | 2728.3908 | 0.0001522%
2026 | 387 | 387-15 | Tier-3 | Tier-3---16 | 4--5 | 140 | 5 | 365.4778 | 57.25% | 41.73% | 1.017% | 2.1672 | 0 | 0 | 2.1672 | 0 | 2.0673 | 0.55805 | 3.7046 | 2.0673 | 0.55805 | 3.7046 | 2.1778 | 0.58787 | 3.7046 | 0.593% | 0.072601 | 0.071849 | 5034.0466 | 537.3079 | 1996.9235 | 2499.8151 | 5056.5678 | 0 | 0 | 5056.5678 | 0.0004549%
2026 | 393 | 393-14R | Tier-2 | Tier-2---10 | 5--4 | 76 | 6 | 777.0926 | 5.544% | 94.24% | 0.2191% | 0.9864 | 0 | 0 | 0.9864 | 0 | 0.94096 | 0.66966 | 1.4051 | 0.94096 | 0.66966 | 1.4051 | 0.99124 | 0.70544 | 1.4051 | 0.1269% | 0.10079 | 0.098485 | 7709.7876 | 115.9827 | 6667.436 | 926.369 | 7880.4214 | 0 | 0 | 7880.4214 | 0.000207%
2026 | 396 | 396-699R | Tier-2 | Tier-2---5 | 5--5 | 748 | 111 | 888.3486 | 59.21% | 39.34% | 1.447% | 22.6374 | 0 | 0 | 22.6374 | 0 | 21.5945 | 12.3887 | 1.7431 | 21.5945 | 12.3887 | 1.7431 | 22.7484 | 13.0507 | 1.7431 | 2.548% | 0.15664 | 0.1499 | 5671.3841 | 668.179 | 2146.3409 | 2856.8642 | 5775.406 | 0 | 0 | 5775.406 | 0.004752%
2026 | 411 | 411-1873R | Tier-2 | Tier-2---7 | 4--5 | 342 | 61 | 340.3229 | 88.45% | 9.585% | 1.967% | 15.5697 | 0 | 0 | 15.5697 | 0 | 14.8524 | 6.8082 | 2.1815 | 14.8524 | 6.8082 | 2.1815 | 15.646 | 7.172 | 2.1815 | 4.575% | 0.04682 | 0.044398 | 7268.7189 | 1142.008 | 975.4979 | 5151.213 | 7314.5213 | 0 | 0 | 7314.5213 | 0.003268%
2026 | 411 | 411-30R | Tier-3 | Tier-3---6 | 5--5 | 856 | 67 | 1028.3805 | 90.72% | 7.641% | 1.643% | 21.1756 | 0 | 0 | 21.1756 | 0 | 20.2001 | 7.4779 | 2.7013 | 20.2001 | 7.4779 | 2.7013 | 21.2794 | 7.8774 | 2.7013 | 2.059% | 0.10309 | 0.10075 | 9975.2889 | 1901.318 | 929.458 | 7144.5129 | 9996.7985 | 0 | 0 | 9996.7985 | 0.004445%
2026 | 411 | 411-47R | Tier-2 | Tier-2---9 | 4--5 | 459 | 8 | 334.7019 | 84.13% | 13.18% | 2.693% | 1.4233 | 0 | 0 | 1.4233 | 0 | 1.3577 | 0.89288 | 1.5206 | 1.3577 | 0.89288 | 1.5206 | 1.4302 | 0.94059 | 1.5206 | 0.4252% | 0.063274 | 0.062954 | 5289.7062 | 845.5012 | 1035.5091 | 3408.6958 | 5293.9709 | 0 | 0 | 5293.9709 | 0.0002987%
2026 | 441 | 441-23R | Tier-3 | Tier-3---11 | 5--4 | 84 | 2 | 647.4088 | 86.44% | 13.14% | 0.4218% | 3.8641 | 0 | 0 | 3.8641 | 0 | 3.6861 | 0.22322 | 16.5132 | 3.6861 | 0.22322 | 16.5132 | 3.883 | 0.23515 | 16.5132 | 0.5969% | 0.54783 | 0.54405 | 1181.7687 | 148.5478 | 135.1005 | 898.1204 | 1182.8828 | 0 | 0 | 1182.8828 | 0.0008111%
2026 | 441 | 441-27R | Tier-3 | Tier-3---9 | 5--4 | 133 | 12 | 878.0372 | 89.43% | 10.14% | 0.4287% | 20.5458 | 0 | 0 | 20.5458 | 0 | 19.5993 | 1.3393 | 14.6337 | 19.5993 | 1.3393 | 14.6337 | 20.6465 | 1.4109 | 14.6337 | 2.34% | 0.55752 | 0.54293 | 1574.8947 | 207.3126 | 146.5629 | 1221.0192 | 1579.3675 | 0 | 0 | 1579.3675 | 0.004313%
2026 | 441 | 441-30R | Tier-3 | Tier-3---9 | 5--4 | 101 | 2 | 950.7549 | 92.15% | 7.507% | 0.3471% | 5.031 | 0 | 0 | 5.031 | 0 | 4.7992 | 0.22322 | 21.4999 | 4.7992 | 0.22322 | 21.4999 | 5.0556 | 0.23515 | 21.4999 | 0.5292% | 0.55519 | 0.552 | 1712.4757 | 231.3815 | 120.1168 | 1360.9775 | 1713.2526 | 0 | 0 | 1713.2526 | 0.001056%
2026 | 442 | 442-16R | Tier-3 | Tier-3---14 | 5--3 | 201 | 2 | 453.4046 | 84.5% | 14% | 1.497% | 1.1055 | 0 | 0 | 1.1055 | 0 | 1.0546 | 0.22322 | 4.7245 | 1.0546 | 0.22322 | 4.7245 | 1.1109 | 0.23515 | 4.7245 | 0.2438% | 0.45792 | 0.4566 | 990.1415 | 105.6368 | 130.7729 | 753.7318 | 990.5856 | 0 | 0 | 990.5856 | 0.000232%
2026 | 442 | 442-509R | Tier-3 | Tier-3---15 | 5--3 | 145 | 3 | 278.3023 | 54.83% | 44.11% | 1.062% | 0.91548 | 0 | 0 | 0.91548 | 0 | 0.87331 | 0.33483 | 2.6082 | 0.87331 | 0.33483 | 2.6082 | 0.91997 | 0.35272 | 2.6082 | 0.329% | 0.36954 | 0.36733 | 753.0994 | 59.1542 | 305.0958 | 388.8494 | 755.153 | 0 | 0 | 755.153 | 0.0001922%
2026 | 442 | 442-525 | Tier-3 | Tier-3---18 | 5--2 | 144 | 4 | 299.6774 | 27.82% | 71.36% | 0.8189% | 0.67158 | 0 | 0 | 0.67158 | 0 | 0.64064 | 0.44644 | 1.435 | 0.64064 | 0.44644 | 1.435 | 0.67488 | 0.47029 | 1.435 | 0.2241% | 0.36155 | 0.35864 | 828.8663 | 34.3592 | 535.1133 | 259.3938 | 833.7249 | 0 | 0 | 833.7249 | 0.000141%
2026 | 442 | 442-728R | Tier-3 | Tier-3---5 | 5--5 | 763 | 15 | 2907.2477 | 55.16% | 44.36% | 0.4825% | 9.1428 | 0 | 0 | 9.1428 | 0 | 8.7216 | 1.6742 | 5.2095 | 8.7216 | 1.6742 | 5.2095 | 9.1876 | 1.7636 | 5.2095 | 0.3145% | 0.35802 | 0.35598 | 8120.3954 | 853.7381 | 3313.1015 | 3953.5558 | 8141.2731 | 0 | 0 | 8141.2731 | 0.001919%
2026 | 442 | 442-758F | Tier-3 | Tier-3---18 | 5--2 | 25 | 1 | 96.5341 | 94% | 5.101% | 0.8948% | 1.0527 | 0 | 0 | 1.0527 | 0 | 1.0042 | 0.11161 | 8.997 | 1.0042 | 0.11161 | 8.997 | 1.0578 | 0.11757 | 8.997 | 1.09% | 0.35119 | 0.34711 | 274.8807 | 37.0629 | 13.3172 | 224.5005 | 275.0741 | 0 | 0 | 275.0741 | 0.000221%
2026 | 442 | 442-764R | Tier-3 | Tier-3---18 | 5--2 | 74 | 1 | 133.0317 | 69.69% | 29.04% | 1.271% | 0.3633 | 0 | 0 | 0.3633 | 0 | 0.34656 | 0.11161 | 3.1051 | 0.34656 | 0.11161 | 3.1051 | 0.36508 | 0.11757 | 3.1051 | 0.2731% | 0.35448 | 0.35309 | 375.2846 | 31.8241 | 102.8444 | 240.6162 | 375.7322 | 0 | 0 | 375.7322 | 7.626e-05%
2026 | 444 | 444-15R | Tier-2 | Tier-2---13 | 5--3 | 122 | 27 | 151.5646 | 92.72% | 4.981% | 2.303% | 9.0189 | 0 | 0 | 9.0189 | 0 | 8.6035 | 3.0135 | 2.855 | 8.6035 | 3.0135 | 2.855 | 9.0632 | 3.1745 | 2.855 | 5.951% | 0.14886 | 0.13931 | 1018.1622 | 115.1146 | 67.1446 | 835.903 | 1023.2483 | 0 | 0 | 1023.2483 | 0.001893%
2026 | 444 | 444-43R | Tier-2 | Tier-2---5 | 5--5 | 403 | 2 | 962.2981 | 91.92% | 6.922% | 1.16% | 1.273 | 0 | 0 | 1.273 | 0 | 1.2144 | 0.22322 | 5.4403 | 1.2144 | 0.22322 | 5.4403 | 1.2793 | 0.23515 | 5.4403 | 0.1323% | 0.2124 | 0.2121 | 4530.5338 | 537.4714 | 429.3017 | 3563.7607 | 4531.0615 | 0 | 0 | 4531.0615 | 0.0002672%
2026 | 444 | 444-9R | Tier-2 | Tier-2---11 | 5--3 | 465 | 101 | 323.6995 | 49.46% | 48.19% | 2.343% | 10.0854 | 0 | 0 | 10.0854 | 0 | 9.6208 | 11.2726 | 0.85347 | 9.6208 | 11.2726 | 0.85347 | 10.1348 | 11.8749 | 0.85347 | 3.116% | 0.1488 | 0.13943 | 2175.4322 | 138.2481 | 1034.3801 | 1002.804 | 2249.337 | 0 | 0 | 2249.337 | 0.002117%
2026 | 445 | 445-1311R | Tier-3 | Tier-3---5 | 5--5 | 337 | 6 | 2047.0117 | 76.8% | 22.84% | 0.359% | 8.1171 | 0 | 0 | 8.1171 | 0 | 7.7431 | 0.66966 | 11.5628 | 7.7431 | 0.66966 | 11.5628 | 8.1569 | 0.70544 | 11.5628 | 0.3965% | 0.53792 | 0.53514 | 3805.4061 | 462.3517 | 801.0027 | 2542.0517 | 3809.9882 | 0 | 0 | 3809.9882 | 0.001704%
2026 | 445 | 445-1325F | Tier-2 | Tier-2---2 | 5--4 | 220 | 3 | 1447.5424 | 80.92% | 18.64% | 0.4376% | 4.6323 | 0 | 0 | 4.6323 | 0 | 4.4189 | 0.33483 | 13.1976 | 4.4189 | 0.33483 | 13.1976 | 4.655 | 0.35272 | 13.1976 | 0.32% | 0.57356 | 0.57129 | 2523.7784 | 315.2588 | 429.2208 | 1779.2988 | 2525.6899 | 0 | 0 | 2525.6899 | 0.0009723%
2026 | 445 | 445-17R | Tier-2 | Tier-2---8 | 5--3 | 97 | 1 | 440.7591 | 59.87% | 39.69% | 0.4369% | 0.78895 | 0 | 0 | 0.78895 | 0 | 0.7526 | 0.11161 | 6.7431 | 0.7526 | 0.11161 | 6.7431 | 0.79281 | 0.11757 | 6.7431 | 0.179% | 0.53426 | 0.53267 | 824.9822 | 74.1046 | 294.4492 | 456.4284 | 825.9749 | 0 | 0 | 825.9749 | 0.0001656%
2026 | 445 | 445-18R | Tier-2 | Tier-2---2 | 5--5 | 526 | 3 | 2423.1968 | 81.52% | 17.92% | 0.5628% | 3.2673 | 0 | 0 | 3.2673 | 0 | 3.1168 | 0.33483 | 9.3085 | 3.1168 | 0.33483 | 9.3085 | 3.2833 | 0.35272 | 9.3085 | 0.1348% | 0.6048 | 0.60379 | 4006.6402 | 487.3751 | 662.1707 | 2857.0944 | 4007.8669 | 0 | 0 | 4007.8669 | 0.0006858%
2026 | 445 | 445-19R | Tier-2 | Tier-2---8 | 5--3 | 238 | 6 | 654.5269 | 59.7% | 39.33% | 0.9775% | 2.8566 | 0 | 0 | 2.8566 | 0 | 2.725 | 0.66966 | 4.0692 | 2.725 | 0.66966 | 4.0692 | 2.8706 | 0.70544 | 4.0692 | 0.4364% | 0.56527 | 0.56114 | 1157.9013 | 92.6902 | 418.9958 | 646.2153 | 1161.3383 | 0 | 0 | 1161.3383 | 0.0005996%
2026 | 445 | 445-39R | Tier-2 | Tier-2---5 | 5--4 | 246 | 21 | 1104.2716 | 59.42% | 40.16% | 0.4235% | 16.2441 | 0 | 0 | 16.2441 | 0 | 15.4958 | 2.3438 | 6.6114 | 15.4958 | 2.3438 | 6.6114 | 16.3238 | 2.469 | 6.6114 | 1.471% | 0.48997 | 0.47784 | 2253.7709 | 194.1003 | 866.8973 | 1192.7734 | 2276.9866 | 0 | 0 | 2276.9866 | 0.00341%
2026 | 445 | 445-894R | Tier-2 | Tier-2---5 | 5--4 | 587 | 19 | 1498.1966 | 65.73% | 33.21% | 1.065% | 9.2434 | 0 | 0 | 9.2434 | 0 | 8.8176 | 2.1206 | 4.1581 | 8.8176 | 2.1206 | 4.1581 | 9.2887 | 2.2339 | 4.1581 | 0.617% | 0.63526 | 0.62929 | 2358.411 | 194.1011 | 729.7847 | 1434.5253 | 2366.07 | 0 | 0 | 2366.07 | 0.00194%
2026 | 445 | 445-897R | Tier-2 | Tier-2---10 | 5--3 | 25 | 1 | 278.2745 | 86.91% | 12.87% | 0.2201% | 2.8055 | 0 | 0 | 2.8055 | 0 | 2.6762 | 0.11161 | 23.9785 | 2.6762 | 0.11161 | 23.9785 | 2.8192 | 0.11757 | 23.9785 | 1.008% | 0.75637 | 0.74759 | 367.9091 | 46.7882 | 51.285 | 269.8359 | 368.4742 | 0 | 0 | 368.4742 | 0.0005889%
2026 | 448 | 448-1234R | Tier-3 | Tier-3---15 | 5--3 | 51 | 3 | 246.005 | 87.44% | 11.91% | 0.6491% | 3.6694 | 0 | 0 | 3.6694 | 0 | 3.5004 | 0.33483 | 10.4542 | 3.5004 | 0.33483 | 10.4542 | 3.6874 | 0.35272 | 10.4542 | 1.492% | 0.62101 | 0.61041 | 396.1396 | 50.2628 | 45.6467 | 300.2301 | 397.0032 | 0 | 0 | 397.0032 | 0.0007702%
2026 | 448 | 448-714R | Tier-3 | Tier-3---14 | 5--3 | 314 | 13 | 1225.9869 | 25.1% | 74.31% | 0.5831% | 3.695 | 0 | 0 | 3.695 | 0 | 3.5247 | 1.4509 | 2.4293 | 3.5247 | 1.4509 | 2.4293 | 3.7131 | 1.5285 | 2.4293 | 0.3014% | 0.46343 | 0.45786 | 2645.4709 | 92.606 | 1775.6477 | 777.2172 | 2669.5494 | 0 | 0 | 2669.5494 | 0.0007756%
2026 | 448 | 448-744R | Tier-3 | Tier-3---7 | 5--5 | 717 | 6 | 2370.1609 | 68.76% | 30.51% | 0.7221% | 3.9552 | 0 | 0 | 3.9552 | 0 | 3.773 | 0.66966 | 5.6342 | 3.773 | 0.66966 | 5.6342 | 3.9746 | 0.70544 | 5.6342 | 0.1669% | 0.49442 | 0.49322 | 4793.8402 | 492.7082 | 1356.6651 | 2944.4669 | 4797.483 | 0 | 0 | 4797.483 | 0.0008302%
2026 | 448 | 448-9R | Tier-3 | Tier-3---9 | 5--4 | 413 | 1 | 1381.6742 | 73.74% | 25.5% | 0.7592% | 0.71541 | 0 | 0 | 0.71541 | 0 | 0.68245 | 0.11161 | 6.1146 | 0.68245 | 0.11161 | 6.1146 | 0.71892 | 0.11757 | 6.1146 | 0.05178% | 0.54394 | 0.54356 | 2540.1235 | 273.4783 | 621.4078 | 1645.2374 | 2540.5922 | 0 | 0 | 2540.5922 | 0.0001502%
2026 | 449 | 449-13R | Tier-3 | Tier-3---7 | 5--5 | 557 | 57 | 1663.2464 | 62.39% | 36.97% | 0.6428% | 30.7961 | 0 | 0 | 30.7961 | 0 | 29.3774 | 6.3618 | 4.6178 | 29.3774 | 6.3618 | 4.6178 | 30.9471 | 6.7017 | 4.6178 | 1.852% | 0.28234 | 0.27396 | 5890.9135 | 610.6402 | 2022.1047 | 3258.1686 | 5958.6739 | 0 | 0 | 5958.6739 | 0.006464%
2026 | 449 | 449-16R | Tier-3 | Tier-3---15 | 5--4 | 72 | 7 | 266.6482 | 83.41% | 16.04% | 0.5501% | 6.2704 | 0 | 0 | 6.2704 | 0 | 5.9816 | 0.78127 | 7.6562 | 5.9816 | 0.78127 | 7.6562 | 6.3012 | 0.82301 | 7.6562 | 2.352% | 0.23738 | 0.23069 | 1123.2928 | 151.839 | 170.3603 | 801.0935 | 1128.7009 | 0 | 0 | 1128.7009 | 0.001316%
2026 | 449 | 449-683 | Tier-3 | Tier-3---18 | 5--3 | 26 | 3 | 130.3299 | 84.46% | 14.85% | 0.6893% | 3.6835 | 0 | 0 | 3.6835 | 0 | 3.5138 | 0.33483 | 10.4944 | 3.5138 | 0.33483 | 10.4944 | 3.7016 | 0.35272 | 10.4944 | 2.826% | 0.34581 | 0.33424 | 376.8856 | 45.4714 | 46.4516 | 284.9627 | 378.9127 | 0 | 0 | 378.9127 | 0.0007732%
2026 | 449 | 449-693R | Tier-3 | Tier-3---9 | 5--5 | 165 | 5 | 869.7515 | 92.74% | 6.815% | 0.4405% | 7.0887 | 0 | 0 | 7.0887 | 0 | 6.7621 | 0.55805 | 12.1174 | 6.7621 | 0.55805 | 12.1174 | 7.1234 | 0.58787 | 12.1174 | 0.815% | 0.26107 | 0.25878 | 3331.4725 | 480.9166 | 218.7859 | 2631.7699 | 3333.6155 | 0 | 0 | 3333.6155 | 0.001488%
2026 | 449 | 449-6R | Tier-3 | Tier-3---14 | 5--4 | 161 | 11 | 487.7509 | 79.3% | 20.07% | 0.6273% | 7.6639 | 0 | 0 | 7.6639 | 0 | 7.3108 | 1.2277 | 5.9548 | 7.3108 | 1.2277 | 5.9548 | 7.7014 | 1.2933 | 5.9548 | 1.571% | 0.24779 | 0.24288 | 1968.4202 | 236.5464 | 397.0448 | 1334.829 | 1976.6559 | 0 | 0 | 1976.6559 | 0.001609%
2026 | 450 | 450-1851F | Tier-2 | Tier-2---3 | 5--5 | 209 | 23 | 915.4961 | 93.2% | 6.334% | 0.4614% | 27.2315 | 0 | 0 | 27.2315 | 0 | 25.977 | 2.567 | 10.1195 | 25.977 | 2.567 | 10.1195 | 27.365 | 2.7042 | 10.1195 | 2.975% | 0.099477 | 0.096302 | 9203.0933 | 2582.2914 | 565.9601 | 6054.8418 | 9223.7107 | 0 | 0 | 9223.7107 | 0.005716%
2026 | 450 | 450-1854 | Tier-2 | Tier-2---9 | 4--4 | 70 | 7 | 167.8113 | 68.69% | 30.5% | 0.8174% | 3.3427 | 0 | 0 | 3.3427 | 0 | 3.1887 | 0.78127 | 4.0814 | 3.1887 | 0.78127 | 4.0814 | 3.3591 | 0.82301 | 4.0814 | 1.992% | 0.079085 | 0.076792 | 2121.91 | 277.0369 | 611.709 | 1233.1641 | 2141.7538 | 0 | 0 | 2141.7538 | 0.0007016%
2026 | 450 | 450-50R | Tier-2 | Tier-2---11 | 4--4 | 18 | 5 | 377.7999 | 6.265% | 93.65% | 0.08234% | 1.9066 | 0 | 0 | 1.9066 | 0 | 1.8187 | 0.55805 | 3.2591 | 1.8187 | 0.55805 | 3.2591 | 1.9159 | 0.58787 | 3.2591 | 0.5047% | 0.071801 | 0.066017 | 5261.778 | 61.1615 | 4507.3206 | 693.2959 | 5693.8996 | 0 | 0 | 5693.8996 | 0.0004002%
2026 | 452 | 452-1403 | Tier-2 | Tier-2---15 | 1--5 | 5 | 2 | 16.9711 | 99.17% | 0% | 0.8269% | 1.9524 | 0 | 0 | 1.9524 | 0 | 1.8624 | 0.22322 | 8.3435 | 1.8624 | 0.22322 | 8.3435 | 1.9619 | 0.23515 | 8.3435 | 11.5% | 0.0007938 | 0.00070172 | 21379.6258 | 3471.6579 | 162.5094 | 17745.4585 | 21402.8248 | 0 | 0 | 21402.8248 | 0.0004098%
2026 | 452 | 452-1405 | Tier-2 | Tier-2---15 | 1--5 | 12 | 1 | 24.9262 | 98.86% | 0% | 1.141% | 0.59551 | 0 | 0 | 0.59551 | 0 | 0.56808 | 0.11161 | 5.0898 | 0.56808 | 0.11161 | 5.0898 | 0.59843 | 0.11757 | 5.0898 | 2.389% | 0.001513 | 0.0014764 | 16474.6859 | 3100.6815 | 174.1987 | 13199.8057 | 16479.3418 | 0 | 0 | 16479.3418 | 0.000125%
2026 | 452 | 452-38AE | Tier-2 | Tier-2---4 | 2--5 | 71 | 9 | 306.0513 | 99.41% | 0% | 0.595% | 11.1837 | 0 | 0 | 11.1837 | 0 | 10.6685 | 1.0045 | 10.6208 | 10.6685 | 1.0045 | 10.6208 | 11.2385 | 1.0582 | 10.6208 | 3.654% | 0.011395 | 0.010976 | 26857.9154 | 5689.4503 | 153.4079 | 21015.0572 | 26864.014 | 0 | 0 | 26864.014 | 0.002347%
2026 | 454 | 454-1814 | Tier-2 | Tier-2---20 | 4--2 | 2 | 1 | 7.1232 | 85.18% | 13.84% | 0.9794% | 0.87975 | 0 | 0 | 0.87975 | 0 | 0.83922 | 0.11161 | 7.5192 | 0.83922 | 0.11161 | 7.5192 | 0.88406 | 0.11757 | 7.5192 | 12.35% | 0.072066 | 0.061616 | 98.8421 | 13.8906 | 13.4536 | 71.498 | 101.3269 | 0 | 0 | 101.3269 | 0.0001847%
2026 | 463 | 463-1229 | Tier-2 | Tier-2---9 | 5--4 | 231 | 5 | 220.9596 | 94% | 3.511% | 2.487% | 1.3038 | 0 | 0 | 1.3038 | 0 | 1.2437 | 0.55805 | 2.2287 | 1.2437 | 0.55805 | 2.2287 | 1.3102 | 0.58787 | 2.2287 | 0.5901% | 0.096723 | 0.096116 | 2284.4628 | 504.7537 | 115.6932 | 1664.0158 | 2285.3282 | 0 | 0 | 2285.3282 | 0.0002737%
2026 | 470 | 470-40AE | Tier-2 | Tier-2---4 | 4--5 | 142 | 8 | 675.3424 | 87.26% | 12.19% | 0.553% | 9.6278 | 0 | 0 | 9.6278 | 0 | 9.1843 | 0.89288 | 10.2861 | 9.1843 | 0.89288 | 10.2861 | 9.675 | 0.94059 | 10.2861 | 1.426% | 0.091034 | 0.089547 | 7418.573 | 1155.6027 | 850.5498 | 5412.4205 | 7434.2739 | 0 | 0 | 7434.2739 | 0.002021%
2026 | 470 | 470-47R | Tier-3 | Tier-3---2 | 5--5 | 534 | 67 | 2012.6027 | 94.87% | 4.37% | 0.7559% | 69.4766 | 0 | 0 | 69.4766 | 0 | 66.2759 | 7.4779 | 8.8629 | 66.2759 | 7.4779 | 8.8629 | 69.8171 | 7.8774 | 8.8629 | 3.452% | 0.16225 | 0.15635 | 12404.0406 | 2097.9829 | 564.7309 | 9741.3268 | 12428.0478 | 0 | 0 | 12428.0478 | 0.01458%
2026 | 471 | 471-36F | Tier-2 | Tier-2---4 | 4--5 | 128 | 2 | 570.7201 | 63.27% | 36.3% | 0.4365% | 1.6361 | 0 | 0 | 1.6361 | 0 | 1.5608 | 0.22322 | 6.992 | 1.5608 | 0.22322 | 6.992 | 1.6442 | 0.23515 | 6.992 | 0.2867% | 0.093079 | 0.092657 | 6131.5794 | 664.7661 | 2054.2802 | 3412.5332 | 6141.8317 | 0 | 0 | 6141.8317 | 0.0003434%
2026 | 492 | 492-1090F | Tier-1 | Non-HFTD---8 | 3--2 | 134 | 5 | 33.4788 | 3.477% | 89.48% | 7.046% | 0.012597 | 0 | 0 | 0.012597 | 0 | 0.012017 | 0.55805 | 0.021533 | 0.012017 | 0.55805 | 0.021533 | 0.012659 | 0.58787 | 0.021533 | 0.03763% | 0.023375 | 0.023122 | 1432.2374 | 4.4641 | 1280.0219 | 147.7514 | 1447.3602 | 0 | 0 | 1447.3602 | 2.644e-06%
2026 | 492 | 492-1091F | Tier-1 | Non-HFTD---3 | 4--3 | 258 | 15 | 117.1007 | 2.257% | 94.3% | 3.447% | 0.04457 | 0 | 0 | 0.04457 | 0 | 0.042517 | 1.6742 | 0.025396 | 0.042517 | 1.6742 | 0.025396 | 0.044788 | 1.7636 | 0.025396 | 0.03806% | 0.031661 | 0.031127 | 3698.6253 | 9.5374 | 3351.4532 | 337.6347 | 3760.6234 | 0 | 0 | 3760.6234 | 9.355e-06%
2026 | 492 | 492-14R | Tier-1 | Non-HFTD---2 | 4--3 | 453 | 65 | 210.2908 | 2.625% | 94.06% | 3.313% | 0.22966 | 0 | 0 | 0.22966 | 0 | 0.21908 | 7.2547 | 0.030198 | 0.21908 | 7.2547 | 0.030198 | 0.23078 | 7.6423 | 0.030198 | 0.1092% | 0.045206 | 0.043325 | 4651.7925 | 14.6198 | 4204.3265 | 432.8462 | 4848.464 | 0 | 0 | 4848.464 | 4.821e-05%
2026 | 492 | 492-343R | Tier-1 | Non-HFTD---1 | 3--4 | 107 | 8 | 207.382 | 19.37% | 79.64% | 0.9946% | 0.87081 | 0 | 0 | 0.87081 | 0 | 0.83069 | 0.89288 | 0.93035 | 0.83069 | 0.89288 | 0.93035 | 0.87508 | 0.94059 | 0.93035 | 0.4199% | 0.024839 | 0.024301 | 8348.9818 | 177.5139 | 6835.9905 | 1335.4774 | 8498.1836 | 0 | 0 | 8498.1836 | 0.0001828%
2026 | 500 | 500-1531 | Tier-2 | Tier-2---10 | 4--4 | 20 | 2 | 642.8265 | 4.579% | 95.33% | 0.095% | 0.85363 | 0 | 0 | 0.85363 | 0 | 0.8143 | 0.22322 | 3.648 | 0.8143 | 0.22322 | 3.648 | 0.85781 | 0.23515 | 3.648 | 0.1328% | 0.071178 | 0.069114 | 9031.2778 | 80.4341 | 7853.8811 | 1096.9626 | 9288.6559 | 0 | 0 | 9288.6559 | 0.0001792%
2026 | 504 | 504-1563 | Tier-1 | Non-HFTD---1 | 3--5 | 351 | 1 | 245.689 | 97.78% | 0% | 2.22% | 0.19848 | 0 | 0 | 0.19848 | 0 | 0.18934 | 0.11161 | 1.6964 | 0.18934 | 0.11161 | 1.6964 | 0.19946 | 0.11757 | 1.6964 | 0.08079% | 0.028304 | 0.028281 | 8680.3629 | 1353.5847 | 490.4215 | 6836.3568 | 8680.5223 | 0 | 0 | 8680.5223 | 4.166e-05%
2026 | 511 | 511-831 | Tier-1 | Non-HFTD---5 | 2--3 | 5 | 1 | 42.1516 | 5.764% | 93.92% | 0.3117% | 0.14092 | 0 | 0 | 0.14092 | 0 | 0.13443 | 0.11161 | 1.2044 | 0.13443 | 0.11161 | 1.2044 | 0.14161 | 0.11757 | 1.2044 | 0.3343% | 0.011273 | 0.010619 | 3739.1676 | 19.4339 | 3339.9093 | 379.8243 | 3956.122 | 0 | 0 | 3956.122 | 2.958e-05%
2026 | 520 | 520-1045R | Tier-2 | Tier-2---5 | 5--4 | 180 | 2 | 596.734 | 87.03% | 12.08% | 0.8955% | 1.6734 | 0 | 0 | 1.6734 | 0 | 1.5963 | 0.22322 | 7.1513 | 1.5963 | 0.22322 | 7.1513 | 1.6816 | 0.23515 | 7.1513 | 0.2804% | 0.26824 | 0.26737 | 2224.662 | 286.7109 | 250.5356 | 1687.4154 | 2225.5948 | 0 | 0 | 2225.5948 | 0.0003512%
2026 | 520 | 520-10R | Tier-2 | Tier-2---7 | 4--5 | 155 | 18 | 296.4545 | 90.13% | 8.578% | 1.296% | 8.998 | 0 | 0 | 8.998 | 0 | 8.5835 | 2.009 | 4.2726 | 8.5835 | 2.009 | 4.2726 | 9.0422 | 2.1163 | 4.2726 | 3.035% | 0.046043 | 0.044493 | 6438.5886 | 1240.5174 | 702.7495 | 4495.3216 | 6460.7446 | 0 | 0 | 6460.7446 | 0.001889%
2026 | 520 | 520-1489R | Tier-2 | Tier-2---8 | 5--5 | 408 | 5 | 662.1633 | 87.36% | 10.91% | 1.733% | 2.0558 | 0 | 0 | 2.0558 | 0 | 1.9611 | 0.55805 | 3.5142 | 1.9611 | 0.55805 | 3.5142 | 2.0659 | 0.58787 | 3.5142 | 0.3105% | 0.13822 | 0.13773 | 4790.7448 | 574.961 | 546.3603 | 3669.4236 | 4792.9046 | 0 | 0 | 4792.9046 | 0.0004315%
2026 | 520 | 520-1509R | Tier-2 | Tier-2---5 | 5--4 | 401 | 5 | 868.9578 | 72.04% | 26.87% | 1.095% | 2.2634 | 0 | 0 | 2.2634 | 0 | 2.1592 | 0.55805 | 3.8691 | 2.1592 | 0.55805 | 3.8691 | 2.2745 | 0.58787 | 3.8691 | 0.2605% | 0.28561 | 0.28457 | 3042.4946 | 331.9166 | 761.5633 | 1949.0147 | 3045.5823 | 0 | 0 | 3045.5823 | 0.0004751%
2026 | 520 | 520-1525R | Tier-2 | Tier-2---8 | 5--5 | 145 | 1 | 360.0635 | 92.4% | 6.369% | 1.229% | 0.66542 | 0 | 0 | 0.66542 | 0 | 0.63476 | 0.11161 | 5.6873 | 0.63476 | 0.11161 | 5.6873 | 0.66868 | 0.11757 | 5.6873 | 0.1848% | 0.099044 | 0.098846 | 3635.4035 | 686.7062 | 313.6705 | 2635.0268 | 3635.9571 | 0 | 0 | 3635.9571 | 0.0001397%
2026 | 520 | 520-1527R | Tier-3 | Tier-3---7 | 5--5 | 249 | 5 | 1151.6571 | 81.16% | 18.23% | 0.6117% | 5.4427 | 0 | 0 | 5.4427 | 0 | 5.1919 | 0.55805 | 9.3037 | 5.1919 | 0.55805 | 9.3037 | 5.4693 | 0.58787 | 9.3037 | 0.4726% | 0.27105 | 0.26947 | 4248.9299 | 642.1047 | 732.0594 | 2874.7658 | 4253.6197 | 0 | 0 | 4253.6197 | 0.001142%
2026 | 520 | 520-1902R | Tier-2 | Tier-2---9 | 4--4 | 408 | 41 | 295.4783 | 43.89% | 53.74% | 2.376% | 3.7791 | 0 | 0 | 3.7791 | 0 | 3.605 | 4.576 | 0.78781 | 3.605 | 4.576 | 0.78781 | 3.7977 | 4.8205 | 0.78781 | 1.279% | 0.058932 | 0.057214 | 5013.9026 | 463.7784 | 2584.0113 | 1966.1129 | 5098.3524 | 0 | 0 | 5098.3524 | 0.0007932%
2026 | 520 | 520-1904 | Tier-3 | Tier-3---13 | 4--5 | 276 | 29 | 381.2363 | 81.21% | 17.45% | 1.344% | 9.4336 | 0 | 0 | 9.4336 | 0 | 8.999 | 3.2367 | 2.7803 | 8.999 | 3.2367 | 2.7803 | 9.4798 | 3.4096 | 2.7803 | 2.474% | 0.05278 | 0.051171 | 7223.1755 | 1024.2251 | 1263.1331 | 4935.8173 | 7265.8381 | 0 | 0 | 7265.8381 | 0.00198%
2026 | 520 | 520-1936 | Tier-3 | Tier-3---20 | 1--5 | 4 | 2 | 9.5502 | 98.52% | 0% | 1.483% | 1.3643 | 0 | 0 | 1.3643 | 0 | 1.3014 | 0.22322 | 5.8301 | 1.3014 | 0.22322 | 5.8301 | 1.3709 | 0.23515 | 5.8301 | 14.29% | 0.0006668 | 0.00057011 | 14322.462 | 2227.417 | 192.8863 | 11902.1586 | 14358.473 | 0 | 0 | 14358.473 | 0.0002864%
2026 | 520 | 520-22R | Tier-2 | Tier-2---14 | 4--4 | 113 | 7 | 116.9083 | 45.37% | 53.02% | 1.617% | 0.95282 | 0 | 0 | 0.95282 | 0 | 0.90892 | 0.78127 | 1.1634 | 0.90892 | 0.78127 | 1.1634 | 0.95749 | 0.82301 | 1.1634 | 0.815% | 0.036011 | 0.035364 | 3246.4956 | 310.4275 | 1853.8749 | 1082.1932 | 3278.9412 | 0 | 0 | 3278.9412 | 0.0002%
2026 | 520 | 520-35R | Tier-3 | Tier-3---9 | 5--5 | 306 | 2 | 985.3264 | 82.6% | 16.44% | 0.9544% | 1.5427 | 0 | 0 | 1.5427 | 0 | 1.4717 | 0.22322 | 6.5929 | 1.4717 | 0.22322 | 6.5929 | 1.5503 | 0.23515 | 6.5929 | 0.1566% | 0.28544 | 0.2849 | 3451.9467 | 462.7417 | 537.5528 | 2451.6522 | 3453.087 | 0 | 0 | 3453.087 | 0.0003238%
2026 | 520 | 520-45 | Tier-2 | Tier-2---8 | 5--5 | 219 | 1 | 455.0819 | 89.33% | 9.369% | 1.306% | 0.5383 | 0 | 0 | 0.5383 | 0 | 0.5135 | 0.11161 | 4.6008 | 0.5135 | 0.11161 | 4.6008 | 0.54093 | 0.11757 | 4.6008 | 0.1183% | 0.10446 | 0.10432 | 4356.4514 | 530.4104 | 403.5927 | 3422.4483 | 4357.068 | 0 | 0 | 4357.068 | 0.000113%
2026 | 521 | 521-14R | Tier-3 | Tier-3---5 | 5--5 | 315 | 15 | 1719.0003 | 78.65% | 20.86% | 0.4907% | 18.6698 | 0 | 0 | 18.6698 | 0 | 17.8097 | 1.6742 | 10.6381 | 17.8097 | 1.6742 | 10.6381 | 18.7613 | 1.7636 | 10.6381 | 1.086% | 0.27097 | 0.26722 | 6343.9843 | 812.9811 | 1238.2176 | 4292.7856 | 6362.9527 | 0 | 0 | 6362.9527 | 0.003919%
2026 | 521 | 521-1819R | Tier-2 | Tier-2---9 | 4--5 | 199 | 24 | 223.8855 | 62.17% | 36.25% | 1.574% | 4.8683 | 0 | 0 | 4.8683 | 0 | 4.644 | 2.6786 | 1.7337 | 4.644 | 2.6786 | 1.7337 | 4.8922 | 2.8218 | 1.7337 | 2.174% | 0.043667 | 0.04214 | 5127.1322 | 737.124 | 1856.4943 | 2533.514 | 5197.4241 | 0 | 0 | 5197.4241 | 0.001022%
2026 | 521 | 521-1856R | Tier-3 | Tier-3---6 | 5--5 | 335 | 25 | 1212.5663 | 84.9% | 14.39% | 0.7143% | 22.2796 | 0 | 0 | 22.2796 | 0 | 21.2532 | 2.7903 | 7.6169 | 21.2532 | 2.7903 | 7.6169 | 22.3888 | 2.9393 | 7.6169 | 1.837% | 0.15411 | 0.15077 | 7868.3195 | 1087.4875 | 1070.4078 | 5710.4242 | 7894.6012 | 0 | 0 | 7894.6012 | 0.004676%
2026 | 521 | 521-18R | Tier-3 | Tier-3---6 | 4--5 | 307 | 30 | 1129.9866 | 95.19% | 4.09% | 0.7206% | 30.482 | 0 | 0 | 30.482 | 0 | 29.0778 | 3.3483 | 8.6843 | 29.0778 | 3.3483 | 8.6843 | 30.6315 | 3.5272 | 8.6843 | 2.698% | 0.071321 | 0.0693 | 15843.6289 | 2470.7432 | 733.9331 | 12638.9526 | 15865.8568 | 0 | 0 | 15865.8568 | 0.006398%
2026 | 521 | 521-27R | Tier-2 | Tier-2---3 | 4--5 | 358 | 23 | 810.4848 | 91.73% | 7.398% | 0.8745% | 13.8512 | 0 | 0 | 13.8512 | 0 | 13.2131 | 2.567 | 5.1472 | 13.2131 | 2.567 | 5.1472 | 13.9191 | 2.7042 | 5.1472 | 1.709% | 0.063668 | 0.062481 | 12729.941 | 2154.4423 | 1058.961 | 9516.5377 | 12749.9333 | 0 | 0 | 12749.9333 | 0.002907%
2026 | 521 | 521-32R | Tier-3 | Tier-3---4 | 5--5 | 232 | 1 | 1448.9015 | 94.87% | 4.661% | 0.4687% | 1.7182 | 0 | 0 | 1.7182 | 0 | 1.6391 | 0.11161 | 14.6856 | 1.6391 | 0.11161 | 14.6856 | 1.7266 | 0.11757 | 14.6856 | 0.1186% | 0.14844 | 0.14825 | 9761.0273 | 1631.7912 | 451.6127 | 7677.6235 | 9761.6541 | 0 | 0 | 9761.6541 | 0.0003607%
2026 | 521 | 521-700R | Tier-2 | Tier-2---3 | 4--5 | 437 | 56 | 1225.9943 | 93.19% | 6.054% | 0.7541% | 42.4592 | 0 | 0 | 42.4592 | 0 | 40.5032 | 6.2502 | 6.4803 | 40.5032 | 6.2502 | 6.4803 | 42.6674 | 6.5841 | 6.4803 | 3.463% | 0.074421 | 0.071655 | 16473.8564 | 2889.9121 | 1156.3836 | 12427.5607 | 16517.1437 | 0 | 0 | 16517.1437 | 0.008912%
2026 | 522 | 522-34 | Tier-2 | Tier-2---16 | 4--3 | 64 | 3 | 77.0016 | 18.51% | 79.83% | 1.663% | 0.19371 | 0 | 0 | 0.19371 | 0 | 0.18479 | 0.33483 | 0.55188 | 0.18479 | 0.33483 | 0.55188 | 0.19466 | 0.35272 | 0.55188 | 0.2516% | 0.030009 | 0.029601 | 2565.9512 | 64.6552 | 2012.714 | 488.582 | 2594.7688 | 0 | 0 | 2594.7688 | 4.066e-05%
2026 | 522 | 522-36 | Tier-2 | Tier-2---16 | 4--3 | 93 | 5 | 95.5847 | 7.342% | 91.11% | 1.546% | 0.10942 | 0 | 0 | 0.10942 | 0 | 0.10438 | 0.55805 | 0.18704 | 0.10438 | 0.55805 | 0.18704 | 0.10995 | 0.58787 | 0.18704 | 0.1145% | 0.031092 | 0.030607 | 3074.2923 | 36.1538 | 2591.8703 | 446.2683 | 3119.4091 | 0 | 0 | 3119.4091 | 2.297e-05%
2026 | 522 | 522-38R | Tier-2 | Tier-2---6 | 4--5 | 606 | 52 | 1016.2869 | 80.7% | 18.11% | 1.19% | 20.4094 | 0 | 0 | 20.4094 | 0 | 19.4692 | 5.8037 | 3.3546 | 19.4692 | 5.8037 | 3.3546 | 20.5094 | 6.1138 | 3.3546 | 2.008% | 0.088602 | 0.086397 | 11470.2225 | 2251.3608 | 2088.2887 | 7130.573 | 11526.7104 | 0 | 0 | 11526.7104 | 0.004284%
2026 | 523 | 523-31AE | Tier-2 | Tier-2---14 | 4--4 | 199 | 33 | 275.1089 | 4.221% | 94.59% | 1.185% | 0.55838 | 0 | 0 | 0.55838 | 0 | 0.53266 | 3.6831 | 0.14462 | 0.53266 | 3.6831 | 0.14462 | 0.56112 | 3.8799 | 0.14462 | 0.203% | 0.037419 | 0.03562 | 7352.039 | 68.2792 | 6334.1642 | 949.5956 | 7707.7877 | 0 | 0 | 7707.7877 | 0.0001172%
2026 | 524 | 524-1782F | Tier-3 | Tier-3---10 | 4--5 | 231 | 9 | 681.1238 | 98.24% | 0.8976% | 0.8607% | 7.5605 | 0 | 0 | 7.5605 | 0 | 7.2122 | 1.0045 | 7.18 | 7.2122 | 1.0045 | 7.18 | 7.5976 | 1.0582 | 7.18 | 1.11% | 0.040404 | 0.039947 | 16857.9136 | 3235.0894 | 389.5202 | 13233.3041 | 16861.3009 | 0 | 0 | 16861.3009 | 0.001587%
2026 | 524 | 524-27R | Tier-3 | Tier-3---4 | 4--5 | 489 | 34 | 1282.5738 | 98.01% | 1.22% | 0.7702% | 25.3467 | 0 | 0 | 25.3467 | 0 | 24.179 | 3.7947 | 6.3717 | 24.179 | 3.7947 | 6.3717 | 25.471 | 3.9975 | 6.3717 | 1.976% | 0.060207 | 0.058993 | 21302.6656 | 4149.5256 | 661.6102 | 16491.5299 | 21311.3887 | 0 | 0 | 21311.3887 | 0.00532%
2026 | 524 | 524-46R | Tier-3 | Tier-3---4 | 5--5 | 283 | 8 | 1602.1034 | 91.53% | 7.997% | 0.4775% | 12.0209 | 0 | 0 | 12.0209 | 0 | 11.4671 | 0.89288 | 12.8428 | 11.4671 | 0.89288 | 12.8428 | 12.0798 | 0.94059 | 12.8428 | 0.7503% | 0.18916 | 0.18761 | 8469.7554 | 1511.9887 | 676.5843 | 6281.1824 | 8475.6881 | 0 | 0 | 8475.6881 | 0.002523%
2026 | 524 | 524-50R | Tier-3 | Tier-3---7 | 5--5 | 283 | 17 | 1190.6418 | 87% | 12.41% | 0.5904% | 18.0445 | 0 | 0 | 18.0445 | 0 | 17.2132 | 1.8974 | 9.0721 | 17.2132 | 1.8974 | 9.0721 | 18.1329 | 1.9988 | 9.0721 | 1.516% | 0.18313 | 0.17994 | 6501.4644 | 979.7439 | 766.6075 | 4755.113 | 6516.453 | 0 | 0 | 6516.453 | 0.003788%
2026 | 524 | 524-69R | Tier-3 | Tier-3---1 | 5--5 | 842 | 38 | 4619.0742 | 91.74% | 7.782% | 0.477% | 55.4611 | 0 | 0 | 55.4611 | 0 | 52.9062 | 4.2412 | 12.4744 | 52.9062 | 4.2412 | 12.4744 | 55.733 | 4.4678 | 12.4744 | 1.201% | 0.27264 | 0.26907 | 16942.2754 | 2594.1012 | 1293.4919 | 13054.6823 | 16960.8312 | 0 | 0 | 16960.8312 | 0.01164%
2026 | 57 | 57-1295F | Tier-1 | Non-HFTD---14 | 3--1 | 34 | 2 | 5.6432 | 18.69% | 64.38% | 16.93% | 0.017993 | 0 | 0 | 0.017993 | 0 | 0.017164 | 0.22322 | 0.076894 | 0.017164 | 0.22322 | 0.076894 | 0.018081 | 0.23515 | 0.076894 | 0.3188% | 0.013816 | 0.013581 | 408.4416 | 0.34695 | 378.2848 | 29.8099 | 414.2052 | 0 | 0 | 414.2052 | 3.777e-06%
2026 | 57 | 57-1296F | Tier-1 | Non-HFTD---6 | 3--3 | 74 | 33 | 28.5083 | 67.29% | 22.06% | 10.65% | 2.4809 | 0 | 0 | 2.4809 | 0 | 2.3666 | 3.6831 | 0.64256 | 2.3666 | 3.6831 | 0.64256 | 2.4931 | 3.8799 | 0.64256 | 8.702% | 0.026297 | 0.022896 | 1084.0793 | 117.3655 | 346.3499 | 620.3639 | 1136.7466 | 0 | 0 | 1136.7466 | 0.0005207%
2026 | 57 | 57-736 | Tier-1 | Non-HFTD---4 | 3--4 | 81 | 6 | 114.2507 | 0.4885% | 98.37% | 1.139% | 0.01199 | 0 | 0 | 0.01199 | 0 | 0.011437 | 0.66966 | 0.017079 | 0.011437 | 0.66966 | 0.017079 | 0.012048 | 0.70544 | 0.017079 | 0.01049% | 0.015165 | 0.01484 | 7533.6404 | 8.4859 | 6834.2574 | 690.8971 | 7698.219 | 0 | 0 | 7698.219 | 2.517e-06%
2026 | 586 | 586-3 | Tier-1 | Non-HFTD---1 | 3--5 | 84 | 4 | 150.8025 | 59.51% | 38.73% | 1.761% | 1.2393 | 0 | 0 | 1.2393 | 0 | 1.1822 | 0.44644 | 2.6481 | 1.1822 | 0.44644 | 2.6481 | 1.2454 | 0.47029 | 2.6481 | 0.8218% | 0.028089 | 0.027701 | 5368.7385 | 601.6347 | 1884.8262 | 2882.2776 | 5399.1778 | 0 | 0 | 5399.1778 | 0.0002601%
2026 | 591 | 591-1594R | Tier-2 | Tier-2---12 | 4--4 | 92 | 1 | 96.6888 | 80.68% | 17.2% | 2.123% | 0.2459 | 0 | 0 | 0.2459 | 0 | 0.23457 | 0.11161 | 2.1017 | 0.23457 | 0.11161 | 2.1017 | 0.2471 | 0.11757 | 2.1017 | 0.2543% | 0.047196 | 0.047047 | 2048.6739 | 331.857 | 357.6365 | 1359.1804 | 2049.9255 | 0 | 0 | 2049.9255 | 5.161e-05%
2026 | 59 | 59-465 | Tier-1 | Non-HFTD---6 | 4--3 | 167 | 61 | 47.6056 | 43.61% | 44.66% | 11.73% | 2.1993 | 0 | 0 | 2.1993 | 0 | 2.098 | 6.8082 | 0.30815 | 2.098 | 6.8082 | 0.30815 | 2.2101 | 7.172 | 0.30815 | 4.62% | 0.036127 | 0.0323 | 1317.7288 | 118.8217 | 743.3598 | 455.5474 | 1405.762 | 0 | 0 | 1405.762 | 0.0004616%
2026 | 597 | 597-595 | Tier-2 | Tier-2---1 | 5--5 | 398 | 34 | 2598.8794 | 68.57% | 30.98% | 0.4453% | 44.1495 | 0 | 0 | 44.1495 | 0 | 42.1156 | 3.7947 | 11.0984 | 42.1156 | 3.7947 | 11.0984 | 44.3659 | 3.9975 | 11.0984 | 1.699% | 0.15307 | 0.14927 | 16978.8381 | 2723.3618 | 4869.9544 | 9385.5219 | 17114.3933 | 0 | 0 | 17114.3933 | 0.009267%
2026 | 599 | 599-19R | Tier-2 | Tier-2---1 | 5--5 | 753 | 51 | 2814.0812 | 94.6% | 4.701% | 0.7012% | 52.2866 | 0 | 0 | 52.2866 | 0 | 49.8779 | 5.6921 | 8.7626 | 49.8779 | 5.6921 | 8.7626 | 52.5429 | 5.9962 | 8.7626 | 1.858% | 0.15161 | 0.14864 | 18560.9002 | 2880.2053 | 906.7756 | 14773.9194 | 18580.9896 | 0 | 0 | 18580.9896 | 0.01097%
2026 | 66 | 66-1213R | Tier-1 | Non-HFTD---1 | 4--5 | 477 | 8 | 895.6301 | 87.07% | 11.59% | 1.338% | 3.7929 | 0 | 0 | 3.7929 | 0 | 3.6182 | 0.89288 | 4.0522 | 3.6182 | 0.89288 | 4.0522 | 3.8115 | 0.94059 | 4.0522 | 0.4235% | 0.075145 | 0.074779 | 11918.7237 | 1933.2238 | 1527.7262 | 8457.7737 | 11926.2554 | 0 | 0 | 11926.2554 | 0.0007961%
2026 | 67 | 67-34R | Tier-3 | Tier-3---11 | 5--5 | 551 | 21 | 1084.2867 | 76.65% | 22.12% | 1.235% | 9.1855 | 0 | 0 | 9.1855 | 0 | 8.7623 | 2.3438 | 3.7385 | 8.7623 | 2.3438 | 3.7385 | 9.2305 | 2.469 | 3.7385 | 0.8471% | 0.24743 | 0.2447 | 4382.1248 | 535.8218 | 956.7681 | 2889.5349 | 4393.5622 | 0 | 0 | 4393.5622 | 0.001928%
2026 | 67 | 67-37R | Tier-3 | Tier-3---17 | 5--3 | 190 | 6 | 226.6286 | 65.58% | 32.17% | 2.242% | 1.3612 | 0 | 0 | 1.3612 | 0 | 1.2985 | 0.66966 | 1.939 | 1.2985 | 0.66966 | 1.939 | 1.3678 | 0.70544 | 1.939 | 0.6006% | 0.20095 | 0.19911 | 1127.7881 | 99.8375 | 351.0117 | 676.9389 | 1131.3755 | 0 | 0 | 1131.3755 | 0.0002857%
2026 | 67 | 67-45R | Tier-3 | Tier-3---15 | 5--4 | 233 | 15 | 468.8847 | 75.51% | 23.11% | 1.372% | 6.6103 | 0 | 0 | 6.6103 | 0 | 6.3058 | 1.6742 | 3.7666 | 6.3058 | 1.6742 | 3.7666 | 6.6427 | 1.7636 | 3.7666 | 1.41% | 0.20887 | 0.20497 | 2244.8167 | 264.9489 | 495.8782 | 1483.9896 | 2255.2742 | 0 | 0 | 2255.2742 | 0.001388%
2026 | 702 | 702-25 | Tier-1 | Non-HFTD---4 | 2--4 | 20 | 3 | 99.2191 | 14.64% | 84.88% | 0.4775% | 0.63186 | 0 | 0 | 0.63186 | 0 | 0.60275 | 0.33483 | 1.8002 | 0.60275 | 0.33483 | 1.8002 | 0.63496 | 0.35272 | 1.8002 | 0.6368% | 0.0085112 | 0.008141 | 11657.4786 | 48.5715 | 10557.6421 | 1051.265 | 12110.0258 | 0 | 0 | 12110.0258 | 0.0001326%
2026 | 702 | 702-27R | Tier-1 | Non-HFTD---3 | 4--3 | 513 | 104 | 114.6782 | 12.31% | 80.73% | 6.96% | 0.82996 | 0 | 0 | 0.82996 | 0 | 0.79173 | 11.6074 | 0.068208 | 0.79173 | 11.6074 | 0.068208 | 0.83403 | 12.2276 | 0.068208 | 0.7237% | 0.039338 | 0.037025 | 2915.2316 | 15.3466 | 2621.2248 | 278.6603 | 3074.9117 | 0 | 0 | 3074.9117 | 0.0001742%
2026 | 702 | 702-30 | Tier-1 | Non-HFTD---3 | 4--3 | 328 | 57 | 53.814 | 40.73% | 49.22% | 10.06% | 1.1045 | 0 | 0 | 1.1045 | 0 | 1.0536 | 6.3618 | 0.16562 | 1.0536 | 6.3618 | 0.16562 | 1.1099 | 6.7017 | 0.16562 | 2.052% | 0.033242 | 0.031567 | 1618.8568 | 145.6401 | 957.286 | 515.9307 | 1669.7815 | 0 | 0 | 1669.7815 | 0.0002318%
2026 | 702 | 702-448F | Tier-1 | Non-HFTD---19 | 1--3 | 2 | 1 | 0.35824 | 90.03% | 0% | 9.967% | 0.046768 | 0 | 0 | 0.046768 | 0 | 0.044613 | 0.11161 | 0.39972 | 0.044613 | 0.11161 | 0.39972 | 0.046997 | 0.11757 | 0.39972 | 13.05% | 0.0001214 | 0.0001038 | 2950.9131 | 1.8209 | 2914.298 | 34.7941 | 3000.7911 | 0 | 0 | 3000.7911 | 9.817e-06%
2026 | 73 | 73-1163 | Tier-3 | Tier-3---4 | 5--5 | 326 | 6 | 1861.7789 | 88.41% | 11.22% | 0.3692% | 8.7855 | 0 | 0 | 8.7855 | 0 | 8.3808 | 0.66966 | 12.5149 | 8.3808 | 0.66966 | 12.5149 | 8.8285 | 0.70544 | 12.5149 | 0.4719% | 0.22506 | 0.22386 | 8272.2274 | 1229.0974 | 921.3142 | 6121.8157 | 8277.3717 | 0 | 0 | 8277.3717 | 0.001844%
2026 | 73 | 73-1164 | Tier-3 | Tier-3---13 | 5--4 | 46 | 1 | 263.7681 | 87.65% | 11.96% | 0.3908% | 1.4575 | 0 | 0 | 1.4575 | 0 | 1.3904 | 0.11161 | 12.4575 | 1.3904 | 0.11161 | 12.4575 | 1.4647 | 0.11757 | 12.4575 | 0.5526% | 0.18614 | 0.18497 | 1417.02 | 198.6601 | 156.5468 | 1061.8131 | 1418.1302 | 0 | 0 | 1418.1302 | 0.0003059%
2026 | 73 | 73-23R | Tier-3 | Tier-3---9 | 5--5 | 188 | 6 | 841.8786 | 89.4% | 10.02% | 0.5825% | 6.9655 | 0 | 0 | 6.9655 | 0 | 6.6446 | 0.66966 | 9.9224 | 6.6446 | 0.66966 | 9.9224 | 6.9997 | 0.70544 | 9.9224 | 0.8274% | 0.21349 | 0.21152 | 3943.3878 | 597.9657 | 380.5291 | 2964.893 | 3947.2945 | 0 | 0 | 3947.2945 | 0.001462%
2026 | 73 | 73-678R | Tier-3 | Tier-3---5 | 5--5 | 313 | 4 | 1587.7071 | 88.98% | 10.47% | 0.5476% | 5.2358 | 0 | 0 | 5.2358 | 0 | 4.9946 | 0.44644 | 11.1877 | 4.9946 | 0.44644 | 11.1877 | 5.2615 | 0.47029 | 11.1877 | 0.3298% | 0.23776 | 0.23688 | 6677.7947 | 1003.2668 | 681.1886 | 4993.3394 | 6680.5317 | 0 | 0 | 6680.5317 | 0.001099%
2026 | 73 | 73-683R | Tier-3 | Tier-3---7 | 5--5 | 273 | 1 | 1378.6065 | 89.65% | 9.845% | 0.5099% | 1.3128 | 0 | 0 | 1.3128 | 0 | 1.2523 | 0.11161 | 11.2206 | 1.2523 | 0.11161 | 11.2206 | 1.3192 | 0.11757 | 11.2206 | 0.09523% | 0.22716 | 0.22692 | 6068.9321 | 866.1538 | 585.2944 | 4617.4838 | 6069.6003 | 0 | 0 | 6069.6003 | 0.0002756%
2026 | 75 | 75-2259F | Tier-3 | Tier-3---12 | 3--5 | 140 | 12 | 362.3539 | 98.06% | 1.201% | 0.7355% | 8.8326 | 0 | 0 | 8.8326 | 0 | 8.4257 | 1.3393 | 6.291 | 8.4257 | 1.3393 | 6.291 | 8.8759 | 1.4109 | 6.291 | 2.438% | 0.020337 | 0.019832 | 17817.1226 | 3618.9618 | 323.8838 | 13874.277 | 17825.9195 | 0 | 0 | 17825.9195 | 0.001854%
2026 | 75 | 75-32R | Tier-3 | Tier-3---13 | 3--5 | 84 | 7 | 196.1202 | 96.38% | 2.668% | 0.9512% | 4.568 | 0 | 0 | 4.568 | 0 | 4.3576 | 0.78127 | 5.5776 | 4.3576 | 0.78127 | 5.5776 | 4.5904 | 0.82301 | 5.5776 | 2.329% | 0.014781 | 0.014424 | 13268.2222 | 2437.4241 | 453.4454 | 10377.3526 | 13280.1156 | 0 | 0 | 13280.1156 | 0.0009588%
2026 | 75 | 75-41 | Tier-3 | Tier-3---13 | 3--5 | 69 | 13 | 232.3508 | 98.84% | 0.3675% | 0.788% | 12.5484 | 0 | 0 | 12.5484 | 0 | 11.9703 | 1.4509 | 8.2501 | 11.9703 | 1.4509 | 8.2501 | 12.6099 | 1.5285 | 8.2501 | 5.401% | 0.0163 | 0.015409 | 14254.8272 | 3156.0323 | 229.2614 | 10869.5335 | 14264.3469 | 0 | 0 | 14264.3469 | 0.002634%
2026 | 75 | 75-996R | Tier-2 | Tier-2---7 | 4--5 | 319 | 48 | 357.2986 | 95.33% | 2.61% | 2.061% | 14.8629 | 0 | 0 | 14.8629 | 0 | 14.1782 | 5.3573 | 2.6465 | 14.1782 | 5.3573 | 2.6465 | 14.9358 | 5.6435 | 2.6465 | 4.16% | 0.043997 | 0.042077 | 8120.9384 | 1655.5756 | 489.8744 | 5975.4884 | 8138.2473 | 0 | 0 | 8138.2473 | 0.00312%
2026 | 78 | 78-35R | Tier-3 | Tier-3---10 | 2--5 | 29 | 1 | 489.2316 | 99.8% | 0% | 0.2011% | 4.8825 | 0 | 0 | 4.8825 | 0 | 4.6576 | 0.11161 | 41.7306 | 4.6576 | 0.11161 | 41.7306 | 4.9064 | 0.11757 | 41.7306 | 0.998% | 0.008188 | 0.0081061 | 59749.8307 | 9713.1665 | 132.8814 | 49903.7828 | 59751.0445 | 0 | 0 | 59751.0445 | 0.001025%
2026 | 788 | 788-34R | Tier-2 | Tier-2---6 | 5--5 | 521 | 13 | 1602.6496 | 68.44% | 30.89% | 0.6716% | 7.9368 | 0 | 0 | 7.9368 | 0 | 7.5711 | 1.4509 | 5.2181 | 7.5711 | 1.4509 | 5.2181 | 7.9757 | 1.5285 | 5.2181 | 0.4952% | 0.12404 | 0.12315 | 12920.0508 | 2335.3392 | 3828.2096 | 6756.5021 | 12949.7729 | 0 | 0 | 12949.7729 | 0.001666%
2026 | 791 | 791-419F | Tier-2 | Tier-2---5 | 5--5 | 141 | 4 | 638.6863 | 61.95% | 37.46% | 0.5934% | 3.2551 | 0 | 0 | 3.2551 | 0 | 3.1051 | 0.44644 | 6.9553 | 3.1051 | 0.44644 | 6.9553 | 3.271 | 0.47029 | 6.9553 | 0.5097% | 0.11325 | 0.11232 | 5639.4744 | 649.4436 | 1934.52 | 3055.5108 | 5657.2749 | 0 | 0 | 5657.2749 | 0.0006832%
2026 | 79 | 79-660R | Tier-3 | Tier-3---14 | 5--3 | 179 | 4 | 410.2866 | 87.38% | 11.28% | 1.342% | 2.3233 | 0 | 0 | 2.3233 | 0 | 2.2163 | 0.44644 | 4.9644 | 2.2163 | 0.44644 | 4.9644 | 2.3347 | 0.47029 | 4.9644 | 0.5663% | 0.45747 | 0.45451 | 896.8574 | 100.1714 | 108.3483 | 688.3376 | 897.5956 | 0 | 0 | 897.5956 | 0.0004877%
2026 | 79 | 79-668R | Tier-3 | Tier-3---15 | 5--3 | 309 | 12 | 744.6976 | 38.65% | 60.41% | 0.9336% | 3.2418 | 0 | 0 | 3.2418 | 0 | 3.0925 | 1.3393 | 2.309 | 3.0925 | 1.3393 | 2.309 | 3.2577 | 1.4109 | 2.309 | 0.4353% | 0.43999 | 0.43503 | 1692.5377 | 90.5162 | 925.3729 | 676.6485 | 1704.3645 | 0 | 0 | 1704.3645 | 0.0006805%
2026 | 79 | 79-676R | Tier-3 | Tier-3---5 | 5--5 | 138 | 3 | 1054.6802 | 84.57% | 15.17% | 0.2582% | 5.623 | 0 | 0 | 5.623 | 0 | 5.364 | 0.33483 | 16.02 | 5.364 | 0.33483 | 16.02 | 5.6506 | 0.35272 | 16.02 | 0.5331% | 0.38409 | 0.38167 | 2745.9122 | 408.062 | 399.7376 | 1938.1127 | 2748.6006 | 0 | 0 | 2748.6006 | 0.00118%
2026 | 79 | 79-679R | Tier-3 | Tier-3---3 | 5--5 | 192 | 2 | 1892.052 | 89.49% | 10.28% | 0.2308% | 5.1149 | 0 | 0 | 5.1149 | 0 | 4.8792 | 0.22322 | 21.8584 | 4.8792 | 0.22322 | 21.8584 | 5.14 | 0.23515 | 21.8584 | 0.2703% | 0.3939 | 0.39271 | 4803.3522 | 735.2081 | 460.7879 | 3607.3562 | 4804.8818 | 0 | 0 | 4804.8818 | 0.001074%
2026 | 79 | 79-685R | Tier-3 | Tier-3---14 | 5--4 | 74 | 1 | 400.4276 | 96.08% | 3.359% | 0.5615% | 1.5077 | 0 | 0 | 1.5077 | 0 | 1.4383 | 0.11161 | 12.8865 | 1.4383 | 0.11161 | 12.8865 | 1.5151 | 0.11757 | 12.8865 | 0.3765% | 0.43155 | 0.42986 | 927.8849 | 128.9201 | 31.6542 | 767.3106 | 928.028 | 0 | 0 | 928.028 | 0.0003165%
2026 | 79 | 79-714R | Tier-3 | Tier-3---9 | 5--4 | 180 | 2 | 903.7514 | 77.92% | 21.67% | 0.4055% | 2.2692 | 0 | 0 | 2.2692 | 0 | 2.1646 | 0.22322 | 9.6973 | 2.1646 | 0.22322 | 9.6973 | 2.2803 | 0.23515 | 9.6973 | 0.2511% | 0.37772 | 0.3765 | 2392.6757 | 300.8376 | 478.1412 | 1613.6969 | 2394.3834 | 0 | 0 | 2394.3834 | 0.0004763%
2026 | 79 | 79-785 | Tier-3 | Tier-3---3 | 5--5 | 427 | 6 | 2480.4804 | 78.86% | 20.81% | 0.3308% | 7.9708 | 0 | 0 | 7.9708 | 0 | 7.6036 | 0.66966 | 11.3545 | 7.6036 | 0.66966 | 11.3545 | 8.0099 | 0.70544 | 11.3545 | 0.3213% | 0.38023 | 0.37868 | 6523.6349 | 955.6486 | 1258.2917 | 4309.6946 | 6529.2781 | 0 | 0 | 6529.2781 | 0.001673%
2026 | 79 | 79-808R | Tier-3 | Tier-3---3 | 5--5 | 218 | 1 | 2167.6529 | 93.07% | 6.627% | 0.3038% | 2.6837 | 0 | 0 | 2.6837 | 0 | 2.5601 | 0.11161 | 22.9378 | 2.5601 | 0.11161 | 22.9378 | 2.6969 | 0.11757 | 22.9378 | 0.1238% | 0.44563 | 0.44504 | 4864.2458 | 733.0646 | 303.7151 | 3827.4661 | 4864.6948 | 0 | 0 | 4864.6948 | 0.0005633%
2026 | 799 | 799-504R | Tier-2 | Tier-2---15 | 1--5 | 38 | 1 | 27.7948 | 96.8% | 0% | 3.201% | 0.20533 | 0 | 0 | 0.20533 | 0 | 0.19587 | 0.11161 | 1.7549 | 0.19587 | 0.11161 | 1.7549 | 0.20634 | 0.11757 | 1.7549 | 0.7387% | 0.0046964 | 0.0046606 | 5918.3199 | 1511.7003 | 676.4165 | 3730.2032 | 5919.7767 | 0 | 0 | 5919.7767 | 4.31e-05%
2026 | 835 | 835-10F | Tier-2 | Tier-2---19 | 1--4 | 13 | 2 | 3.5155 | 95.99% | 0% | 4.014% | 0.15055 | 0 | 0 | 0.15055 | 0 | 0.14362 | 0.22322 | 0.64338 | 0.14362 | 0.22322 | 0.64338 | 0.15129 | 0.23515 | 0.64338 | 4.282% | 0.0010446 | 0.00099799 | 3365.4208 | 527.6091 | 131.7666 | 2706.0451 | 3371.7289 | 0 | 0 | 3371.7289 | 3.16e-05%
2026 | 840 | 840-308F | Tier-2 | Tier-2---13 | 4--4 | 16 | 5 | 43.5719 | 95.47% | 3.384% | 1.143% | 3.77 | 0 | 0 | 3.77 | 0 | 3.5963 | 0.55805 | 6.4444 | 3.5963 | 0.55805 | 6.4444 | 3.7884 | 0.58787 | 6.4444 | 8.652% | 0.063249 | 0.057517 | 688.8919 | 152.3879 | 26.757 | 509.7471 | 691.9995 | 0 | 0 | 691.9995 | 0.0007913%
2026 | 840 | 840-374 | Tier-2 | Tier-2---13 | 4--3 | 40 | 4 | 37.0531 | 79.48% | 17.21% | 3.315% | 0.85402 | 0 | 0 | 0.85402 | 0 | 0.81468 | 0.44644 | 1.8248 | 0.81468 | 0.44644 | 1.8248 | 0.85821 | 0.47029 | 1.8248 | 2.305% | 0.064007 | 0.062151 | 578.893 | 75.1815 | 95.4784 | 408.233 | 582.4411 | 0 | 0 | 582.4411 | 0.0001793%
2026 | 859 | 859-42R | Tier-2 | Tier-2---3 | 4--5 | 557 | 18 | 1138.7404 | 98.96% | 0% | 1.04% | 10.5609 | 0 | 0 | 10.5609 | 0 | 10.0743 | 2.009 | 5.0147 | 10.0743 | 2.009 | 5.0147 | 10.6126 | 2.1163 | 5.0147 | 0.9274% | 0.067132 | 0.066503 | 16962.7575 | 2757.3465 | 237.2903 | 13968.1207 | 16964.4267 | 0 | 0 | 16964.4267 | 0.002217%
2026 | 907 | 907-1475 | Tier-3 | Tier-3---21 | 3--1 | 4 | 2 | 4.1941 | 0% | 100% | 0% | 0 | 0 | 0 | 0 | 0 | 0 | 0.22322 | 0 | 0 | 0.22322 | 0 | 0 | 0.23515 | 0 | 0% | 0.017589 | 0.015038 | 238.4544 | 0.27979 | 194.8172 | 43.3575 | 278.8941 | 0 | 0 | 278.8941 | 0%
2026 | 907 | 907-1562AE | Tier-3 | Tier-3---6 | 4--5 | 162 | 11 | 858.7853 | 77.1% | 22.57% | 0.3293% | 13.0378 | 0 | 0 | 13.0378 | 0 | 12.4372 | 1.2277 | 10.1304 | 12.4372 | 1.2277 | 10.1304 | 13.1017 | 1.2933 | 10.1304 | 1.518% | 0.054867 | 0.053786 | 15652.2427 | 2298.9356 | 3240.4011 | 10112.906 | 15724.2465 | 0 | 0 | 15724.2465 | 0.002737%
2026 | 907 | 907-1602 | Tier-3 | Tier-3---17 | 3--4 | 5 | 1 | 23.6904 | 85.8% | 13.77% | 0.4286% | 1.1789 | 0 | 0 | 1.1789 | 0 | 1.1246 | 0.11161 | 10.0759 | 1.1246 | 0.11161 | 10.0759 | 1.1847 | 0.11757 | 10.0759 | 4.976% | 0.018131 | 0.017079 | 1306.6407 | 183.5641 | 147.0644 | 976.0122 | 1318.0674 | 0 | 0 | 1318.0674 | 0.0002474%
2026 | 907 | 907-1604 | Tier-3 | Tier-3---19 | 3--2 | 2 | 1 | 4.4413 | 34.35% | 64.88% | 0.7714% | 0.22119 | 0 | 0 | 0.22119 | 0 | 0.211 | 0.11161 | 1.8905 | 0.211 | 0.11161 | 1.8905 | 0.22228 | 0.11757 | 1.8905 | 4.98% | 0.017739 | 0.015167 | 250.3695 | 13.6489 | 133.9397 | 102.7809 | 278.2458 | 0 | 0 | 278.2458 | 4.643e-05%
2026 | 907 | 907-1702R | Tier-3 | Tier-3---6 | 4--5 | 148 | 7 | 840.6328 | 97.1% | 2.481% | 0.4145% | 11.1965 | 0 | 0 | 11.1965 | 0 | 10.6807 | 0.78127 | 13.6709 | 10.6807 | 0.78127 | 13.6709 | 11.2514 | 0.82301 | 13.6709 | 1.332% | 0.061079 | 0.060241 | 13763.1312 | 2505.9528 | 366.7943 | 10890.3841 | 13768.6725 | 0 | 0 | 13768.6725 | 0.00235%
2026 | 907 | 907-1716R | Tier-3 | Tier-3---2 | 4--5 | 388 | 30 | 2427.1827 | 91.21% | 8.47% | 0.3199% | 49.6402 | 0 | 0 | 49.6402 | 0 | 47.3534 | 3.3483 | 14.1425 | 47.3534 | 3.3483 | 14.1425 | 49.8835 | 3.5272 | 14.1425 | 2.045% | 0.088049 | 0.086075 | 27566.2098 | 5467.7784 | 2289.9071 | 19808.5244 | 27621.7866 | 0 | 0 | 27621.7866 | 0.01042%
2026 | 908 | 908-1172R | Tier-2 | Tier-2---2 | 5--5 | 303 | 10 | 1737.7755 | 85.15% | 14.43% | 0.419% | 14.1628 | 0 | 0 | 14.1628 | 0 | 13.5104 | 1.1161 | 12.105 | 13.5104 | 1.1161 | 12.105 | 14.2323 | 1.1757 | 12.105 | 0.815% | 0.20692 | 0.20494 | 8398.1993 | 1379.7509 | 1146.2529 | 5872.1954 | 8410.2482 | 0 | 0 | 8410.2482 | 0.002973%
2026 | 908 | 908-1236 | Tier-2 | Tier-2---2 | 5--5 | 166 | 15 | 1117.3056 | 87.67% | 11.99% | 0.3416% | 25.6692 | 0 | 0 | 25.6692 | 0 | 24.4867 | 1.6742 | 14.6263 | 24.4867 | 1.6742 | 14.6263 | 25.795 | 1.7636 | 14.6263 | 2.297% | 0.1877 | 0.18278 | 5952.6009 | 1091.9072 | 667.6574 | 4193.0363 | 5972.3491 | 0 | 0 | 5972.3491 | 0.005388%
2026 | 908 | 908-1368R | Tier-2 | Tier-2---5 | 5--5 | 471 | 28 | 991.2216 | 79.39% | 19.4% | 1.209% | 13.5662 | 0 | 0 | 13.5662 | 0 | 12.9412 | 3.1251 | 4.1411 | 12.9412 | 3.1251 | 4.1411 | 13.6327 | 3.2921 | 4.1411 | 1.369% | 0.23644 | 0.23237 | 4192.2079 | 563.5001 | 776.6437 | 2852.0641 | 4207.3665 | 0 | 0 | 4207.3665 | 0.002848%
2026 | 908 | 908-1370R | Tier-2 | Tier-2---8 | 5--4 | 150 | 5 | 321.5186 | 63.48% | 35.24% | 1.285% | 1.9729 | 0 | 0 | 1.9729 | 0 | 1.882 | 0.55805 | 3.3724 | 1.882 | 0.55805 | 3.3724 | 1.9825 | 0.58787 | 3.3724 | 0.6136% | 0.1878 | 0.18599 | 1711.9863 | 197.0075 | 569.379 | 945.5998 | 1718.0896 | 0 | 0 | 1718.0896 | 0.0004141%
2026 | 908 | 908-1372R | Tier-2 | Tier-2---2 | 5--5 | 123 | 11 | 804.0275 | 84.01% | 15.68% | 0.3083% | 17.5177 | 0 | 0 | 17.5177 | 0 | 16.7107 | 1.2277 | 13.6113 | 16.7107 | 1.2277 | 13.6113 | 17.6036 | 1.2933 | 13.6113 | 2.179% | 0.17701 | 0.17242 | 4542.3486 | 816.5914 | 664.0711 | 3061.6861 | 4561.6897 | 0 | 0 | 4561.6897 | 0.003677%
2026 | 908 | 908-2038R | Tier-2 | Tier-2---1 | 5--5 | 547 | 27 | 3761.7346 | 88.11% | 11.56% | 0.3295% | 47.4445 | 0 | 0 | 47.4445 | 0 | 45.2588 | 3.0135 | 15.0188 | 45.2588 | 3.0135 | 15.0188 | 47.6771 | 3.1745 | 15.0188 | 1.261% | 0.23053 | 0.22723 | 16317.5676 | 2905.2613 | 1774.9087 | 11637.3976 | 16345.7442 | 0 | 0 | 16345.7442 | 0.009959%
2026 | 908 | 908-2040 | Tier-2 | Tier-2---5 | 5--5 | 162 | 13 | 697.2725 | 58.64% | 40.83% | 0.5327% | 9.5156 | 0 | 0 | 9.5156 | 0 | 9.0772 | 1.4509 | 6.2561 | 9.0772 | 1.4509 | 6.2561 | 9.5622 | 1.5285 | 6.2561 | 1.365% | 0.17929 | 0.17512 | 3888.9985 | 484.676 | 1468.7466 | 1935.576 | 3927.3211 | 0 | 0 | 3927.3211 | 0.001997%
2026 | 908 | 908-2055F | Tier-3 | Tier-3---2 | 5--5 | 363 | 22 | 2141.2623 | 90.56% | 9.061% | 0.3753% | 34.0829 | 0 | 0 | 34.0829 | 0 | 32.5127 | 2.4554 | 13.2412 | 32.5127 | 2.4554 | 13.2412 | 34.2499 | 2.5866 | 13.2412 | 1.592% | 0.20355 | 0.19997 | 10519.7129 | 1841.0843 | 947.7804 | 7730.8482 | 10537.4728 | 0 | 0 | 10537.4728 | 0.007154%
2026 | 908 | 908-30 | Tier-2 | Tier-2---10 | 5--4 | 52 | 4 | 139.6838 | 79.37% | 19.74% | 0.8803% | 2.4733 | 0 | 0 | 2.4733 | 0 | 2.3594 | 0.44644 | 5.2849 | 2.3594 | 0.44644 | 5.2849 | 2.4855 | 0.47029 | 5.2849 | 1.771% | 0.16572 | 0.16203 | 842.8699 | 108.2915 | 162.9752 | 571.6032 | 846.8364 | 0 | 0 | 846.8364 | 0.0005192%
2026 | 909 | 909-451 | Tier-3 | Tier-3---1 | 5--5 | 506 | 18 | 4745.7108 | 91.73% | 8.003% | 0.272% | 44.9065 | 0 | 0 | 44.9065 | 0 | 42.8378 | 2.009 | 21.3231 | 42.8378 | 2.009 | 21.3231 | 45.1267 | 2.1163 | 21.3231 | 0.9463% | 0.31112 | 0.30791 | 15253.5364 | 2448.7202 | 1130.6792 | 11674.137 | 15266.6934 | 0 | 0 | 15266.6934 | 0.009426%
2026 | 909 | 909-453R | Tier-2 | Tier-2---3 | 2--5 | 62 | 1 | 476.0233 | 99.61% | 0% | 0.3866% | 2.218 | 0 | 0 | 2.218 | 0 | 2.1158 | 0.11161 | 18.9569 | 2.1158 | 0.11161 | 18.9569 | 2.2288 | 0.11757 | 18.9569 | 0.4659% | 0.0097928 | 0.009747 | 48609.517 | 7840.4908 | 672.9123 | 40096.1139 | 48610.4001 | 0 | 0 | 48610.4001 | 0.0004656%
2026 | 909 | 909-805R | Tier-2 | Tier-2---1 | 5--5 | 309 | 16 | 2804.3911 | 91.7% | 7.979% | 0.3181% | 38.6171 | 0 | 0 | 38.6171 | 0 | 36.8381 | 1.7858 | 20.6288 | 36.8381 | 1.7858 | 20.6288 | 38.8064 | 1.8812 | 20.6288 | 1.377% | 0.28921 | 0.28487 | 9696.7159 | 1951.0291 | 709.8564 | 7035.8304 | 9708.9818 | 0 | 0 | 9708.9818 | 0.008106%
2026 | 909 | 909-812 | Tier-2 | Tier-2---17 | 1--5 | 3 | 1 | 5.2728 | 98.62% | 0% | 1.38% | 0.50267 | 0 | 0 | 0.50267 | 0 | 0.47951 | 0.11161 | 4.2963 | 0.47951 | 0.11161 | 4.2963 | 0.50513 | 0.11757 | 4.2963 | 9.533% | 0.0001786 | 0.00016134 | 29522.7471 | 4707.1668 | 686.726 | 24128.8543 | 29566.3391 | 0 | 0 | 29566.3391 | 0.0001055%
2026 | 91 | 91-7F | Tier-2 | Tier-2---9 | 4--5 | 194 | 29 | 251.2122 | 79.73% | 18.17% | 2.101% | 8.6828 | 0 | 0 | 8.6828 | 0 | 8.2828 | 3.2367 | 2.559 | 8.2828 | 3.2367 | 2.559 | 8.7254 | 3.4096 | 2.559 | 3.456% | 0.034038 | 0.032562 | 7380.3891 | 1285.4298 | 1444.1692 | 4650.7901 | 7448.1788 | 0 | 0 | 7448.1788 | 0.001823%
2026 | 920 | 920-1342R | Tier-3 | Tier-3---12 | 4--5 | 131 | 12 | 408.8204 | 94.62% | 4.403% | 0.9773% | 10.2759 | 0 | 0 | 10.2759 | 0 | 9.8025 | 1.3393 | 7.319 | 9.8025 | 1.3393 | 7.319 | 10.3263 | 1.4109 | 7.319 | 2.514% | 0.068604 | 0.066782 | 5959.0983 | 1229.6301 | 289.5515 | 4439.9167 | 5967.8484 | 0 | 0 | 5967.8484 | 0.002157%
2026 | 920 | 920-735AE | Tier-2 | Tier-2---7 | 4--5 | 295 | 7 | 627.5827 | 25.02% | 74.11% | 0.8722% | 1.0805 | 0 | 0 | 1.0805 | 0 | 1.0307 | 0.78127 | 1.3193 | 1.0307 | 0.78127 | 1.3193 | 1.0858 | 0.82301 | 1.3193 | 0.1722% | 0.068691 | 0.068218 | 9136.3433 | 511.7297 | 6274.1673 | 2350.4463 | 9183.8106 | 0 | 0 | 9183.8106 | 0.0002268%
2026 | 928 | 928-19 | Tier-2 | Tier-2---11 | 4--4 | 36 | 1 | 73.2406 | 96.92% | 1.567% | 1.51% | 0.57184 | 0 | 0 | 0.57184 | 0 | 0.5455 | 0.11161 | 4.8875 | 0.5455 | 0.11161 | 4.8875 | 0.57464 | 0.11757 | 4.8875 | 0.7808% | 0.051756 | 0.051339 | 1415.107 | 294.5529 | 37.2101 | 1083.344 | 1415.4606 | 0 | 0 | 1415.4606 | 0.00012%
2026 | 968 | 968-476F | Tier-2 | Tier-2---17 | 3--3 | 44 | 3 | 17.6086 | 89.28% | 2.69% | 8.028% | 0.31085 | 0 | 0 | 0.31085 | 0 | 0.29653 | 0.33483 | 0.88562 | 0.29653 | 0.33483 | 0.88562 | 0.31238 | 0.35272 | 0.88562 | 1.765% | 0.015315 | 0.015012 | 1149.748 | 271.1398 | 111.0595 | 767.5487 | 1152.2337 | 0 | 0 | 1152.2337 | 6.525e-05%
2026 | 970 | 970-1341R | Tier-3 | Tier-3---4 | 5--5 | 92 | 3 | 1130.055 | 96.17% | 3.586% | 0.2481% | 10.2766 | 0 | 0 | 10.2766 | 0 | 9.8032 | 0.33483 | 29.2781 | 9.8032 | 0.33483 | 29.2781 | 10.327 | 0.35272 | 29.2781 | 0.9094% | 0.12497 | 0.12379 | 9042.8131 | 2000.05 | 446.8525 | 6595.9106 | 9046.1235 | 0 | 0 | 9046.1235 | 0.002157%
2026 | 971 | 971-1973R | Tier-3 | Tier-3---4 | 5--5 | 344 | 4 | 1698.739 | 91.74% | 7.818% | 0.44% | 5.2553 | 0 | 0 | 5.2553 | 0 | 5.0132 | 0.44644 | 11.2292 | 5.0132 | 0.44644 | 11.2292 | 5.281 | 0.47029 | 11.2292 | 0.3094% | 0.14704 | 0.14654 | 11552.8886 | 2071.9815 | 875.2489 | 8605.6581 | 11556.1165 | 0 | 0 | 11556.1165 | 0.001103%
2026 | 971 | 971-2050R | Tier-3 | Tier-3---2 | 5--5 | 597 | 2 | 3108.8974 | 90.26% | 9.266% | 0.4743% | 2.7262 | 0 | 0 | 2.7262 | 0 | 2.6006 | 0.22322 | 11.6503 | 2.6006 | 0.22322 | 11.6503 | 2.7395 | 0.23515 | 11.6503 | 0.08769% | 0.18464 | 0.18446 | 16837.3789 | 2911.4979 | 1523.0662 | 12402.8149 | 16838.9738 | 0 | 0 | 16838.9738 | 0.0005722%
2026 | 971 | 971-371R | Tier-3 | Tier-3---12 | 5--5 | 58 | 2 | 419.6492 | 95.09% | 4.537% | 0.3709% | 3.9905 | 0 | 0 | 3.9905 | 0 | 3.8067 | 0.22322 | 17.0536 | 3.8067 | 0.22322 | 17.0536 | 4.0101 | 0.23515 | 17.0536 | 0.9509% | 0.11668 | 0.11551 | 3596.6988 | 576.739 | 156.4778 | 2863.4821 | 3598.4818 | 0 | 0 | 3598.4818 | 0.0008376%
2026 | 971 | 971-381R | Tier-2 | Tier-2---15 | 1--5 | 2 | 1 | 16.9397 | 99.3% | 0% | 0.6952% | 2.4392 | 0 | 0 | 2.4392 | 0 | 2.3268 | 0.11161 | 20.8478 | 2.3268 | 0.11161 | 20.8478 | 2.4511 | 0.11757 | 20.8478 | 14.4% | 0.0003802 | 0.00032507 | 44554.817 | 7239.3196 | 281.352 | 37034.1454 | 44607.3442 | 0 | 0 | 44607.3442 | 0.000512%
2026 | 971 | 971-383R | Tier-3 | Tier-3---4 | 5--5 | 281 | 11 | 1568.3841 | 85.57% | 14.07% | 0.3633% | 15.2349 | 0 | 0 | 15.2349 | 0 | 14.5331 | 1.2277 | 11.8375 | 14.5331 | 1.2277 | 11.8375 | 15.3096 | 1.2933 | 11.8375 | 0.9714% | 0.13837 | 0.1368 | 11334.794 | 1698.1384 | 1536.4876 | 8100.1681 | 11353.5798 | 0 | 0 | 11353.5798 | 0.003198%
2026 | 971 | 971-388R | Tier-3 | Tier-3---4 | 5--5 | 406 | 3 | 1370.1526 | 91.78% | 7.427% | 0.7941% | 2.6947 | 0 | 0 | 2.6947 | 0 | 2.5705 | 0.33483 | 7.6771 | 2.5705 | 0.33483 | 7.6771 | 2.7079 | 0.35272 | 7.6771 | 0.1967% | 0.17642 | 0.17604 | 7766.4244 | 1241.1352 | 582.4552 | 5942.8339 | 7767.7955 | 0 | 0 | 7767.7955 | 0.0005656%
2026 | 972 | 972-1582R | Tier-3 | Tier-3---6 | 5--5 | 213 | 2 | 1102.3739 | 89.57% | 9.851% | 0.5741% | 2.6888 | 0 | 0 | 2.6888 | 0 | 2.565 | 0.22322 | 11.4907 | 2.565 | 0.22322 | 11.4907 | 2.702 | 0.23515 | 11.4907 | 0.2439% | 0.15062 | 0.15021 | 7318.7038 | 1095.1808 | 689.6681 | 5533.8548 | 7320.7871 | 0 | 0 | 7320.7871 | 0.0005644%
2026 | 972 | 972-1590F | Tier-3 | Tier-3---2 | 5--5 | 697 | 50 | 2662.477 | 86.18% | 13.31% | 0.5115% | 47.7344 | 0 | 0 | 47.7344 | 0 | 45.5354 | 5.5805 | 8.1597 | 45.5354 | 5.5805 | 8.1597 | 47.9684 | 5.8787 | 8.1597 | 1.793% | 0.17603 | 0.17237 | 15124.9944 | 2683.3405 | 1935.3853 | 10506.2686 | 15169.4006 | 0 | 0 | 15169.4006 | 0.01002%
2026 | 972 | 972-1641 | Tier-2 | Tier-2---13 | 5--3 | 3 | 1 | 288.416 | 0% | 100% | 0% | 0 | 0 | 0 | 0 | 0 | 0 | 0.11161 | 0 | 0 | 0.11161 | 0 | 0 | 0.11757 | 0 | 0% | 0.10934 | 0.098768 | 2637.8581 | 3.4491 | 2395.6189 | 238.7901 | 2920.1382 | 0 | 0 | 2920.1382 | 0%
2026 | 972 | 972-32R | Tier-2 | Tier-2---1 | 5--5 | 543 | 62 | 2627.0976 | 78.5% | 21.13% | 0.3758% | 68.2832 | 0 | 0 | 68.2832 | 0 | 65.1376 | 6.9198 | 9.4132 | 65.1376 | 6.9198 | 9.4132 | 68.618 | 7.2896 | 9.4132 | 2.599% | 0.16607 | 0.16057 | 15819.0849 | 2182.9188 | 3069.8118 | 10566.3543 | 15935.5814 | 0 | 0 | 15935.5814 | 0.01433%
2026 | 973 | 973-1226R | Tier-3 | Tier-3---10 | 5--5 | 194 | 2 | 738.9301 | 81.66% | 17.71% | 0.6284% | 1.8041 | 0 | 0 | 1.8041 | 0 | 1.721 | 0.22322 | 7.7098 | 1.721 | 0.22322 | 7.7098 | 1.8129 | 0.23515 | 7.7098 | 0.2441% | 0.13989 | 0.13948 | 5282.0414 | 696.4842 | 883.7073 | 3701.85 | 5284.9457 | 0 | 0 | 5284.9457 | 0.0003787%
2026 | 974 | 974-23R | Tier-3 | Tier-3---11 | 5--5 | 389 | 8 | 770.0113 | 72.03% | 26.78% | 1.193% | 3.3077 | 0 | 0 | 3.3077 | 0 | 3.1553 | 0.89288 | 3.5338 | 3.1553 | 0.89288 | 3.5338 | 3.3239 | 0.94059 | 3.5338 | 0.4296% | 0.16472 | 0.16374 | 4674.6625 | 542.8961 | 1175.2982 | 2956.4682 | 4682.5087 | 0 | 0 | 4682.5087 | 0.0006943%
2026 | 974 | 974-715R | Tier-3 | Tier-3---6 | 5--5 | 134 | 2 | 765.8632 | 95.89% | 3.616% | 0.4898% | 3.1788 | 0 | 0 | 3.1788 | 0 | 3.0324 | 0.22322 | 13.5847 | 3.0324 | 0.22322 | 13.5847 | 3.1944 | 0.23515 | 13.5847 | 0.4151% | 0.14069 | 0.14008 | 5443.6999 | 833.249 | 274.7582 | 4335.6927 | 5444.6715 | 0 | 0 | 5444.6715 | 0.0006672%
2026 | 975 | 975-22R | Tier-3 | Tier-3---7 | 5--5 | 30 | 2 | 1670.0817 | 26.02% | 73.92% | 0.06338% | 8.4007 | 0 | 0 | 8.4007 | 0 | 8.0137 | 0.22322 | 35.9003 | 8.0137 | 0.22322 | 35.9003 | 8.4418 | 0.23515 | 35.9003 | 0.503% | 0.19669 | 0.19289 | 8490.7264 | 507.2869 | 5821.7498 | 2161.6897 | 8614.5655 | 0 | 0 | 8614.5655 | 0.001763%
2026 | 991 | 991-1 | Tier-2 | Tier-2---12 | 4--5 | 29 | 1 | 269.0349 | 22.26% | 77.39% | 0.3477% | 0.599 | 0 | 0 | 0.599 | 0 | 0.5714 | 0.11161 | 5.1196 | 0.5714 | 0.11161 | 5.1196 | 0.60194 | 0.11757 | 5.1196 | 0.2226% | 0.034773 | 0.034425 | 7736.9795 | 537.9923 | 5445.2245 | 1753.7627 | 7797.7307 | 0 | 0 | 7797.7307 | 0.0001257%
2026 | 1023 | CB 1023 | Tier-2 | Tier-2---4 | 4--5 | 78 | 1 | 374.8399 | 98.36% | 0.9442% | 0.6917% | 1.3708 | 0 | 0 | 1.3708 | 0 | 1.3077 | 0.11161 | 11.7166 | 1.3077 | 0.11161 | 11.7166 | 1.3776 | 0.11757 | 11.7166 | 0.3657% | 0.082267 | 0.081961 | 4556.3931 | 688.3386 | 326.2097 | 3541.8448 | 4556.6713 | 0 | 0 | 4556.6713 | 0.0002877%
2026 | 1090 | CB 1090 | Tier-2 | Tier-2---7 | 3--5 | 111 | 3 | 193.2665 | 97.29% | 1.202% | 1.508% | 1.4737 | 0 | 0 | 1.4737 | 0 | 1.4058 | 0.33483 | 4.1987 | 1.4058 | 0.33483 | 4.1987 | 1.481 | 0.35272 | 4.1987 | 0.7625% | 0.025114 | 0.024917 | 7695.6285 | 1211.5196 | 206.2478 | 6277.8611 | 7697.2761 | 0 | 0 | 7697.2761 | 0.0003093%
2026 | 1101 | CB 1101 | Tier-2 | Tier-2---9 | 4--4 | 41 | 1 | 199.93 | 98.45% | 0.8502% | 0.703% | 1.3922 | 0 | 0 | 1.3922 | 0 | 1.328 | 0.11161 | 11.8989 | 1.328 | 0.11161 | 11.8989 | 1.399 | 0.11757 | 11.8989 | 0.6963% | 0.091579 | 0.090931 | 2183.1518 | 318.4441 | 233.987 | 1630.7207 | 2183.3933 | 0 | 0 | 2183.3933 | 0.0002922%
2026 | 1138 | CB 1138 | Tier-2 | Tier-2---10 | 5--4 | 291 | 15 | 305.5776 | 38.78% | 59.44% | 1.777% | 1.7714 | 0 | 0 | 1.7714 | 0 | 1.6898 | 1.6742 | 1.0093 | 1.6898 | 1.6742 | 1.0093 | 1.7801 | 1.7636 | 1.0093 | 0.5797% | 0.11418 | 0.11247 | 2676.3311 | 209.1802 | 1537.4835 | 929.6674 | 2701.1954 | 0 | 0 | 2701.1954 | 0.0003718%
2026 | 1162 | CB 1162 | Tier-2 | Tier-2---18 | 4--2 | 34 | 4 | 17.3545 | 85.79% | 8.389% | 5.825% | 0.50794 | 0 | 0 | 0.50794 | 0 | 0.48454 | 0.44644 | 1.0853 | 0.48454 | 0.44644 | 1.0853 | 0.51043 | 0.47029 | 1.0853 | 2.927% | 0.064214 | 0.062023 | 270.2621 | 35.4982 | 38.2909 | 196.4729 | 271.619 | 0 | 0 | 271.619 | 0.0001066%
2026 | 1180 | CB 1180 | Tier-1 | Non-HFTD---7 | 1--4 | 39 | 5 | 23.5166 | 96.71% | 0% | 3.29% | 0.84557 | 0 | 0 | 0.84557 | 0 | 0.80661 | 0.55805 | 1.4454 | 0.80661 | 0.55805 | 1.4454 | 0.84971 | 0.58787 | 1.4454 | 3.596% | 0.0039062 | 0.003761 | 6020.3305 | 320.3195 | 4562.9117 | 1137.0994 | 6027.9798 | 0 | 0 | 6027.9798 | 0.0001775%
2026 | 120 | CB 120 | Tier-1 | Non-HFTD---5 | 2--4 | 18 | 2 | 48.6192 | 22.12% | 76.27% | 1.618% | 0.34647 | 0 | 0 | 0.34647 | 0 | 0.33051 | 0.22322 | 1.4807 | 0.33051 | 0.22322 | 1.4807 | 0.34817 | 0.23515 | 1.4807 | 0.7126% | 0.010618 | 0.010276 | 4578.8511 | 172.1962 | 3419.1862 | 987.4687 | 4697.5877 | 0 | 0 | 4697.5877 | 7.272e-05%
2026 | 1234 | CB 1234 | Tier-3 | Tier-3---10 | 5--5 | 240 | 42 | 1703.5911 | 47.26% | 52.1% | 0.6391% | 40.8599 | 0 | 0 | 40.8599 | 0 | 38.9776 | 4.6876 | 8.315 | 38.9776 | 4.6876 | 8.315 | 41.0602 | 4.9381 | 8.315 | 2.398% | 0.11961 | 0.11354 | 14242.4054 | 1075.4767 | 7121.7223 | 6045.2064 | 14643.9899 | 0 | 0 | 14643.9899 | 0.008577%
2026 | 1235 | CB 1235 | Tier-2 | Tier-2---6 | 4--5 | 622 | 44 | 1038.4291 | 94.32% | 4.296% | 1.381% | 20.0935 | 0 | 0 | 20.0935 | 0 | 19.1679 | 4.9108 | 3.9032 | 19.1679 | 4.9108 | 3.9032 | 20.192 | 5.1732 | 3.9032 | 1.935% | 0.082825 | 0.081126 | 12537.6589 | 2179.7945 | 762.6013 | 9595.263 | 12552.5653 | 0 | 0 | 12552.5653 | 0.004218%
2026 | 1243 | CB 1243 | Tier-2 | Tier-2---7 | 3--5 | 116 | 3 | 199.4877 | 98.24% | 0% | 1.764% | 1.4698 | 0 | 0 | 1.4698 | 0 | 1.4021 | 0.33483 | 4.1874 | 1.4021 | 0.33483 | 4.1874 | 1.477 | 0.35272 | 4.1874 | 0.7368% | 0.019586 | 0.019439 | 10185.2188 | 1675.1434 | 207.9289 | 8302.1466 | 10186.5767 | 0 | 0 | 10186.5767 | 0.0003085%
2026 | 1299 | CB 1299 | Tier-2 | Tier-2---19 | 3--3 | 76 | 1 | 20.1766 | 88.04% | 0% | 11.96% | 0.067781 | 0 | 0 | 0.067781 | 0 | 0.064659 | 0.11161 | 0.57933 | 0.064659 | 0.11161 | 0.57933 | 0.068114 | 0.11757 | 0.57933 | 0.3359% | 0.014997 | 0.01494 | 1345.3401 | 209.983 | 174.7231 | 960.634 | 1345.9565 | 0 | 0 | 1345.9565 | 1.423e-05%
2026 | 1525 | CB 1525 | Tier-2 | Tier-2---13 | 4--4 | 184 | 3 | 193.8892 | 15.57% | 82.62% | 1.812% | 0.1427 | 0 | 0 | 0.1427 | 0 | 0.13612 | 0.33483 | 0.40655 | 0.13612 | 0.33483 | 0.40655 | 0.1434 | 0.35272 | 0.40655 | 0.0736% | 0.050512 | 0.050273 | 3838.4933 | 115.2522 | 3031.2128 | 692.0283 | 3853.8905 | 0 | 0 | 3853.8905 | 2.995e-05%
2026 | 200 | CB 200 | Tier-2 | Tier-2---9 | 4--5 | 478 | 39 | 748.3334 | 16.62% | 82.09% | 1.289% | 2.9429 | 0 | 0 | 2.9429 | 0 | 2.8074 | 4.3528 | 0.64496 | 2.8074 | 4.3528 | 0.64496 | 2.9574 | 4.5854 | 0.64496 | 0.3933% | 0.060261 | 0.058835 | 12418.2035 | 230.4691 | 10130.0521 | 2057.6824 | 12669.1325 | 0 | 0 | 12669.1325 | 0.0006177%
2026 | 202 | CB 202 | Tier-2 | Tier-2---16 | 4--3 | 193 | 44 | 63.0384 | 89.89% | 0% | 10.11% | 3.7464 | 0 | 0 | 3.7464 | 0 | 3.5738 | 4.9108 | 0.72774 | 3.5738 | 4.9108 | 0.72774 | 3.7648 | 5.1732 | 0.72774 | 5.943% | 0.040966 | 0.038258 | 1538.7821 | 188.6374 | 158.7642 | 1191.3805 | 1549.7944 | 0 | 0 | 1549.7944 | 0.0007864%
2026 | 203 | CB 203 | Tier-2 | Tier-2---13 | 4--4 | 233 | 39 | 187.9021 | 7.943% | 89.84% | 2.222% | 0.72445 | 0 | 0 | 0.72445 | 0 | 0.69107 | 4.3528 | 0.15877 | 0.69107 | 4.3528 | 0.15877 | 0.728 | 4.5854 | 0.15877 | 0.3855% | 0.03541 | 0.033691 | 5306.4388 | 19.0742 | 4782.3725 | 504.9921 | 5555.6559 | 0 | 0 | 5555.6559 | 0.0001521%
2026 | 204 | CB 204 | Tier-2 | Tier-2---9 | 4--4 | 229 | 20 | 421.5291 | 52.89% | 45.23% | 1.878% | 5.6469 | 0 | 0 | 5.6469 | 0 | 5.3868 | 2.2322 | 2.4132 | 5.3868 | 2.2322 | 2.4132 | 5.6746 | 2.3515 | 2.4132 | 1.34% | 0.068524 | 0.066788 | 6151.5544 | 481.5982 | 2922.6769 | 2747.2793 | 6226.8575 | 0 | 0 | 6226.8575 | 0.001185%
2026 | 231 | CB 231 | Tier-2 | Tier-2---7 | 4--5 | 260 | 25 | 416.5176 | 95.81% | 2.821% | 1.365% | 11.1283 | 0 | 0 | 11.1283 | 0 | 10.6157 | 2.7903 | 3.8046 | 10.6157 | 2.7903 | 3.8046 | 11.1829 | 2.9393 | 3.8046 | 2.672% | 0.037573 | 0.036525 | 11085.6737 | 1859.8233 | 754.4202 | 8471.4303 | 11098.9829 | 0 | 0 | 11098.9829 | 0.002336%
2026 | 232 | CB 232 | Tier-2 | Tier-2---7 | 4--5 | 259 | 24 | 300.2122 | 85.96% | 12.43% | 1.615% | 6.9347 | 0 | 0 | 6.9347 | 0 | 6.6152 | 2.6786 | 2.4696 | 6.6152 | 2.6786 | 2.4696 | 6.9687 | 2.8218 | 2.4696 | 2.31% | 0.029023 | 0.028243 | 10343.7991 | 1418.351 | 1554.0747 | 7371.3734 | 10383.908 | 0 | 0 | 10383.908 | 0.001456%
2026 | 233 | CB 233 | Tier-2 | Tier-2---4 | 4--5 | 613 | 40 | 763.9567 | 93.34% | 4.903% | 1.762% | 13.4931 | 0 | 0 | 13.4931 | 0 | 12.8715 | 4.4644 | 2.8831 | 12.8715 | 4.4644 | 2.8831 | 13.5592 | 4.7029 | 2.8831 | 1.766% | 0.075451 | 0.074023 | 10125.1756 | 1595.7447 | 1194.5405 | 7334.8905 | 10138.1921 | 0 | 0 | 10138.1921 | 0.002832%
2026 | 234 | CB 234 | Tier-2 | Tier-2---4 | 4--5 | 352 | 42 | 535.5214 | 93.25% | 5.438% | 1.313% | 17.2792 | 0 | 0 | 17.2792 | 0 | 16.4832 | 4.6876 | 3.5163 | 16.4832 | 4.6876 | 3.5163 | 17.3639 | 4.9381 | 3.5163 | 3.227% | 0.044658 | 0.043113 | 11991.611 | 2064.9333 | 958.1122 | 8968.5654 | 12020.6285 | 0 | 0 | 12020.6285 | 0.003627%
2026 | 236 | CB 236 | Tier-2 | Tier-2---1 | 5--5 | 337 | 9 | 1431.5889 | 79.32% | 20.27% | 0.409% | 8.795 | 0 | 0 | 8.795 | 0 | 8.3898 | 1.0045 | 8.3523 | 8.3898 | 1.0045 | 8.3523 | 8.8381 | 1.0582 | 8.3523 | 0.6144% | 0.1419 | 0.1408 | 10088.9585 | 1415.4843 | 1966.6729 | 6706.8012 | 10105.2399 | 0 | 0 | 10105.2399 | 0.001846%
2026 | 237 | CB 237 | Tier-2 | Tier-2---8 | 5--5 | 41 | 3 | 185.7066 | 94.91% | 4.738% | 0.3556% | 3.7399 | 0 | 0 | 3.7399 | 0 | 3.5676 | 0.33483 | 10.655 | 3.5676 | 0.33483 | 10.655 | 3.7582 | 0.35272 | 10.655 | 2.014% | 0.10923 | 0.10691 | 1700.183 | 298.8503 | 101.9614 | 1299.3713 | 1702.0604 | 0 | 0 | 1702.0604 | 0.000785%
2026 | 240 | CB 240 | Tier-2 | Tier-2---9 | 4--5 | 238 | 17 | 222.9994 | 87.14% | 10.79% | 2.065% | 4.0252 | 0 | 0 | 4.0252 | 0 | 3.8398 | 1.8974 | 2.0237 | 3.8398 | 1.8974 | 2.0237 | 4.045 | 1.9988 | 2.0237 | 1.805% | 0.048511 | 0.047506 | 4596.922 | 825.8016 | 739.2506 | 3031.8699 | 4609.4265 | 0 | 0 | 4609.4265 | 0.0008449%
2026 | 242 | CB 242 | Tier-2 | Tier-2---11 | 5--3 | 87 | 8 | 207.8863 | 31.82% | 66.99% | 1.182% | 1.7642 | 0 | 0 | 1.7642 | 0 | 1.6829 | 0.89288 | 1.8848 | 1.6829 | 0.89288 | 1.8848 | 1.7728 | 0.94059 | 1.8848 | 0.8486% | 0.1014 | 0.098701 | 2050.064 | 80.1099 | 1437.2921 | 532.662 | 2088.3561 | 0 | 0 | 2088.3561 | 0.0003703%
2026 | 244 | CB 244 | Tier-2 | Tier-2---14 | 4--4 | 197 | 3 | 218.1664 | 17.26% | 81.28% | 1.461% | 0.16632 | 0 | 0 | 0.16632 | 0 | 0.15865 | 0.33483 | 0.47383 | 0.15865 | 0.33483 | 0.47383 | 0.16713 | 0.35272 | 0.47383 | 0.07623% | 0.040668 | 0.040489 | 5364.5179 | 74.3952 | 4565.48 | 724.6427 | 5384.2063 | 0 | 0 | 5384.2063 | 3.491e-05%
2026 | 246 | CB 246 | Tier-2 | Tier-2---7 | 4--5 | 303 | 21 | 397.8494 | 64.68% | 33.47% | 1.858% | 5.1717 | 0 | 0 | 5.1717 | 0 | 4.9334 | 2.3438 | 2.1049 | 4.9334 | 2.3438 | 2.1049 | 5.197 | 2.469 | 2.1049 | 1.3% | 0.066431 | 0.065096 | 5988.8765 | 880.2356 | 2229.0372 | 2879.6037 | 6032.2693 | 0 | 0 | 6032.2693 | 0.001086%
2026 | 247 | CB 247 | Tier-2 | Tier-2---12 | 4--4 | 90 | 2 | 172.2064 | 35.95% | 62.53% | 1.527% | 0.39893 | 0 | 0 | 0.39893 | 0 | 0.38056 | 0.22322 | 1.7048 | 0.38056 | 0.22322 | 1.7048 | 0.40089 | 0.23515 | 1.7048 | 0.2317% | 0.038566 | 0.038318 | 4465.2144 | 298.159 | 2868.7773 | 1298.2781 | 4483.7656 | 0 | 0 | 4483.7656 | 8.374e-05%
2026 | 249 | CB 249 | Tier-3 | Tier-3---16 | 4--4 | 101 | 2 | 160.495 | 85.08% | 13.47% | 1.449% | 0.78413 | 0 | 0 | 0.78413 | 0 | 0.74801 | 0.22322 | 3.351 | 0.74801 | 0.22322 | 3.351 | 0.78797 | 0.23515 | 3.351 | 0.4886% | 0.05906 | 0.058721 | 2717.4811 | 349.6551 | 457.423 | 1910.4031 | 2719.8231 | 0 | 0 | 2719.8231 | 0.0001646%
2026 | 275 | CB 275 | Tier-1 | Non-HFTD---2 | 3--4 | 66 | 14 | 165.5736 | 33.89% | 65.12% | 0.9866% | 3.452 | 0 | 0 | 3.452 | 0 | 3.2929 | 1.5625 | 2.1074 | 3.2929 | 1.5625 | 2.1074 | 3.4689 | 1.646 | 2.1074 | 2.085% | 0.025053 | 0.023512 | 6608.8788 | 122.7006 | 5360.8641 | 1125.314 | 6895.2564 | 0 | 0 | 6895.2564 | 0.0007246%
2026 | 276 | CB 276 | Tier-1 | Non-HFTD---10 | 3--2 | 28 | 1 | 24.4329 | 51.97% | 44.22% | 3.809% | 0.13151 | 0 | 0 | 0.13151 | 0 | 0.12545 | 0.11161 | 1.124 | 0.12545 | 0.11161 | 1.124 | 0.13216 | 0.11757 | 1.124 | 0.5383% | 0.01954 | 0.019338 | 1250.391 | 11.1414 | 1136.3901 | 102.8595 | 1256.6762 | 0 | 0 | 1256.6762 | 2.76e-05%
2026 | 277 | CB 277 | Tier-1 | Non-HFTD---11 | 1--4 | 11 | 1 | 8.8534 | 96.15% | 0% | 3.851% | 0.22442 | 0 | 0 | 0.22442 | 0 | 0.21408 | 0.11161 | 1.9181 | 0.21408 | 0.11161 | 1.9181 | 0.22552 | 0.11757 | 1.9181 | 2.535% | 0.0016702 | 0.0016262 | 5300.79 | 15.9394 | 5186.3758 | 98.4748 | 5306.3181 | 0 | 0 | 5306.3181 | 4.711e-05%
2026 | 305 | CB 305 | Tier-1 | Non-HFTD---1 | 4--5 | 170 | 22 | 426.407 | 81.51% | 17.47% | 1.023% | 13.0434 | 0 | 0 | 13.0434 | 0 | 12.4425 | 2.4554 | 5.0674 | 12.4425 | 2.4554 | 5.0674 | 13.1073 | 2.5866 | 5.0674 | 3.059% | 0.073949 | 0.071174 | 5766.2462 | 770.8005 | 967.0955 | 4028.3501 | 5807.8261 | 0 | 0 | 5807.8261 | 0.002738%
2026 | 306 | CB 306 | Tier-1 | Non-HFTD---1 | 4--4 | 46 | 14 | 110.4696 | 80.98% | 18.29% | 0.7285% | 7.8954 | 0 | 0 | 7.8954 | 0 | 7.5317 | 1.5625 | 4.8201 | 7.5317 | 1.5625 | 4.8201 | 7.9341 | 1.646 | 4.8201 | 7.147% | 0.057753 | 0.052655 | 1912.8015 | 255.6588 | 323.5474 | 1333.5953 | 1948.0258 | 0 | 0 | 1948.0258 | 0.001657%
2026 | 307 | CB 307 | Tier-1 | Non-HFTD---1 | 4--4 | 30 | 6 | 128.7623 | 53.04% | 46.41% | 0.5455% | 3.9612 | 0 | 0 | 3.9612 | 0 | 3.7787 | 0.66966 | 5.6427 | 3.7787 | 0.66966 | 5.6427 | 3.9806 | 0.70544 | 5.6427 | 3.076% | 0.056404 | 0.053132 | 2282.8665 | 194.6492 | 961.0257 | 1127.1916 | 2348.8724 | 0 | 0 | 2348.8724 | 0.0008315%
2026 | 330 | CB 330 | Tier-2 | Tier-2---16 | 4--3 | 156 | 15 | 120.677 | 32.91% | 64.46% | 2.626% | 1.1075 | 0 | 0 | 1.1075 | 0 | 1.0565 | 1.6742 | 0.63104 | 1.0565 | 1.6742 | 0.63104 | 1.1129 | 1.7636 | 0.63104 | 0.9177% | 0.029702 | 0.028874 | 4062.9261 | 7.6233 | 3748.7743 | 306.5286 | 4141.113 | 0 | 0 | 4141.113 | 0.0002325%
2026 | 331 | CB 331 | Tier-2 | Tier-2---14 | 2--5 | 48 | 3 | 85.8116 | 98.16% | 0% | 1.839% | 1.5267 | 0 | 0 | 1.5267 | 0 | 1.4564 | 0.33483 | 4.3497 | 1.4564 | 0.33483 | 4.3497 | 1.5342 | 0.35272 | 4.3497 | 1.779% | 0.010352 | 0.010164 | 8289.3738 | 853.0321 | 3055.5825 | 4380.7593 | 8292.188 | 0 | 0 | 8292.188 | 0.0003205%
2026 | 355 | CB 355 | Tier-2 | Tier-2---3 | 5--5 | 302 | 20 | 1277.9843 | 89.96% | 9.576% | 0.4654% | 22.0794 | 0 | 0 | 22.0794 | 0 | 21.0623 | 2.2322 | 9.4357 | 21.0623 | 2.2322 | 9.4357 | 22.1877 | 2.3515 | 9.4357 | 1.728% | 0.1048 | 0.10279 | 12194.1112 | 2321.0506 | 1198.9562 | 8674.1044 | 12218.0883 | 0 | 0 | 12218.0883 | 0.004634%
2026 | 357 | CB 357 | Tier-3 | Tier-3---10 | 5--5 | 162 | 8 | 902.4975 | 73.58% | 26.03% | 0.3952% | 9.5096 | 0 | 0 | 9.5096 | 0 | 9.0715 | 0.89288 | 10.1598 | 9.0715 | 0.89288 | 10.1598 | 9.5562 | 0.94059 | 10.1598 | 1.054% | 0.12773 | 0.1259 | 7065.5334 | 866.3454 | 1820.4674 | 4378.7206 | 7092.658 | 0 | 0 | 7092.658 | 0.001996%
2026 | 358 | CB 358 | Tier-3 | Tier-3---15 | 5--4 | 21 | 2 | 699.283 | 2.295% | 97.69% | 0.01935% | 0.44332 | 0 | 0 | 0.44332 | 0 | 0.4229 | 0.22322 | 1.8945 | 0.4229 | 0.22322 | 1.8945 | 0.44549 | 0.23515 | 1.8945 | 0.0634% | 0.1387 | 0.13487 | 5041.5636 | 26.6978 | 4414.3494 | 600.5164 | 5181.4749 | 0 | 0 | 5181.4749 | 9.305e-05%
2026 | 385 | CB 385 | Tier-1 | Non-HFTD---7 | 2--3 | 143 | 1 | 17.2949 | 84.65% | 0% | 15.35% | 0.029688 | 0 | 0 | 0.029688 | 0 | 0.028321 | 0.11161 | 0.25375 | 0.028321 | 0.11161 | 0.25375 | 0.029834 | 0.11757 | 0.25375 | 0.1717% | 0.011539 | 0.011516 | 1498.7968 | 206.7969 | 620.513 | 671.4869 | 1499.2645 | 0 | 0 | 1499.2645 | 6.232e-06%
2026 | 444 | CB 444 | Tier-2 | Tier-2---16 | 4--2 | 17 | 1 | 29.6249 | 91.02% | 7.551% | 1.432% | 0.45997 | 0 | 0 | 0.45997 | 0 | 0.43878 | 0.11161 | 3.9314 | 0.43878 | 0.11161 | 3.9314 | 0.46222 | 0.11757 | 3.9314 | 1.553% | 0.081621 | 0.080228 | 362.9586 | 45.1173 | 37.8839 | 279.9573 | 363.5244 | 0 | 0 | 363.5244 | 9.655e-05%
2026 | 461 | CB 461 | Tier-2 | Tier-2---15 | 2--4 | 36 | 1 | 41.2423 | 96.76% | 0% | 3.245% | 0.32145 | 0 | 0 | 0.32145 | 0 | 0.30664 | 0.11161 | 2.7474 | 0.30664 | 0.11161 | 2.7474 | 0.32303 | 0.11757 | 2.7474 | 0.7794% | 0.0097562 | 0.0096776 | 4227.2887 | 696.6246 | 1534.0336 | 1996.6306 | 4228.4026 | 0 | 0 | 4228.4026 | 6.747e-05%
2026 | 470 | CB 470 | Tier-2 | Tier-2---6 | 5--5 | 381 | 14 | 1121.5891 | 72.77% | 26.47% | 0.763% | 8.6974 | 0 | 0 | 8.6974 | 0 | 8.2968 | 1.5625 | 5.3098 | 8.2968 | 1.5625 | 5.3098 | 8.7401 | 1.646 | 5.3098 | 0.7755% | 0.114 | 0.11278 | 9838.8116 | 1666.77 | 2557.3386 | 5614.703 | 9867.6674 | 0 | 0 | 9867.6674 | 0.001826%
2026 | 474 | CB 474 | Tier-1 | Non-HFTD---1 | 3--5 | 170 | 27 | 124.6839 | 97.54% | 0% | 2.46% | 5.6015 | 0 | 0 | 5.6015 | 0 | 5.3435 | 3.0135 | 1.7732 | 5.3435 | 3.0135 | 1.7732 | 5.629 | 3.1745 | 1.7732 | 4.493% | 0.016088 | 0.015347 | 7750.3124 | 1176.3035 | 603.5305 | 5970.4783 | 7759.5183 | 0 | 0 | 7759.5183 | 0.001176%
2026 | 492 | CB 492 | Tier-1 | Non-HFTD---4 | 3--4 | 98 | 21 | 108.8426 | 33.96% | 64.46% | 1.579% | 2.297 | 0 | 0 | 2.297 | 0 | 2.1912 | 2.3438 | 0.93488 | 2.1912 | 2.3438 | 0.93488 | 2.3083 | 2.469 | 0.93488 | 2.11% | 0.022696 | 0.021286 | 4795.6306 | 150.5643 | 3899.363 | 745.7033 | 5005.4793 | 0 | 0 | 5005.4793 | 0.0004821%
2026 | 499 | CB 499 | Tier-2 | Tier-2---19 | 2--3 | 31 | 1 | 12.7092 | 92.01% | 0% | 7.988% | 0.1094 | 0 | 0 | 0.1094 | 0 | 0.10436 | 0.11161 | 0.93501 | 0.10436 | 0.11161 | 0.93501 | 0.10993 | 0.11757 | 0.93501 | 0.8608% | 0.00687 | 0.0068057 | 1849.953 | 152.4302 | 848.7409 | 848.782 | 1851.3484 | 0 | 0 | 1851.3484 | 2.296e-05%
2026 | 511 | CB 511 | Tier-1 | Non-HFTD---4 | 3--4 | 40 | 2 | 71.6714 | 90.95% | 7.14% | 1.909% | 0.9452 | 0 | 0 | 0.9452 | 0 | 0.90166 | 0.22322 | 4.0393 | 0.90166 | 0.22322 | 4.0393 | 0.94984 | 0.23515 | 4.0393 | 1.319% | 0.019336 | 0.019056 | 3706.591 | 253.2207 | 2132.1911 | 1321.1792 | 3711.5256 | 0 | 0 | 3711.5256 | 0.0001984%
2026 | 521 | CB 521 | Tier-2 | Tier-2---20 | 3--1 | 14 | 1 | 11.4145 | 12.51% | 85.49% | 2% | 0.029573 | 0 | 0 | 0.029573 | 0 | 0.02821 | 0.11161 | 0.25276 | 0.02821 | 0.11161 | 0.25276 | 0.029718 | 0.11757 | 0.25276 | 0.2591% | 0.025917 | 0.02538 | 440.4321 | 3.6709 | 389.1723 | 47.5888 | 448.5831 | 0 | 0 | 448.5831 | 6.207e-06%
2026 | 522 | CB 522 | Tier-2 | Tier-2---9 | 4--5 | 253 | 22 | 287.6477 | 61.65% | 36.8% | 1.551% | 4.4722 | 0 | 0 | 4.4722 | 0 | 4.2661 | 2.4554 | 1.7374 | 4.2661 | 2.4554 | 1.7374 | 4.4941 | 2.5866 | 1.7374 | 1.555% | 0.049006 | 0.04777 | 5869.6662 | 552.6079 | 2337.7067 | 2979.3516 | 5927.8944 | 0 | 0 | 5927.8944 | 0.0009387%
2026 | 523 | CB 523 | Tier-2 | Tier-2---13 | 4--4 | 259 | 40 | 222.6972 | 15.76% | 82.25% | 1.985% | 1.5721 | 0 | 0 | 1.5721 | 0 | 1.4997 | 4.4644 | 0.33592 | 1.4997 | 4.4644 | 0.33592 | 1.5798 | 4.7029 | 0.33592 | 0.7059% | 0.044603 | 0.042605 | 4992.8754 | 164.6768 | 3992.464 | 835.7347 | 5190.0804 | 0 | 0 | 5190.0804 | 0.00033%
2026 | 576 | CB 576 | Tier-2 | Tier-2---12 | 4--4 | 19 | 1 | 131.3157 | 32.74% | 66.81% | 0.4539% | 0.6562 | 0 | 0 | 0.6562 | 0 | 0.62597 | 0.11161 | 5.6085 | 0.62597 | 0.11161 | 5.6085 | 0.65942 | 0.11757 | 5.6085 | 0.4997% | 0.047237 | 0.046516 | 2779.9099 | 133.7981 | 1808.4788 | 837.633 | 2808.8909 | 0 | 0 | 2808.8909 | 0.0001377%
2026 | 599 | CB 599 | Tier-2 | Tier-2---4 | 4--5 | 369 | 33 | 599.9379 | 98.66% | 0% | 1.337% | 15.3513 | 0 | 0 | 15.3513 | 0 | 14.6441 | 3.6831 | 3.976 | 14.6441 | 3.6831 | 3.976 | 15.4265 | 3.8799 | 3.976 | 2.559% | 0.043095 | 0.041977 | 13921.4169 | 2931.9396 | 582.1864 | 10407.2909 | 13926.374 | 0 | 0 | 13926.374 | 0.003222%
2026 | 60 | CB 60 | Tier-1 | Non-HFTD---11 | 2--2 | 105 | 1 | 9.0123 | 80.45% | 0% | 19.55% | 0.020024 | 0 | 0 | 0.020024 | 0 | 0.019101 | 0.11161 | 0.17114 | 0.019101 | 0.11161 | 0.17114 | 0.020122 | 0.11757 | 0.17114 | 0.2222% | 0.0090716 | 0.0090465 | 993.4603 | 19.9742 | 855.7051 | 117.781 | 993.9983 | 0 | 0 | 993.9983 | 4.203e-06%
2026 | 65 | CB 65 | Tier-1 | Non-HFTD---2 | 3--4 | 188 | 66 | 116.4587 | 39.74% | 56.49% | 3.766% | 4.7121 | 0 | 0 | 4.7121 | 0 | 4.495 | 7.3663 | 0.61022 | 4.495 | 7.3663 | 0.61022 | 4.7352 | 7.7599 | 0.61022 | 4.046% | 0.027671 | 0.024854 | 4208.6321 | 185.6619 | 2974.6944 | 1048.2758 | 4496.0838 | 0 | 0 | 4496.0838 | 0.0009891%
2026 | 66 | CB 66 | Tier-1 | Non-HFTD---1 | 4--5 | 235 | 1 | 231.7516 | 74.67% | 23.09% | 2.24% | 0.21356 | 0 | 0 | 0.21356 | 0 | 0.20372 | 0.11161 | 1.8253 | 0.20372 | 0.11161 | 1.8253 | 0.2146 | 0.11757 | 1.8253 | 0.09215% | 0.036366 | 0.036321 | 6372.7538 | 872.4344 | 1719.931 | 3780.3884 | 6374.7481 | 0 | 0 | 6374.7481 | 4.483e-05%
2026 | 738 | CB 738 | Tier-1 | Non-HFTD---17 | 1--2 | 14 | 1 | 1.5232 | 70.81% | 0% | 29.19% | 0.022341 | 0 | 0 | 0.022341 | 0 | 0.021312 | 0.11161 | 0.19095 | 0.021312 | 0.11161 | 0.19095 | 0.022451 | 0.11757 | 0.19095 | 1.467% | 0.0021108 | 0.0020671 | 721.6312 | 78.4376 | 194.1525 | 449.0411 | 726.0874 | 0 | 0 | 726.0874 | 4.689e-06%
2026 | 776 | CB 776 | Tier-2 | Tier-2---18 | 3--3 | 53 | 2 | 19.7396 | 79.97% | 11.02% | 9.01% | 0.17276 | 0 | 0 | 0.17276 | 0 | 0.1648 | 0.22322 | 0.73828 | 0.1648 | 0.22322 | 0.73828 | 0.1736 | 0.23515 | 0.73828 | 0.8752% | 0.014982 | 0.014818 | 1317.5724 | 201.6613 | 223.1115 | 892.7996 | 1320.4919 | 0 | 0 | 1320.4919 | 3.626e-05%
2026 | 788 | CB 788 | Tier-2 | Tier-2---2 | 5--5 | 708 | 10 | 1509.6378 | 72.67% | 26.38% | 0.9544% | 4.4933 | 0 | 0 | 4.4933 | 0 | 4.2863 | 1.1161 | 3.8404 | 4.2863 | 1.1161 | 3.8404 | 4.5153 | 1.1757 | 3.8404 | 0.2976% | 0.14181 | 0.14123 | 10645.451 | 1766.7834 | 2805.5671 | 6073.1005 | 10657.4191 | 0 | 0 | 10657.4191 | 0.0009431%
2026 | 907 | CB 907 | Tier-3 | Tier-3---13 | 3--5 | 51 | 1 | 230.3059 | 98.07% | 1.485% | 0.4463% | 1.2843 | 0 | 0 | 1.2843 | 0 | 1.2251 | 0.11161 | 10.9769 | 1.2251 | 0.11161 | 10.9769 | 1.2906 | 0.11757 | 10.9769 | 0.5576% | 0.023668 | 0.023534 | 9730.5209 | 1957.65 | 164.6441 | 7608.2269 | 9731.5954 | 0 | 0 | 9731.5954 | 0.0002696%
2026 | 91 | CB 91 | Tier-2 | Tier-2---12 | 3--5 | 68 | 1 | 89.8564 | 75.83% | 22.36% | 1.818% | 0.29057 | 0 | 0 | 0.29057 | 0 | 0.27719 | 0.11161 | 2.4835 | 0.27719 | 0.11161 | 2.4835 | 0.292 | 0.11757 | 2.4835 | 0.3234% | 0.015476 | 0.01541 | 5806.255 | 775.6182 | 1813.9846 | 3216.6522 | 5812.2666 | 0 | 0 | 5812.2666 | 6.099e-05%
2026 | 928 | CB 928 | Tier-2 | Tier-2---7 | 4--5 | 62 | 4 | 505.3794 | 35.21% | 64.4% | 0.3975% | 3.3289 | 0 | 0 | 3.3289 | 0 | 3.1755 | 0.44644 | 7.113 | 3.1755 | 0.44644 | 7.113 | 3.3452 | 0.47029 | 7.113 | 0.6587% | 0.057199 | 0.056128 | 8835.5199 | 595.4493 | 5398.0775 | 2841.9931 | 8944.6734 | 0 | 0 | 8944.6734 | 0.0006987%
2026 | 971 | CB 971 | Tier-2 | Tier-2---3 | 5--5 | 167 | 7 | 1052.4948 | 94.77% | 4.863% | 0.3691% | 12.1245 | 0 | 0 | 12.1245 | 0 | 11.5659 | 0.78127 | 14.804 | 11.5659 | 0.78127 | 14.804 | 12.1839 | 0.82301 | 14.804 | 1.152% | 0.12528 | 0.12375 | 8401.3813 | 1359.4082 | 538.7088 | 6503.2643 | 8406.7899 | 0 | 0 | 8406.7899 | 0.002545%
2026 | BK1 | CB BK1 | Tier-1 | Non-HFTD---8 | 3--3 | 136 | 7 | 42.6532 | 5.956% | 87.84% | 6.204% | 0.037918 | 0 | 0 | 0.037918 | 0 | 0.036171 | 0.78127 | 0.046298 | 0.036171 | 0.78127 | 0.046298 | 0.038104 | 0.82301 | 0.046298 | 0.0889% | 0.021968 | 0.02164 | 1941.6257 | 9.5207 | 1740.4755 | 191.6294 | 1969.2942 | 0 | 0 | 1969.2942 | 7.959e-06%
2026 | BK2 | CB BK2 | Tier-1 | Non-HFTD---9 | 3--3 | 74 | 1 | 25.2643 | 1.711% | 93.11% | 5.176% | 0.0016942 | 0 | 0 | 0.0016942 | 0 | 0.0016161 | 0.11161 | 0.01448 | 0.0016161 | 0.11161 | 0.01448 | 0.0017025 | 0.11757 | 0.01448 | 0.006706% | 0.015094 | 0.015035 | 1673.7739 | 1.9742 | 1532.0169 | 139.7828 | 1680.2464 | 0 | 0 | 1680.2464 | 3.556e-07%
2026 | BK4 | CB BK4 | Tier-1 | Non-HFTD---8 | 3--2 | 102 | 6 | 27.3181 | 2.318% | 91.6% | 6.081% | 0.010802 | 0 | 0 | 0.010802 | 0 | 0.010304 | 0.66966 | 0.015387 | 0.010304 | 0.66966 | 0.015387 | 0.010854 | 0.70544 | 0.015387 | 0.03954% | 0.017152 | 0.01686 | 1592.6885 | 2.4948 | 1450.4909 | 139.7027 | 1619.6887 | 0 | 0 | 1619.6887 | 2.267e-06%
2026 | FB1 | CB FB1 | Tier-2 | Tier-2---11 | 4--4 | 371 | 43 | 245.022 | 12.75% | 85.01% | 2.236% | 1.0502 | 0 | 0 | 1.0502 | 0 | 1.0018 | 4.7992 | 0.20875 | 1.0018 | 4.7992 | 0.20875 | 1.0554 | 5.0557 | 0.20875 | 0.4286% | 0.04664 | 0.045072 | 5253.4738 | 206.1005 | 4090.6925 | 956.6808 | 5412.8935 | 0 | 0 | 5412.8935 | 0.0002204%
2026 | FB2 | CB FB2 | Tier-2 | Tier-2---9 | 4--5 | 173 | 23 | 225.8323 | 74.73% | 23.69% | 1.581% | 6.5065 | 0 | 0 | 6.5065 | 0 | 6.2068 | 2.567 | 2.4179 | 6.2068 | 2.567 | 2.4179 | 6.5384 | 2.7042 | 2.4179 | 2.881% | 0.045688 | 0.043927 | 4942.9022 | 871.2523 | 1151.504 | 2920.1458 | 4992.9958 | 0 | 0 | 4992.9958 | 0.001366%
2026 | JU1 | CB JU1 | Tier-3 | Tier-3---15 | 5--4 | 80 | 7 | 282.3719 | 88.57% | 10.71% | 0.7177% | 6.3465 | 0 | 0 | 6.3465 | 0 | 6.0542 | 0.78127 | 7.7491 | 6.0542 | 0.78127 | 7.7491 | 6.3776 | 0.82301 | 7.7491 | 2.248% | 0.1808 | 0.17622 | 1561.7518 | 212.6103 | 161.3522 | 1187.7892 | 1566.3975 | 0 | 0 | 1566.3975 | 0.001332%
2026 | MA1 | CB MA1 | Tier-1 | Non-HFTD---3 | 4--3 | 475 | 3 | 183.3603 | 3.104% | 93.03% | 3.869% | 0.010424 | 0 | 0 | 0.010424 | 0 | 0.0099442 | 0.33483 | 0.029699 | 0.0099442 | 0.33483 | 0.029699 | 0.010476 | 0.35272 | 0.029699 | 0.005685% | 0.044813 | 0.044731 | 4091.6397 | 5.8647 | 3729.9303 | 355.8447 | 4098.9145 | 0 | 0 | 4098.9145 | 2.188e-06%
2026 | MOR1 | CB MOR1 | Tier-2 | Tier-2---4 | 5--5 | 116 | 2 | 584.1991 | 87.63% | 11.93% | 0.4377% | 2.5598 | 0 | 0 | 2.5598 | 0 | 2.4418 | 0.22322 | 10.9391 | 2.4418 | 0.22322 | 10.9391 | 2.5723 | 0.23515 | 10.9391 | 0.4382% | 0.12647 | 0.12584 | 4619.2848 | 721.3686 | 522.5493 | 3375.3669 | 4622.1555 | 0 | 0 | 4622.1555 | 0.0005373%
2026 | NVS1 | CB NVS1 | Tier-2 | Tier-2---12 | 4--5 | 403 | 2 | 109.1989 | 94.39% | 0% | 5.606% | 0.14835 | 0 | 0 | 0.14835 | 0 | 0.14152 | 0.22322 | 0.63397 | 0.14152 | 0.22322 | 0.63397 | 0.14908 | 0.23515 | 0.63397 | 0.1359% | 0.029239 | 0.029197 | 3734.676 | 571.7006 | 249.4939 | 2913.4815 | 3734.9777 | 0 | 0 | 3734.9777 | 3.114e-05%
2026 | OK1 | CB OK1 | Tier-3 | Tier-3---7 | 5--5 | 190 | 25 | 1048.1259 | 93.55% | 5.94% | 0.509% | 37.4152 | 0 | 0 | 37.4152 | 0 | 35.6916 | 2.7903 | 12.7915 | 35.6916 | 2.7903 | 12.7915 | 37.5986 | 2.9393 | 12.7915 | 3.57% | 0.20255 | 0.19482 | 5174.6627 | 847.3251 | 299.3088 | 4028.0288 | 5187.9008 | 0 | 0 | 5187.9008 | 0.007853%
2026 | PE1 | CB PE1 | Tier-3 | Tier-3---13 | 5--4 | 247 | 3 | 620.7512 | 74.86% | 24.36% | 0.7799% | 1.6368 | 0 | 0 | 1.6368 | 0 | 1.5614 | 0.33483 | 4.6631 | 1.5614 | 0.33483 | 4.6631 | 1.6448 | 0.35272 | 4.6631 | 0.2637% | 0.24168 | 0.24083 | 2568.4774 | 292.3041 | 583.6879 | 1692.4855 | 2570.76 | 0 | 0 | 2570.76 | 0.0003436%
2026 | RA1 | CB RA1 | Tier-2 | Tier-2---2 | 5--5 | 353 | 15 | 1222.3715 | 85.76% | 13.62% | 0.6194% | 12.9178 | 0 | 0 | 12.9178 | 0 | 12.3227 | 1.6742 | 7.3606 | 12.3227 | 1.6742 | 7.3606 | 12.9811 | 1.7636 | 7.3606 | 1.057% | 0.14726 | 0.14545 | 8300.6807 | 1160.1787 | 1072.7493 | 6067.7527 | 8315.4313 | 0 | 0 | 8315.4313 | 0.002711%
2026 | RA2 | CB RA2 | Tier-2 | Tier-2---4 | 5--5 | 118 | 9 | 579.2495 | 83.34% | 16.16% | 0.4909% | 10.6782 | 0 | 0 | 10.6782 | 0 | 10.1863 | 1.0045 | 10.1408 | 10.1863 | 1.0045 | 10.1408 | 10.7306 | 1.0582 | 10.1408 | 1.843% | 0.12706 | 0.12425 | 4558.9302 | 908.2518 | 686.0992 | 2964.5792 | 4576.1052 | 0 | 0 | 4576.1052 | 0.002241%
2026 | RA3 | CB RA3 | Tier-2 | Tier-2---10 | 5--4 | 241 | 25 | 353.8636 | 22.75% | 76.17% | 1.082% | 2.4219 | 0 | 0 | 2.4219 | 0 | 2.3103 | 2.7903 | 0.82799 | 2.3103 | 2.7903 | 0.82799 | 2.4337 | 2.9393 | 0.82799 | 0.6844% | 0.12911 | 0.12522 | 2740.8339 | 103.3538 | 1864.7752 | 772.7049 | 2806.5034 | 0 | 0 | 2806.5034 | 0.0005084%
2026 | RC1 | CB RC1 | Tier-2 | Tier-2---4 | 4--5 | 94 | 9 | 397.5199 | 92.07% | 7.427% | 0.5025% | 10.1623 | 0 | 0 | 10.1623 | 0 | 9.6942 | 1.0045 | 9.6508 | 9.6942 | 1.0045 | 9.6508 | 10.2122 | 1.0582 | 9.6508 | 2.556% | 0.084253 | 0.081914 | 4718.147 | 893.9653 | 343.0371 | 3481.1447 | 4728.8312 | 0 | 0 | 4728.8312 | 0.002133%
2026 | SL1 | CB SL1 | Tier-3 | Tier-3---11 | 5--5 | 225 | 21 | 677.9763 | 69.55% | 29.7% | 0.758% | 12.762 | 0 | 0 | 12.762 | 0 | 12.1741 | 2.3438 | 5.1941 | 12.1741 | 2.3438 | 5.1941 | 12.8246 | 2.469 | 5.1941 | 1.882% | 0.19527 | 0.18999 | 3471.9301 | 456.3042 | 974.4203 | 2041.2056 | 3501.3452 | 0 | 0 | 3501.3452 | 0.002679%
2026 | SSC1 | CB SSC1 | Tier-2 | Tier-2---18 | 4--3 | 220 | 17 | 91.8404 | 1.784% | 94.85% | 3.363% | 0.036722 | 0 | 0 | 0.036722 | 0 | 0.03503 | 1.8974 | 0.018463 | 0.03503 | 1.8974 | 0.018463 | 0.036902 | 1.9988 | 0.018463 | 0.03998% | 0.031528 | 0.030821 | 2912.9967 | 6.2531 | 2639.8755 | 266.8681 | 2978.5792 | 0 | 0 | 2978.5792 | 7.708e-06%
2026 | CTL1 | CTL1-3R | Tier-3 | Tier-3---14 | 5--4 | 314 | 13 | 691.1308 | 38.4% | 60.91% | 0.6868% | 3.1866 | 0 | 0 | 3.1866 | 0 | 3.0398 | 1.4509 | 2.095 | 3.0398 | 1.4509 | 2.095 | 3.2022 | 1.5285 | 2.095 | 0.4611% | 0.42513 | 0.42003 | 1625.6897 | 99.6026 | 905.5939 | 620.4932 | 1637.859 | 0 | 0 | 1637.859 | 0.0006689%
2026 | DV1 | DV1-3R | Tier-3 | Tier-3---11 | 5--5 | 235 | 22 | 634.2705 | 72.29% | 26.89% | 0.8162% | 12.4487 | 0 | 0 | 12.4487 | 0 | 11.8752 | 2.4554 | 4.8363 | 11.8752 | 2.4554 | 4.8363 | 12.5097 | 2.5866 | 4.8363 | 1.963% | 0.19421 | 0.18894 | 3265.8667 | 390.6526 | 820.8791 | 2054.3349 | 3291.1187 | 0 | 0 | 3291.1187 | 0.002613%
2026 | RA1 | RA1-402R | Tier-3 | Tier-3---4 | 5--5 | 122 | 2 | 861.3982 | 92.86% | 6.845% | 0.2988% | 3.8026 | 0 | 0 | 3.8026 | 0 | 3.6274 | 0.22322 | 16.2505 | 3.6274 | 0.22322 | 16.2505 | 3.8213 | 0.23515 | 16.2505 | 0.4414% | 0.12948 | 0.12886 | 6652.8745 | 1118.7394 | 431.7484 | 5102.3868 | 6655.1448 | 0 | 0 | 6655.1448 | 0.0007982%
2026 | RB1 | RB1-427R | Tier-3 | Tier-3---7 | 5--5 | 433 | 47 | 996.0696 | 83.51% | 15.68% | 0.8099% | 26.1851 | 0 | 0 | 26.1851 | 0 | 24.9788 | 5.2457 | 4.7618 | 24.9788 | 5.2457 | 4.7618 | 26.3135 | 5.526 | 4.7618 | 2.629% | 0.15381 | 0.14896 | 6476.1764 | 929.4617 | 937.2221 | 4609.4925 | 6510.8776 | 0 | 0 | 6510.8776 | 0.005496%
2026 | RB1 | RB1-433R | Tier-3 | Tier-3---10 | 5--5 | 125 | 1 | 717.075 | 94.45% | 5% | 0.5477% | 1.5713 | 0 | 0 | 1.5713 | 0 | 1.4989 | 0.11161 | 13.4301 | 1.4989 | 0.11161 | 13.4301 | 1.579 | 0.11757 | 13.4301 | 0.2191% | 0.15284 | 0.15249 | 4691.5909 | 760.1035 | 231.5295 | 3699.958 | 4692.1962 | 0 | 0 | 4692.1962 | 0.0003298%
2026 | TM1 | TM1-10R | Tier-3 | Tier-3---12 | 5--5 | 103 | 4 | 437.3004 | 95.61% | 3.838% | 0.5568% | 4.7085 | 0 | 0 | 4.7085 | 0 | 4.4916 | 0.44644 | 10.0609 | 4.4916 | 0.44644 | 10.0609 | 4.7316 | 0.47029 | 10.0609 | 1.077% | 0.093421 | 0.092369 | 4680.975 | 712.9363 | 184.5612 | 3783.4774 | 4683.3182 | 0 | 0 | 4683.3182 | 0.0009883%
2027 | 1001 | 1001-1130R | Tier-2 | Tier-2---5 | 5--5 | 104 | 1 | 399.0185 | 76.25% | 23.08% | 0.668% | 0.84842 | 0 | 0 | 0.84842 | 0 | 0.77205 | 0.10647 | 7.2515 | 0.77205 | 0.10647 | 7.2515 | 0.85676 | 0.11815 | 7.2515 | 0.2126% | 0.10617 | 0.10587 | 3758.4182 | 467.4105 | 847.019 | 2443.9887 | 3760.9139 | 0 | 0 | 3760.9139 | 0.0001781%
2027 | 1001 | 1001-1820F | Tier-2 | Tier-2---5 | 5--5 | 146 | 8 | 829.5199 | 57.26% | 42.23% | 0.5113% | 7.5479 | 0 | 0 | 7.5479 | 0 | 6.8685 | 0.85175 | 8.064 | 6.8685 | 0.85175 | 8.064 | 7.6221 | 0.9452 | 8.064 | 0.9099% | 0.12846 | 0.12642 | 6457.4377 | 610.0184 | 2517.829 | 3329.5903 | 6502.0002 | 0 | 0 | 6502.0002 | 0.001584%
2027 | 1021 | 1021-1748F | Tier-3 | Tier-3---2 | 5--5 | 516 | 54 | 3232.7645 | 89.58% | 10.03% | 0.3884% | 87.8879 | 0 | 0 | 87.8879 | 0 | 79.9768 | 5.7493 | 13.9107 | 79.9768 | 5.7493 | 13.9107 | 88.7517 | 6.3801 | 13.9107 | 2.719% | 0.16564 | 0.16061 | 19517.3055 | 3280.9667 | 1890.5731 | 14345.7657 | 19580.9554 | 0 | 0 | 19580.9554 | 0.01845%
2027 | 1021 | 1021-1760R | Tier-3 | Tier-3---6 | 5--5 | 85 | 11 | 678.7974 | 81.46% | 18.22% | 0.3148% | 20.753 | 0 | 0 | 20.753 | 0 | 18.8849 | 1.1712 | 16.1251 | 18.8849 | 1.1712 | 16.1251 | 20.957 | 1.2996 | 16.1251 | 3.057% | 0.10829 | 0.10423 | 6268.2599 | 949.9835 | 1058.3856 | 4259.8908 | 6313.5636 | 0 | 0 | 6313.5636 | 0.004356%
2027 | 1021 | 1021-25R | Tier-3 | Tier-3---2 | 5--5 | 168 | 6 | 1498.4695 | 96.3% | 3.418% | 0.2826% | 14.9456 | 0 | 0 | 14.9456 | 0 | 13.6003 | 0.63881 | 21.29 | 13.6003 | 0.63881 | 21.29 | 15.0925 | 0.7089 | 21.29 | 0.9974% | 0.12361 | 0.12233 | 12122.637 | 2220.1266 | 404.4712 | 9498.0392 | 12127.3314 | 0 | 0 | 12127.3314 | 0.003137%
2027 | 1021 | 1021-855 | Tier-3 | Tier-3---10 | 5--5 | 69 | 2 | 466.7529 | 94.79% | 4.788% | 0.426% | 3.7188 | 0 | 0 | 3.7188 | 0 | 3.3841 | 0.21294 | 15.8925 | 3.3841 | 0.21294 | 15.8925 | 3.7554 | 0.2363 | 15.8925 | 0.7967% | 0.10909 | 0.10817 | 4278.6432 | 663.1014 | 202.1105 | 3413.4312 | 4280.5345 | 0 | 0 | 4280.5345 | 0.0007806%
2027 | 1022 | 1022-17F | Tier-3 | Tier-3---4 | 5--5 | 139 | 12 | 887.1334 | 95.91% | 3.733% | 0.3607% | 21.301 | 0 | 0 | 21.301 | 0 | 19.3836 | 1.2776 | 15.1716 | 19.3836 | 1.2776 | 15.1716 | 21.5103 | 1.4178 | 15.1716 | 2.401% | 0.10945 | 0.10671 | 8105.3609 | 1393.5381 | 301.1063 | 6410.7165 | 8113.8819 | 0 | 0 | 8113.8819 | 0.004471%
2027 | 1022 | 1022-322R | Tier-3 | Tier-3---10 | 5--5 | 89 | 4 | 526.8683 | 92.1% | 7.447% | 0.4577% | 6.3242 | 0 | 0 | 6.3242 | 0 | 5.755 | 0.42587 | 13.5133 | 5.755 | 0.42587 | 13.5133 | 6.3864 | 0.4726 | 13.5133 | 1.2% | 0.10587 | 0.10449 | 4976.7569 | 830.1937 | 356.0985 | 3790.4647 | 4981.9519 | 0 | 0 | 4981.9519 | 0.001327%
2027 | 1023 | 1023-46AE | Tier-2 | Tier-2---2 | 5--5 | 469 | 66 | 1480.046 | 74.84% | 24.29% | 0.8655% | 45.2055 | 0 | 0 | 45.2055 | 0 | 41.1364 | 7.0269 | 5.8541 | 41.1364 | 7.0269 | 5.8541 | 45.6498 | 7.7979 | 5.8541 | 3.054% | 0.13914 | 0.13346 | 10637.4667 | 1301.0798 | 2440.2216 | 6896.1652 | 10751.3275 | 0 | 0 | 10751.3275 | 0.009489%
2027 | 1023 | 1023-48R | Tier-2 | Tier-2---5 | 5--5 | 380 | 32 | 664.4014 | 85.5% | 12.99% | 1.509% | 13.8735 | 0 | 0 | 13.8735 | 0 | 12.6247 | 3.407 | 3.7055 | 12.6247 | 3.407 | 3.7055 | 14.0098 | 3.7808 | 3.7055 | 2.088% | 0.12816 | 0.12503 | 5184.0424 | 718.5028 | 688.8951 | 3776.6445 | 5202.8529 | 0 | 0 | 5202.8529 | 0.002912%
2027 | 1023 | 1023-89R | Tier-2 | Tier-2---11 | 4--4 | 119 | 19 | 171.3673 | 58.84% | 39.57% | 1.585% | 4.669 | 0 | 0 | 4.669 | 0 | 4.2488 | 2.0229 | 2.1003 | 4.2488 | 2.0229 | 2.1003 | 4.7149 | 2.2448 | 2.1003 | 2.725% | 0.083403 | 0.079542 | 2054.6806 | 198.0279 | 761.6338 | 1095.0189 | 2095.737 | 0 | 0 | 2095.737 | 0.00098%
2027 | 1030 | 1030-20R | Tier-3 | Tier-3---3 | 5--5 | 367 | 4 | 2610.2797 | 91.86% | 7.744% | 0.3915% | 7.5792 | 0 | 0 | 7.5792 | 0 | 6.897 | 0.42587 | 16.195 | 6.897 | 0.42587 | 16.195 | 7.6537 | 0.4726 | 16.195 | 0.2904% | 0.28668 | 0.28577 | 9105.2413 | 1516.1831 | 664.7389 | 6924.3193 | 9107.5902 | 0 | 0 | 9107.5902 | 0.001591%
2027 | 1030 | 1030-42R | Tier-3 | Tier-3---3 | 5--5 | 472 | 6 | 2942.2545 | 85.79% | 13.83% | 0.3713% | 9.3056 | 0 | 0 | 9.3056 | 0 | 8.468 | 0.63881 | 13.2559 | 8.468 | 0.63881 | 13.2559 | 9.3971 | 0.7089 | 13.2559 | 0.3163% | 0.28228 | 0.28124 | 10423.3029 | 1628.0334 | 1345.6404 | 7449.6291 | 10428.7816 | 0 | 0 | 10428.7816 | 0.001953%
2027 | 1030 | 1030-989R | Tier-3 | Tier-3---3 | 5--5 | 422 | 3 | 3020.5785 | 92.73% | 6.883% | 0.3901% | 5.7743 | 0 | 0 | 5.7743 | 0 | 5.2546 | 0.31941 | 16.4511 | 5.2546 | 0.31941 | 16.4511 | 5.8311 | 0.35445 | 16.4511 | 0.1912% | 0.30703 | 0.30639 | 9838.1975 | 1537.3198 | 631.4887 | 7669.389 | 9839.6757 | 0 | 0 | 9839.6757 | 0.001212%
2027 | 1039 | 1039-13 | Tier-2 | Tier-2---3 | 5--5 | 534 | 49 | 2056.5259 | 80.69% | 18.74% | 0.569% | 44.1583 | 0 | 0 | 44.1583 | 0 | 40.1834 | 5.217 | 7.7025 | 40.1834 | 5.217 | 7.7025 | 44.5922 | 5.7893 | 7.7025 | 2.147% | 0.1351 | 0.13151 | 15222.1821 | 2652.795 | 2719.3692 | 9850.0179 | 15302.5353 | 0 | 0 | 15302.5353 | 0.009269%
2027 | 1073 | 1073-886F | Tier-2 | Tier-2---20 | 3--2 | 4 | 1 | 24.1814 | 4.506% | 95.04% | 0.4562% | 0.078992 | 0 | 0 | 0.078992 | 0 | 0.071882 | 0.10647 | 0.67515 | 0.071882 | 0.10647 | 0.67515 | 0.079769 | 0.11815 | 0.67515 | 0.3267% | 0.016776 | 0.01556 | 1441.409 | 12.0618 | 1249.7892 | 179.558 | 1549.0032 | 0 | 0 | 1549.0032 | 1.658e-05%
2027 | 1090 | 1090-1734 | Tier-3 | Tier-3---16 | 2--5 | 44 | 7 | 102.6812 | 94.73% | 4.077% | 1.193% | 4.4877 | 0 | 0 | 4.4877 | 0 | 4.0837 | 0.74528 | 5.4794 | 4.0837 | 0.74528 | 5.4794 | 4.5318 | 0.82705 | 5.4794 | 4.37% | 0.01345 | 0.012829 | 7634.5181 | 1203.6871 | 422.3196 | 6008.5114 | 7653.9805 | 0 | 0 | 7653.9805 | 0.000942%
2027 | 1090 | 1090-636R | Tier-3 | Tier-3---15 | 5--3 | 122 | 2 | 202.402 | 73% | 25.01% | 1.988% | 0.70246 | 0 | 0 | 0.70246 | 0 | 0.63923 | 0.21294 | 3.002 | 0.63923 | 0.21294 | 3.002 | 0.70936 | 0.2363 | 3.002 | 0.3471% | 0.38465 | 0.38282 | 526.2047 | 57.0359 | 118.3494 | 350.8194 | 526.8833 | 0 | 0 | 526.8833 | 0.0001474%
2027 | 1090 | 1090-639R | Tier-3 | Tier-3---18 | 5--2 | 80 | 1 | 130.2918 | 69.21% | 28.83% | 1.952% | 0.3269 | 0 | 0 | 0.3269 | 0 | 0.29748 | 0.10647 | 2.794 | 0.29748 | 0.10647 | 2.794 | 0.33012 | 0.11815 | 2.794 | 0.2509% | 0.37006 | 0.36871 | 352.0864 | 32.8232 | 86.7133 | 232.5499 | 352.4808 | 0 | 0 | 352.4808 | 6.862e-05%
2027 | 1090 | 1090-70F | Tier-2 | Tier-2---15 | 2--5 | 29 | 3 | 35.1863 | 53.14% | 45.71% | 1.154% | 0.56094 | 0 | 0 | 0.56094 | 0 | 0.51045 | 0.31941 | 1.5981 | 0.51045 | 0.31941 | 1.5981 | 0.56646 | 0.35445 | 1.5981 | 1.594% | 0.0083 | 0.008051 | 4239.3083 | 364.6844 | 1853.0615 | 2021.5624 | 4300.7472 | 0 | 0 | 4300.7472 | 0.0001177%
2027 | 1090 | 1090-73F | Tier-3 | Tier-3---10 | 4--5 | 317 | 25 | 724.1417 | 96.98% | 2.008% | 1.013% | 16.0613 | 0 | 0 | 16.0613 | 0 | 14.6155 | 2.6617 | 5.491 | 14.6155 | 2.6617 | 5.491 | 16.2191 | 2.9537 | 5.491 | 2.218% | 0.046754 | 0.045684 | 15488.4699 | 2874.558 | 442.3847 | 12171.5272 | 15499.4219 | 0 | 0 | 15499.4219 | 0.003371%
2027 | 1090 | 1090-74F | Tier-3 | Tier-3---10 | 4--5 | 321 | 60 | 595.9278 | 96.92% | 1.794% | 1.287% | 31.3075 | 0 | 0 | 31.3075 | 0 | 28.4894 | 6.3881 | 4.4598 | 28.4894 | 6.3881 | 4.4598 | 31.6152 | 7.089 | 4.4598 | 5.254% | 0.045737 | 0.043257 | 13029.5603 | 2451.0895 | 420.5295 | 10157.9412 | 13052.5652 | 0 | 0 | 13052.5652 | 0.006571%
2027 | 1094 | 1094-35F | Tier-2 | Tier-2---7 | 3--5 | 167 | 15 | 314.0502 | 98.71% | 0% | 1.287% | 8.0751 | 0 | 0 | 8.0751 | 0 | 7.3482 | 1.597 | 4.6012 | 7.3482 | 1.597 | 4.6012 | 8.1545 | 1.7722 | 4.6012 | 2.571% | 0.020398 | 0.019866 | 15396.4279 | 2493.2081 | 249.741 | 12653.4788 | 15401.7263 | 0 | 0 | 15401.7263 | 0.001695%
2027 | 1094 | 1094-7 | Tier-2 | Tier-2---17 | 2--4 | 65 | 9 | 23.6343 | 95.14% | 0% | 4.857% | 0.90292 | 0 | 0 | 0.90292 | 0 | 0.82164 | 0.95822 | 0.85747 | 0.82164 | 0.95822 | 0.85747 | 0.91179 | 1.0633 | 0.85747 | 3.82% | 0.0065074 | 0.0062461 | 3631.9148 | 548.3695 | 294.63 | 2788.9153 | 3639.2943 | 0 | 0 | 3639.2943 | 0.0001895%
2027 | 1138 | 1138-6R | Tier-2 | Tier-2---5 | 5--5 | 804 | 93 | 1117.3657 | 63.79% | 34.95% | 1.264% | 23.9089 | 0 | 0 | 23.9089 | 0 | 21.7568 | 9.9016 | 2.1973 | 21.7568 | 9.9016 | 2.1973 | 24.1439 | 10.9879 | 2.1973 | 2.14% | 0.17153 | 0.16577 | 6514.2797 | 790.3405 | 2180.8634 | 3543.0757 | 6596.1566 | 0 | 0 | 6596.1566 | 0.005018%
2027 | 1162 | 1162-324R | Tier-2 | Tier-2---13 | 4--3 | 65 | 1 | 67.3479 | 58.69% | 38.45% | 2.854% | 0.17636 | 0 | 0 | 0.17636 | 0 | 0.16049 | 0.10647 | 1.5074 | 0.16049 | 0.10647 | 1.5074 | 0.17809 | 0.11815 | 1.5074 | 0.2619% | 0.068658 | 0.068352 | 980.9191 | 90.4084 | 338.5141 | 551.9967 | 982.735 | 0 | 0 | 982.735 | 3.702e-05%
2027 | 1162 | 1162-329R | Tier-2 | Tier-2---13 | 4--3 | 49 | 1 | 43.5602 | 84.31% | 12.05% | 3.642% | 0.21735 | 0 | 0 | 0.21735 | 0 | 0.19778 | 0.10647 | 1.8577 | 0.19778 | 0.10647 | 1.8577 | 0.21949 | 0.11815 | 1.8577 | 0.499% | 0.070019 | 0.069605 | 622.1156 | 81.8972 | 81.6762 | 458.5422 | 622.6968 | 0 | 0 | 622.6968 | 4.562e-05%
2027 | 1162 | 1162-363 | Tier-2 | Tier-2---13 | 4--3 | 37 | 1 | 41.7736 | 86.9% | 10.44% | 2.668% | 0.28451 | 0 | 0 | 0.28451 | 0 | 0.2589 | 0.10647 | 2.4317 | 0.2589 | 0.10647 | 2.4317 | 0.28731 | 0.11815 | 2.4317 | 0.6811% | 0.064829 | 0.064321 | 644.3653 | 89.5043 | 68.646 | 486.215 | 645.0323 | 0 | 0 | 645.0323 | 5.972e-05%
2027 | 1166 | 1166-15R | Tier-3 | Tier-3---11 | 5--5 | 123 | 9 | 528.031 | 87.26% | 12.17% | 0.5736% | 9.7771 | 0 | 0 | 9.7771 | 0 | 8.897 | 0.95822 | 9.285 | 8.897 | 0.95822 | 9.285 | 9.8731 | 1.0633 | 9.285 | 1.852% | 0.19397 | 0.18985 | 2722.2863 | 390.5327 | 317.9476 | 2013.8061 | 2729.8054 | 0 | 0 | 2729.8054 | 0.002052%
2027 | 1166 | 1166-18R | Tier-3 | Tier-3---5 | 5--5 | 100 | 11 | 1129.6851 | 97.99% | 1.718% | 0.2919% | 35.3127 | 0 | 0 | 35.3127 | 0 | 32.1341 | 1.1712 | 27.438 | 32.1341 | 1.1712 | 27.438 | 35.6598 | 1.2996 | 27.438 | 3.126% | 0.21365 | 0.20683 | 5287.5602 | 933.108 | 102.1782 | 4252.2741 | 5291.0616 | 0 | 0 | 5291.0616 | 0.007412%
2027 | 1166 | 1166-342R | Tier-3 | Tier-3---5 | 5--5 | 216 | 27 | 1306.4494 | 92.9% | 6.658% | 0.4418% | 43.9962 | 0 | 0 | 43.9962 | 0 | 40.0359 | 2.8746 | 13.9273 | 40.0359 | 2.8746 | 13.9273 | 44.4286 | 3.19 | 13.9273 | 3.368% | 0.21878 | 0.21085 | 5971.6251 | 888.1999 | 386.1133 | 4697.3119 | 5987.5732 | 0 | 0 | 5987.5732 | 0.009235%
2027 | 1173 | 1173-68 | Tier-1 | Non-HFTD---13 | 1--3 | 68 | 3 | 3.0634 | 70.83% | 0% | 29.17% | 0.027762 | 0 | 0 | 0.027762 | 0 | 0.025263 | 0.31941 | 0.079093 | 0.025263 | 0.31941 | 0.079093 | 0.028035 | 0.35445 | 0.079093 | 0.9063% | 0.0037692 | 0.003721 | 812.7325 | 155.4726 | 227.2964 | 429.9635 | 815.8046 | 0 | 0 | 815.8046 | 5.827e-06%
2027 | 1215 | 1215-12R | Tier-3 | Tier-3---9 | 5--4 | 149 | 2 | 1149.8777 | 88.93% | 10.69% | 0.3802% | 3.9806 | 0 | 0 | 3.9806 | 0 | 3.6223 | 0.21294 | 17.0112 | 3.6223 | 0.21294 | 17.0112 | 4.0197 | 0.2363 | 17.0112 | 0.3462% | 0.69907 | 0.69635 | 1644.8687 | 214.1134 | 166.723 | 1264.0324 | 1645.5802 | 0 | 0 | 1645.5802 | 0.0008355%
2027 | 1215 | 1215-28R | Tier-3 | Tier-3---14 | 5--3 | 58 | 8 | 466.2657 | 75.31% | 24.3% | 0.3892% | 14.0459 | 0 | 0 | 14.0459 | 0 | 12.7816 | 0.85175 | 15.0064 | 12.7816 | 0.85175 | 15.0064 | 14.184 | 0.9452 | 15.0064 | 3.012% | 0.66756 | 0.64086 | 698.4647 | 77.4157 | 150.4059 | 470.6431 | 705.6499 | 0 | 0 | 705.6499 | 0.002948%
2027 | 1215 | 1215-32R | Tier-3 | Tier-3---7 | 5--4 | 234 | 6 | 1677.0531 | 82.12% | 17.49% | 0.3917% | 10.2411 | 0 | 0 | 10.2411 | 0 | 9.3192 | 0.63881 | 14.5884 | 9.3192 | 0.63881 | 14.5884 | 10.3417 | 0.7089 | 14.5884 | 0.6107% | 0.68132 | 0.67626 | 2461.4685 | 295.8109 | 389.7657 | 1775.8918 | 2464.765 | 0 | 0 | 2464.765 | 0.00215%
2027 | 1233 | 1233-259R | Tier-3 | Tier-3---16 | 5--4 | 105 | 4 | 252.1704 | 91.31% | 7.348% | 1.341% | 2.5438 | 0 | 0 | 2.5438 | 0 | 2.3148 | 0.42587 | 5.4355 | 2.3148 | 0.42587 | 5.4355 | 2.5688 | 0.4726 | 5.4355 | 1.009% | 0.12749 | 0.12608 | 1978.0181 | 293.7888 | 180.7034 | 1503.5259 | 1979.9382 | 0 | 0 | 1979.9382 | 0.0005339%
2027 | 1233 | 1233-585R | Tier-3 | Tier-3---12 | 5--5 | 166 | 11 | 496.1989 | 88.91% | 10.23% | 0.8642% | 8.4778 | 0 | 0 | 8.4778 | 0 | 7.7147 | 1.1712 | 6.5872 | 7.7147 | 1.1712 | 6.5872 | 8.5611 | 1.2996 | 6.5872 | 1.709% | 0.12988 | 0.12739 | 3820.3589 | 569.6038 | 386.1666 | 2864.5885 | 3828.6613 | 0 | 0 | 3828.6613 | 0.001779%
2027 | 1233 | 1233-587R | Tier-3 | Tier-3---13 | 5--5 | 187 | 18 | 468.3326 | 86.93% | 12.01% | 1.054% | 11.3652 | 0 | 0 | 11.3652 | 0 | 10.3422 | 1.9164 | 5.3966 | 10.3422 | 1.9164 | 5.3966 | 11.4769 | 2.1267 | 5.3966 | 2.427% | 0.13489 | 0.13112 | 3472.0209 | 495.7254 | 420.8281 | 2555.4674 | 3485.0473 | 0 | 0 | 3485.0473 | 0.002386%
2027 | 1233 | 1233-589R | Tier-3 | Tier-3---16 | 5--4 | 58 | 2 | 204.2414 | 92.81% | 6.245% | 0.9483% | 1.8955 | 0 | 0 | 1.8955 | 0 | 1.7249 | 0.21294 | 8.1005 | 1.7249 | 0.21294 | 8.1005 | 1.9141 | 0.2363 | 8.1005 | 0.9281% | 0.11751 | 0.11633 | 1738.0856 | 257.6679 | 107.3811 | 1373.0366 | 1739.3484 | 0 | 0 | 1739.3484 | 0.0003979%
2027 | 1233 | 1233-591R | Tier-3 | Tier-3---12 | 5--5 | 167 | 3 | 575.4654 | 90.21% | 8.957% | 0.8354% | 2.7044 | 0 | 0 | 2.7044 | 0 | 2.4609 | 0.31941 | 7.7048 | 2.4609 | 0.31941 | 7.7048 | 2.731 | 0.35445 | 7.7048 | 0.4699% | 0.13142 | 0.13073 | 4378.9662 | 686.8056 | 385.5684 | 3306.5923 | 4381.2117 | 0 | 0 | 4381.2117 | 0.0005677%
2027 | 1242 | 1242-1084 | Tier-2 | Tier-2---12 | 2--5 | 34 | 1 | 67.671 | 98.5% | 0% | 1.502% | 0.56852 | 0 | 0 | 0.56852 | 0 | 0.51735 | 0.10647 | 4.8592 | 0.51735 | 0.10647 | 4.8592 | 0.57411 | 0.11815 | 4.8592 | 0.8401% | 0.005996 | 0.0059449 | 11286.0292 | 3154.1305 | 158.2746 | 7973.6241 | 11287.4878 | 0 | 0 | 11287.4878 | 0.0001193%
2027 | 1243 | 1243-319R | Tier-2 | Tier-2---9 | 4--4 | 64 | 3 | 157.976 | 95.24% | 3.794% | 0.9624% | 2.0453 | 0 | 0 | 2.0453 | 0 | 1.8612 | 0.31941 | 5.8272 | 1.8612 | 0.31941 | 5.8272 | 2.0654 | 0.35445 | 5.8272 | 1.295% | 0.081051 | 0.079949 | 1949.0936 | 286.756 | 79.621 | 1582.7166 | 1950.3712 | 0 | 0 | 1950.3712 | 0.0004293%
2027 | 1243 | 1243-45R | Tier-2 | Tier-2---7 | 4--5 | 72 | 3 | 254.5086 | 93.11% | 5.994% | 0.8952% | 2.8635 | 0 | 0 | 2.8635 | 0 | 2.6057 | 0.31941 | 8.158 | 2.6057 | 0.31941 | 8.158 | 2.8916 | 0.35445 | 8.158 | 1.125% | 0.087615 | 0.086557 | 2904.8382 | 427.4889 | 168.1582 | 2309.191 | 2907.2858 | 0 | 0 | 2907.2858 | 0.000601%
2027 | 1250 | 1250-27R | Tier-2 | Tier-2---6 | 5--5 | 152 | 1 | 986.6118 | 55.72% | 43.98% | 0.301% | 1.0489 | 0 | 0 | 1.0489 | 0 | 0.95448 | 0.10647 | 8.9649 | 0.95448 | 0.10647 | 8.9649 | 1.0592 | 0.11815 | 8.9649 | 0.1063% | 0.097369 | 0.097184 | 10132.6684 | 1217.1368 | 4251.8401 | 4663.6915 | 10141.2445 | 0 | 0 | 10141.2445 | 0.0002202%
2027 | 1250 | 1250-671R | Tier-2 | Tier-2---6 | 4--5 | 48 | 2 | 929.0776 | 60.83% | 39% | 0.1645% | 6.8292 | 0 | 0 | 6.8292 | 0 | 6.2145 | 0.21294 | 29.1847 | 6.2145 | 0.21294 | 29.1847 | 6.8963 | 0.2363 | 29.1847 | 0.7351% | 0.09205 | 0.090938 | 10093.1841 | 1136.9369 | 3676.6867 | 5279.5604 | 10141.5374 | 0 | 0 | 10141.5374 | 0.001433%
2027 | 1250 | 1250-677R | Tier-2 | Tier-2---3 | 5--5 | 267 | 11 | 1140.8126 | 92.57% | 6.885% | 0.545% | 12.6173 | 0 | 0 | 12.6173 | 0 | 11.4816 | 1.1712 | 9.8036 | 11.4816 | 1.1712 | 9.8036 | 12.7413 | 1.2996 | 9.8036 | 1.106% | 0.11659 | 0.11519 | 9785.2264 | 1563.6458 | 667.8739 | 7553.7067 | 9794.0173 | 0 | 0 | 9794.0173 | 0.002648%
2027 | 1250 | 1250-8R | Tier-2 | Tier-2---4 | 4--5 | 146 | 7 | 384.7428 | 82.72% | 16.59% | 0.6903% | 4.4251 | 0 | 0 | 4.4251 | 0 | 4.0268 | 0.74528 | 5.4031 | 4.0268 | 0.74528 | 5.4031 | 4.4686 | 0.82705 | 5.4031 | 1.15% | 0.092289 | 0.091005 | 4168.9089 | 570.5627 | 668.7462 | 2929.6001 | 4179.0666 | 0 | 0 | 4179.0666 | 0.0009288%
2027 | 139 | 139-245AE | Tier-1 | Non-HFTD---14 | 2--2 | 165 | 11 | 4.6628 | 42.86% | 0% | 57.14% | 0.038641 | 0 | 0 | 0.038641 | 0 | 0.035162 | 1.1712 | 0.030024 | 0.035162 | 1.1712 | 0.030024 | 0.03902 | 1.2996 | 0.030024 | 0.8287% | 0.010451 | 0.010249 | 446.1485 | 11.1532 | 367.0594 | 67.9359 | 451.174 | 0 | 0 | 451.174 | 8.111e-06%
2027 | 140 | 140-481R | Tier-1 | Non-HFTD---6 | 3--3 | 247 | 18 | 69.9626 | 16.81% | 77.41% | 5.778% | 0.2486 | 0 | 0 | 0.2486 | 0 | 0.22622 | 1.9164 | 0.11804 | 0.22622 | 1.9164 | 0.11804 | 0.25104 | 2.1267 | 0.11804 | 0.3553% | 0.022011 | 0.021546 | 3178.5592 | 32.5154 | 2786.3768 | 359.667 | 3235.6455 | 0 | 0 | 3235.6455 | 5.218e-05%
2027 | 140 | 140-496 | Tier-1 | Non-HFTD---5 | 3--4 | 98 | 13 | 72.5242 | 7.956% | 89.04% | 3.002% | 0.22196 | 0 | 0 | 0.22196 | 0 | 0.20198 | 1.3841 | 0.14593 | 0.20198 | 1.3841 | 0.14593 | 0.22414 | 1.5359 | 0.14593 | 0.306% | 0.01454 | 0.01398 | 4987.9767 | 22.7891 | 4477.377 | 487.8106 | 5171.6619 | 0 | 0 | 5171.6619 | 4.659e-05%
2027 | 1448 | 1448-368 | Tier-1 | Non-HFTD---11 | 2--3 | 58 | 11 | 9.6516 | 81.66% | 0% | 18.34% | 0.43349 | 0 | 0 | 0.43349 | 0 | 0.39447 | 1.1712 | 0.33682 | 0.39447 | 1.1712 | 0.33682 | 0.43775 | 1.2996 | 0.33682 | 4.491% | 0.0077936 | 0.007365 | 1238.3992 | 84.9711 | 737.9517 | 415.4764 | 1251.6175 | 0 | 0 | 1251.6175 | 9.099e-05%
2027 | 1458 | 1458-1056 | Tier-2 | Tier-2---11 | 5--3 | 22 | 1 | 79.604 | 49.93% | 49.51% | 0.5563% | 0.52393 | 0 | 0 | 0.52393 | 0 | 0.47677 | 0.10647 | 4.478 | 0.47677 | 0.10647 | 4.478 | 0.52908 | 0.11815 | 4.478 | 0.6582% | 0.13508 | 0.1333 | 589.3284 | 48.7394 | 264.1575 | 276.4315 | 593.27 | 0 | 0 | 593.27 | 0.00011%
2027 | 1458 | 1458-1058F | Tier-3 | Tier-3---13 | 5--5 | 36 | 4 | 533.9366 | 37.36% | 62.45% | 0.1834% | 6.4282 | 0 | 0 | 6.4282 | 0 | 5.8496 | 0.42587 | 13.7355 | 5.8496 | 0.42587 | 13.7355 | 6.4914 | 0.4726 | 13.7355 | 1.204% | 0.13833 | 0.13388 | 3859.7922 | 265.8584 | 2184.7015 | 1409.2323 | 3940.288 | 0 | 0 | 3940.288 | 0.001349%
2027 | 1458 | 1458-1061 | Tier-2 | Tier-2---5 | 5--5 | 80 | 6 | 412.6338 | 86.27% | 13.38% | 0.3514% | 7.7425 | 0 | 0 | 7.7425 | 0 | 7.0456 | 0.63881 | 11.0293 | 7.0456 | 0.63881 | 11.0293 | 7.8186 | 0.7089 | 11.0293 | 1.876% | 0.14228 | 0.13918 | 2900.2061 | 586.2064 | 364.6762 | 1949.3235 | 2909.0595 | 0 | 0 | 2909.0595 | 0.001625%
2027 | 1458 | 1458-1117F | Tier-2 | Tier-2---16 | 4--2 | 2 | 2 | 136.3317 | 0% | 100% | 0% | 0 | 0 | 0 | 0 | 0 | 0 | 0.21294 | 0 | 0 | 0.21294 | 0 | 0 | 0.2363 | 0 | 0% | 0.091116 | 0.064692 | 1496.247 | 1.9882 | 1350.0391 | 144.2196 | 2107.3901 | 0 | 0 | 2107.3901 | 0%
2027 | 1458 | 1458-1131R | Tier-3 | Tier-3---4 | 5--5 | 188 | 2 | 1406.6624 | 89.91% | 9.875% | 0.2137% | 3.9019 | 0 | 0 | 3.9019 | 0 | 3.5507 | 0.21294 | 16.6748 | 3.5507 | 0.21294 | 16.6748 | 3.9402 | 0.2363 | 16.6748 | 0.2774% | 0.15941 | 0.15892 | 8824.2343 | 1339.2018 | 802.9411 | 6682.0914 | 8826.9893 | 0 | 0 | 8826.9893 | 0.000819%
2027 | 1458 | 1458-456F | Tier-2 | Tier-2---16 | 4--3 | 7 | 1 | 120.5031 | 4.551% | 95.42% | 0.02562% | 0.22718 | 0 | 0 | 0.22718 | 0 | 0.20673 | 0.10647 | 1.9417 | 0.20673 | 0.10647 | 1.9417 | 0.22941 | 0.11815 | 1.9417 | 0.1885% | 0.091761 | 0.087959 | 1313.2339 | 11.3935 | 1113.5701 | 188.2703 | 1367.4079 | 0 | 0 | 1367.4079 | 4.769e-05%
2027 | 1458 | 1458-565R | Tier-3 | Tier-3---6 | 5--5 | 127 | 6 | 865.4889 | 93.04% | 6.555% | 0.3997% | 11.0332 | 0 | 0 | 11.0332 | 0 | 10.04 | 0.63881 | 15.7168 | 10.04 | 0.63881 | 15.7168 | 11.1416 | 0.7089 | 15.7168 | 1.275% | 0.15819 | 0.15602 | 5471.15 | 831.2842 | 343.7471 | 4296.1187 | 5476.4359 | 0 | 0 | 5476.4359 | 0.002316%
2027 | 1458 | 1458-601R | Tier-3 | Tier-3---2 | 5--5 | 441 | 46 | 3446.9071 | 93.23% | 6.468% | 0.3015% | 97.2091 | 0 | 0 | 97.2091 | 0 | 88.4589 | 4.8975 | 18.0619 | 88.4589 | 4.8975 | 18.0619 | 98.1644 | 5.4349 | 18.0619 | 2.82% | 0.20421 | 0.19804 | 16878.9798 | 3452.9233 | 1062.0214 | 12364.0351 | 16914.6194 | 0 | 0 | 16914.6194 | 0.0204%
2027 | 1525 | 1525-23R | Tier-2 | Tier-2---20 | 4--1 | 9 | 3 | 2.2492 | 62.24% | 25.04% | 12.72% | 0.13532 | 0 | 0 | 0.13532 | 0 | 0.12314 | 0.31941 | 0.38551 | 0.12314 | 0.31941 | 0.38551 | 0.13665 | 0.35445 | 0.38551 | 6.016% | 0.032823 | 0.02965 | 68.526 | 7.5628 | 21.4776 | 39.4855 | 71.2952 | 0 | 0 | 71.2952 | 2.84e-05%
2027 | 157 | 157-165R | Tier-3 | Tier-3---18 | 5--2 | 87 | 3 | 161.4875 | 68.83% | 29.58% | 1.593% | 1.1115 | 0 | 0 | 1.1115 | 0 | 1.0115 | 0.31941 | 3.1667 | 1.0115 | 0.31941 | 3.1667 | 1.1224 | 0.35445 | 3.1667 | 0.6883% | 0.28262 | 0.27979 | 571.4006 | 45.3664 | 164.9781 | 361.0561 | 573.1997 | 0 | 0 | 573.1997 | 0.0002333%
2027 | 157 | 157-189R | Tier-3 | Tier-3---9 | 5--4 | 669 | 46 | 1466.7959 | 72.32% | 26.57% | 1.114% | 21.1513 | 0 | 0 | 21.1513 | 0 | 19.2474 | 4.8975 | 3.93 | 19.2474 | 4.8975 | 3.93 | 21.3592 | 5.4349 | 3.93 | 1.442% | 0.3705 | 0.36311 | 3959.0061 | 404.1268 | 974.6501 | 2580.2292 | 3981.305 | 0 | 0 | 3981.305 | 0.00444%
2027 | 157 | 157-1928R | Tier-3 | Tier-3---11 | 5--4 | 60 | 2 | 379.4778 | 92.67% | 6.848% | 0.4867% | 3.3992 | 0 | 0 | 3.3992 | 0 | 3.0933 | 0.21294 | 14.5266 | 3.0933 | 0.21294 | 14.5266 | 3.4326 | 0.2363 | 14.5266 | 0.8958% | 0.2812 | 0.27849 | 1349.4751 | 199.7127 | 87.7056 | 1062.0567 | 1350.4412 | 0 | 0 | 1350.4412 | 0.0007135%
2027 | 157 | 157-204R | Tier-3 | Tier-3---11 | 5--4 | 213 | 3 | 728.9999 | 94.73% | 4.338% | 0.9356% | 2.8206 | 0 | 0 | 2.8206 | 0 | 2.5667 | 0.31941 | 8.0359 | 2.5667 | 0.31941 | 8.0359 | 2.8483 | 0.35445 | 8.0359 | 0.3869% | 0.32777 | 0.32643 | 2224.1461 | 315.248 | 151.9679 | 1756.9302 | 2224.6271 | 0 | 0 | 2224.6271 | 0.000592%
2027 | 157 | 157-232R | Tier-3 | Tier-3---11 | 5--4 | 250 | 4 | 737.6356 | 80.19% | 18.85% | 0.9654% | 2.7445 | 0 | 0 | 2.7445 | 0 | 2.4974 | 0.42587 | 5.8642 | 2.4974 | 0.42587 | 5.8642 | 2.7714 | 0.4726 | 5.8642 | 0.3721% | 0.32167 | 0.32018 | 2293.1426 | 264.1373 | 427.4504 | 1601.5549 | 2295.2607 | 0 | 0 | 2295.2607 | 0.0005761%
2027 | 157 | 157-257R | Tier-3 | Tier-3---14 | 5--4 | 554 | 15 | 854.144 | 56.45% | 41.98% | 1.572% | 3.7857 | 0 | 0 | 3.7857 | 0 | 3.445 | 1.597 | 2.1571 | 3.445 | 1.597 | 2.1571 | 3.8229 | 1.7722 | 2.1571 | 0.4432% | 0.36686 | 0.36398 | 2328.2535 | 169.8306 | 913.7375 | 1244.6854 | 2336.2787 | 0 | 0 | 2336.2787 | 0.0007946%
2027 | 157 | 157-273R | Tier-3 | Tier-3---14 | 5--4 | 173 | 4 | 480.7998 | 81.05% | 17.89% | 1.052% | 2.6131 | 0 | 0 | 2.6131 | 0 | 2.3779 | 0.42587 | 5.5835 | 2.3779 | 0.42587 | 5.5835 | 2.6388 | 0.4726 | 5.5835 | 0.5435% | 0.32295 | 0.32079 | 1488.7712 | 174.3464 | 278.1483 | 1036.2764 | 1490.6752 | 0 | 0 | 1490.6752 | 0.0005485%
2027 | 157 | 157-81R | Tier-3 | Tier-3---3 | 5--5 | 675 | 32 | 2882.5826 | 80.96% | 18.44% | 0.5996% | 32.0829 | 0 | 0 | 32.0829 | 0 | 29.195 | 3.407 | 8.5692 | 29.195 | 3.407 | 8.5692 | 32.3982 | 3.7808 | 8.5692 | 1.113% | 0.38414 | 0.37885 | 7504.0834 | 990.345 | 1294.8297 | 5218.9087 | 7524.0047 | 0 | 0 | 7524.0047 | 0.006734%
2027 | 168 | 168-702F | Tier-1 | Non-HFTD---5 | 3--3 | 160 | 9 | 31.8762 | 89.8% | 0% | 10.2% | 0.46694 | 0 | 0 | 0.46694 | 0 | 0.42491 | 0.95822 | 0.44344 | 0.42491 | 0.95822 | 0.44344 | 0.47153 | 1.0633 | 0.44344 | 1.465% | 0.018904 | 0.018596 | 1686.196 | 324.8328 | 315.7054 | 1045.6578 | 1689.0484 | 0 | 0 | 1689.0484 | 9.801e-05%
2027 | 175 | 175-2024R | Tier-2 | Tier-2---5 | 5--5 | 103 | 5 | 563.0882 | 93.71% | 5.71% | 0.5784% | 7.4285 | 0 | 0 | 7.4285 | 0 | 6.7598 | 0.53234 | 12.6983 | 6.7598 | 0.53234 | 12.6983 | 7.5015 | 0.59075 | 12.6983 | 1.319% | 0.19114 | 0.18845 | 2945.925 | 621.2029 | 162.2415 | 2162.4806 | 2948.5702 | 0 | 0 | 2948.5702 | 0.001559%
2027 | 175 | 175-64R | Tier-3 | Tier-3---11 | 5--5 | 239 | 10 | 731.7191 | 85.48% | 13.53% | 0.984% | 7.5897 | 0 | 0 | 7.5897 | 0 | 6.9065 | 1.0647 | 6.4869 | 6.9065 | 1.0647 | 6.4869 | 7.6643 | 1.1815 | 6.4869 | 1.037% | 0.20232 | 0.19987 | 3616.5854 | 555.855 | 463.329 | 2597.4013 | 3623.0343 | 0 | 0 | 3623.0343 | 0.001593%
2027 | 175 | 175-90R | Tier-3 | Tier-3---9 | 5--5 | 300 | 6 | 894.6693 | 80.29% | 18.79% | 0.921% | 4.1665 | 0 | 0 | 4.1665 | 0 | 3.7914 | 0.63881 | 5.9351 | 3.7914 | 0.63881 | 5.9351 | 4.2074 | 0.7089 | 5.9351 | 0.4657% | 0.20491 | 0.20372 | 4366.1148 | 584.0624 | 757.6208 | 3024.4316 | 4371.1345 | 0 | 0 | 4371.1345 | 0.0008745%
2027 | 175 | 175-94R | Tier-2 | Tier-2---10 | 5--4 | 52 | 6 | 275.6722 | 39.95% | 59.59% | 0.4576% | 3.6854 | 0 | 0 | 3.6854 | 0 | 3.3537 | 0.63881 | 5.2499 | 3.3537 | 0.63881 | 5.2499 | 3.7216 | 0.7089 | 5.2499 | 1.337% | 0.16555 | 0.16001 | 1665.1861 | 117.2564 | 895.8047 | 652.125 | 1699.8026 | 0 | 0 | 1699.8026 | 0.0007736%
2027 | 176 | 176-161R | Tier-3 | Tier-3---5 | 5--5 | 236 | 3 | 1442.7596 | 90.39% | 9.157% | 0.4576% | 4.8073 | 0 | 0 | 4.8073 | 0 | 4.3746 | 0.31941 | 13.696 | 4.3746 | 0.31941 | 13.696 | 4.8545 | 0.35445 | 13.696 | 0.3332% | 0.22417 | 0.22334 | 6436.0353 | 957.8537 | 605.899 | 4872.2826 | 6438.3248 | 0 | 0 | 6438.3248 | 0.001009%
2027 | 176 | 176-164R | Tier-3 | Tier-3---11 | 5--5 | 131 | 1 | 613.402 | 87.29% | 12.01% | 0.6968% | 1.1854 | 0 | 0 | 1.1854 | 0 | 1.0787 | 0.10647 | 10.1314 | 1.0787 | 0.10647 | 10.1314 | 1.197 | 0.11815 | 10.1314 | 0.1932% | 0.20727 | 0.20681 | 2959.4233 | 422.7131 | 329.6607 | 2207.0495 | 2960.2575 | 0 | 0 | 2960.2575 | 0.0002488%
2027 | 176 | 176-1834R | Tier-3 | Tier-3---5 | 5--5 | 312 | 3 | 1527.634 | 81.51% | 17.94% | 0.5573% | 3.472 | 0 | 0 | 3.472 | 0 | 3.1595 | 0.31941 | 9.8918 | 3.1595 | 0.31941 | 9.8918 | 3.5061 | 0.35445 | 9.8918 | 0.2273% | 0.23205 | 0.2314 | 6583.3295 | 1087.0711 | 1168.7765 | 4327.4819 | 6586.7337 | 0 | 0 | 6586.7337 | 0.0007288%
2027 | 176 | 176-1836R | Tier-2 | Tier-2---11 | 5--3 | 50 | 4 | 176.1999 | 27.39% | 72.07% | 0.5367% | 1.1197 | 0 | 0 | 1.1197 | 0 | 1.0189 | 0.42587 | 2.3925 | 1.0189 | 0.42587 | 2.3925 | 1.1307 | 0.4726 | 2.3925 | 0.6355% | 0.10638 | 0.10391 | 1656.3379 | 87.619 | 1121.6433 | 447.0755 | 1684.9022 | 0 | 0 | 1684.9022 | 0.000235%
2027 | 176 | 176-194R | Tier-3 | Tier-3---9 | 5--5 | 214 | 4 | 677.779 | 83.64% | 15.51% | 0.8494% | 3.0729 | 0 | 0 | 3.0729 | 0 | 2.7963 | 0.42587 | 6.5659 | 2.7963 | 0.42587 | 6.5659 | 3.1031 | 0.4726 | 6.5659 | 0.4534% | 0.21542 | 0.21425 | 3146.314 | 445.8846 | 458.0112 | 2242.4182 | 3149.1194 | 0 | 0 | 3149.1194 | 0.000645%
2027 | 176 | 176-197F | Tier-3 | Tier-3---5 | 5--5 | 345 | 1 | 1901.6652 | 78.35% | 21.16% | 0.4918% | 1.2525 | 0 | 0 | 1.2525 | 0 | 1.1397 | 0.10647 | 10.7049 | 1.1397 | 0.10647 | 10.7049 | 1.2648 | 0.11815 | 10.7049 | 0.06586% | 0.23242 | 0.23222 | 8182.1472 | 1427.4932 | 1620.6818 | 5133.9723 | 8183.6373 | 0 | 0 | 8183.6373 | 0.0002629%
2027 | 177 | 177-955 | Tier-2 | Tier-2---5 | 5--5 | 176 | 3 | 950.0511 | 33.62% | 66.04% | 0.3363% | 1.5789 | 0 | 0 | 1.5789 | 0 | 1.4368 | 0.31941 | 4.4983 | 1.4368 | 0.31941 | 4.4983 | 1.5944 | 0.35445 | 4.4983 | 0.1662% | 0.11726 | 0.11668 | 8102.2285 | 665.4806 | 4864.4056 | 2572.3423 | 8128.9461 | 0 | 0 | 8128.9461 | 0.0003314%
2027 | 178 | 178-968AE | Tier-2 | Tier-2---18 | 3--3 | 200 | 2 | 15.4322 | 73.56% | 0% | 26.44% | 0.03292 | 0 | 0 | 0.03292 | 0 | 0.029957 | 0.21294 | 0.14068 | 0.029957 | 0.21294 | 0.14068 | 0.033244 | 0.2363 | 0.14068 | 0.2133% | 0.018466 | 0.018413 | 835.6994 | 94.2014 | 379.7988 | 361.6992 | 836.342 | 0 | 0 | 836.342 | 6.91e-06%
2027 | 182 | 182-2240F | Tier-2 | Tier-2---2 | 5--5 | 291 | 9 | 1849.4802 | 64.04% | 35.59% | 0.3658% | 10.623 | 0 | 0 | 10.623 | 0 | 9.6668 | 0.95822 | 10.0883 | 9.6668 | 0.95822 | 10.0883 | 10.7274 | 1.0633 | 10.0883 | 0.5744% | 0.1455 | 0.1442 | 12710.8197 | 2473.4049 | 4337.8066 | 5899.6082 | 12752.1869 | 0 | 0 | 12752.1869 | 0.00223%
2027 | 182 | 182-2250 | Tier-2 | Tier-2---8 | 5--5 | 26 | 9 | 188.3209 | 97.39% | 2.141% | 0.4657% | 18.4118 | 0 | 0 | 18.4118 | 0 | 16.7544 | 0.95822 | 17.485 | 16.7544 | 0.95822 | 17.485 | 18.5927 | 1.0633 | 17.485 | 9.777% | 0.10496 | 0.094421 | 1794.2707 | 286.1267 | 42.0773 | 1466.0666 | 1799.4895 | 0 | 0 | 1799.4895 | 0.003865%
2027 | 182 | 182-2252R | Tier-2 | Tier-2---5 | 5--5 | 104 | 9 | 437.4034 | 92.58% | 6.861% | 0.5557% | 10.163 | 0 | 0 | 10.163 | 0 | 9.2482 | 0.95822 | 9.6515 | 9.2482 | 0.95822 | 9.6515 | 10.2629 | 1.0633 | 9.6515 | 2.323% | 0.11307 | 0.11023 | 3868.3889 | 593.9237 | 259.5961 | 3014.8691 | 3875.7741 | 0 | 0 | 3875.7741 | 0.002133%
2027 | 183 | 183-439 | Tier-2 | Tier-2---14 | 3--5 | 42 | 2 | 138.4322 | 24.55% | 74.86% | 0.5956% | 0.46928 | 0 | 0 | 0.46928 | 0 | 0.42703 | 0.21294 | 2.0054 | 0.42703 | 0.21294 | 2.0054 | 0.47389 | 0.2363 | 2.0054 | 0.339% | 0.018422 | 0.018168 | 7514.4213 | 312.7649 | 5165.0291 | 2036.6274 | 7593.8149 | 0 | 0 | 7593.8149 | 9.85e-05%
2027 | 183 | 183-440 | Tier-2 | Tier-2---12 | 3--5 | 114 | 3 | 173.9797 | 32.16% | 66.62% | 1.222% | 0.42703 | 0 | 0 | 0.42703 | 0 | 0.38859 | 0.31941 | 1.2166 | 0.38859 | 0.31941 | 1.2166 | 0.43123 | 0.35445 | 1.2166 | 0.2454% | 0.025335 | 0.025142 | 6867.059 | 365.5871 | 4285.7066 | 2215.7653 | 6902.8838 | 0 | 0 | 6902.8838 | 8.963e-05%
2027 | 185 | 185-51F | Tier-2 | Tier-2---7 | 4--5 | 260 | 19 | 390.6047 | 65.18% | 33.32% | 1.503% | 5.3952 | 0 | 0 | 5.3952 | 0 | 4.9096 | 2.0229 | 2.427 | 4.9096 | 2.0229 | 2.427 | 5.4483 | 2.2448 | 2.427 | 1.381% | 0.048222 | 0.0472 | 8100.2023 | 1032.7815 | 2609.1587 | 4458.2621 | 8161.2742 | 0 | 0 | 8161.2742 | 0.001132%
2027 | 198 | 198-37R | Tier-2 | Tier-2---9 | 4--5 | 188 | 4 | 225.7204 | 81.18% | 16.94% | 1.877% | 1.1307 | 0 | 0 | 1.1307 | 0 | 1.0289 | 0.42587 | 2.416 | 1.0289 | 0.42587 | 2.416 | 1.1418 | 0.4726 | 2.416 | 0.5009% | 0.030671 | 0.030482 | 7359.4074 | 2410.2174 | 1700.5946 | 3248.5954 | 7368.0044 | 0 | 0 | 7368.0044 | 0.0002373%
2027 | 204 | 204-32R | Tier-2 | Tier-2---11 | 4--4 | 336 | 24 | 174.7993 | 90.03% | 3.465% | 6.507% | 3.2598 | 0 | 0 | 3.2598 | 0 | 2.9663 | 2.5552 | 1.1609 | 2.9663 | 2.5552 | 1.1609 | 3.2918 | 2.8356 | 1.1609 | 1.865% | 0.087106 | 0.085302 | 2006.7428 | 246.9421 | 179.8959 | 1579.9048 | 2010.9757 | 0 | 0 | 2010.9757 | 0.0006842%
2027 | 206 | 206-1105 | Tier-2 | Tier-2---9 | 3--5 | 132 | 4 | 189.805 | 98.58% | 0% | 1.419% | 1.6443 | 0 | 0 | 1.6443 | 0 | 1.4963 | 0.42587 | 3.5135 | 1.4963 | 0.42587 | 3.5135 | 1.6605 | 0.4726 | 3.5135 | 0.8663% | 0.014019 | 0.013896 | 13539.1253 | 2187.5417 | 263.1851 | 11088.3985 | 13540.828 | 0 | 0 | 13540.828 | 0.0003451%
2027 | 206 | 206-1817 | Tier-2 | Tier-2---4 | 4--5 | 413 | 12 | 414.414 | 98.25% | 0% | 1.752% | 3.4307 | 0 | 0 | 3.4307 | 0 | 3.1219 | 1.2776 | 2.4435 | 3.1219 | 1.2776 | 2.4435 | 3.4644 | 1.4178 | 2.4435 | 0.8278% | 0.038208 | 0.037886 | 10846.319 | 1742.1104 | 241.9911 | 8862.2175 | 10847.9341 | 0 | 0 | 10847.9341 | 0.0007201%
2027 | 209 | 209-1769F | Tier-2 | Tier-2---6 | 5--5 | 1069 | 76 | 1246.6839 | 98.28% | 0% | 1.716% | 25.2622 | 0 | 0 | 25.2622 | 0 | 22.9883 | 8.0916 | 2.841 | 22.9883 | 8.0916 | 2.841 | 25.5105 | 8.9794 | 2.841 | 2.026% | 0.11169 | 0.10939 | 11161.7212 | 1795.9566 | 261.2581 | 9104.5065 | 11165.7539 | 0 | 0 | 11165.7539 | 0.005303%
2027 | 210 | 210-172R | Tier-2 | Tier-2---11 | 5--2 | 111 | 9 | 187.8449 | 74.26% | 23.89% | 1.85% | 3.2801 | 0 | 0 | 3.2801 | 0 | 2.9848 | 0.95822 | 3.115 | 2.9848 | 0.95822 | 3.115 | 3.3123 | 1.0633 | 3.115 | 1.746% | 0.32588 | 0.31821 | 576.4292 | 39.7856 | 130.795 | 405.8486 | 580.0017 | 0 | 0 | 580.0017 | 0.0006885%
2027 | 210 | 210-392R | Tier-2 | Tier-2---10 | 5--3 | 221 | 8 | 420.3387 | 65.56% | 32.94% | 1.504% | 2.8929 | 0 | 0 | 2.8929 | 0 | 2.6325 | 0.85175 | 3.0907 | 2.6325 | 0.85175 | 3.0907 | 2.9214 | 0.9452 | 3.0907 | 0.6882% | 0.34771 | 0.34406 | 1208.8925 | 89.1732 | 378.0363 | 741.683 | 1213.3095 | 0 | 0 | 1213.3095 | 0.0006072%
2027 | 210 | 210-394R | Tier-2 | Tier-2---16 | 5--2 | 77 | 15 | 90.8214 | 45.65% | 51.72% | 2.624% | 2.3424 | 0 | 0 | 2.3424 | 0 | 2.1315 | 1.597 | 1.3347 | 2.1315 | 1.597 | 1.3347 | 2.3654 | 1.7722 | 1.3347 | 2.579% | 0.31841 | 0.30043 | 285.2308 | 14.2948 | 124.8192 | 146.1168 | 294.5124 | 0 | 0 | 294.5124 | 0.0004917%
2027 | 210 | 210-9R | Tier-2 | Tier-2---13 | 5--2 | 95 | 17 | 204.3186 | 25.26% | 73.76% | 0.9801% | 2.6784 | 0 | 0 | 2.6784 | 0 | 2.4373 | 1.81 | 1.3466 | 2.4373 | 1.81 | 1.3466 | 2.7047 | 2.0085 | 1.3466 | 1.311% | 0.31397 | 0.29768 | 650.7604 | 21.6073 | 447.6112 | 181.5419 | 677.3821 | 0 | 0 | 677.3821 | 0.0005622%
2027 | 211 | 211-279R | Tier-2 | Tier-2---10 | 5--3 | 293 | 7 | 472.6727 | 73.92% | 24.32% | 1.766% | 2.4207 | 0 | 0 | 2.4207 | 0 | 2.2028 | 0.74528 | 2.9557 | 2.2028 | 0.74528 | 2.9557 | 2.4445 | 0.82705 | 2.9557 | 0.5121% | 0.37314 | 0.37055 | 1266.7597 | 81.8701 | 334.8802 | 850.0094 | 1269.0647 | 0 | 0 | 1269.0647 | 0.0005081%
2027 | 211 | 211-312R | Tier-2 | Tier-2---8 | 5--3 | 420 | 20 | 754.0624 | 63.09% | 35.39% | 1.526% | 6.5694 | 0 | 0 | 6.5694 | 0 | 5.978 | 2.1294 | 2.8074 | 5.978 | 2.1294 | 2.8074 | 6.6339 | 2.363 | 2.8074 | 0.8712% | 0.39031 | 0.38492 | 1931.9795 | 162.2508 | 643.7527 | 1125.9761 | 1941.9658 | 0 | 0 | 1941.9658 | 0.001379%
2027 | 211 | 211-771R | Tier-3 | Tier-3---14 | 5--4 | 279 | 15 | 617.3051 | 73.22% | 25.44% | 1.334% | 7.0476 | 0 | 0 | 7.0476 | 0 | 6.4132 | 1.597 | 4.0157 | 6.4132 | 1.597 | 4.0157 | 7.1168 | 1.7722 | 4.0157 | 1.142% | 0.3743 | 0.36847 | 1649.207 | 127.1804 | 388.1922 | 1133.8343 | 1656.2011 | 0 | 0 | 1656.2011 | 0.001479%
2027 | 212 | 212-1177R | Tier-2 | Tier-2---8 | 5--4 | 287 | 5 | 484.9484 | 83.96% | 14.37% | 1.67% | 2.0571 | 0 | 0 | 2.0571 | 0 | 1.872 | 0.53234 | 3.5165 | 1.872 | 0.53234 | 3.5165 | 2.0774 | 0.59075 | 3.5165 | 0.4242% | 0.15054 | 0.14978 | 3221.4606 | 348.4219 | 528.8758 | 2344.1629 | 3224.0842 | 0 | 0 | 3224.0842 | 0.0004318%
2027 | 212 | 212-1204R | Tier-2 | Tier-2---8 | 5--4 | 219 | 2 | 431.7599 | 82.12% | 16.51% | 1.365% | 0.93902 | 0 | 0 | 0.93902 | 0 | 0.8545 | 0.21294 | 4.0129 | 0.8545 | 0.21294 | 4.0129 | 0.94825 | 0.2363 | 4.0129 | 0.2175% | 0.19221 | 0.1917 | 2246.3396 | 244.3912 | 383.4547 | 1618.4937 | 2247.4061 | 0 | 0 | 2247.4061 | 0.0001971%
2027 | 212 | 212-638R | Tier-2 | Tier-2---11 | 5--4 | 79 | 2 | 157.455 | 96.47% | 1.863% | 1.664% | 1.1152 | 0 | 0 | 1.1152 | 0 | 1.0148 | 0.21294 | 4.7659 | 1.0148 | 0.21294 | 4.7659 | 1.1262 | 0.2363 | 4.7659 | 0.7083% | 0.10708 | 0.10629 | 1470.5114 | 155.1186 | 63.8116 | 1251.5811 | 1470.895 | 0 | 0 | 1470.895 | 0.0002341%
2027 | 212 | 212-725R | Tier-3 | Tier-3---10 | 5--5 | 218 | 7 | 749.6423 | 94.58% | 4.636% | 0.779% | 6.6026 | 0 | 0 | 6.6026 | 0 | 6.0083 | 0.74528 | 8.0618 | 6.0083 | 0.74528 | 8.0618 | 6.6675 | 0.82705 | 8.0618 | 0.8808% | 0.13941 | 0.13811 | 5377.288 | 738.7725 | 258.1994 | 4380.3161 | 5380.0252 | 0 | 0 | 5380.0252 | 0.001386%
2027 | 212 | 212-734R | Tier-2 | Tier-2---10 | 5--4 | 273 | 7 | 405.6391 | 93.64% | 4.241% | 2.118% | 2.8245 | 0 | 0 | 2.8245 | 0 | 2.5702 | 0.74528 | 3.4487 | 2.5702 | 0.74528 | 3.4487 | 2.8522 | 0.82705 | 3.4487 | 0.6963% | 0.17753 | 0.17621 | 2284.84 | 188.9421 | 239.3419 | 1856.5561 | 2285.9285 | 0 | 0 | 2285.9285 | 0.0005929%
2027 | 212 | 212-739R | Tier-3 | Tier-3---15 | 5--4 | 201 | 11 | 301.7157 | 89.07% | 9.028% | 1.906% | 4.2649 | 0 | 0 | 4.2649 | 0 | 3.881 | 1.1712 | 3.3138 | 3.881 | 1.1712 | 3.3138 | 4.3068 | 1.2996 | 3.3138 | 1.414% | 0.13097 | 0.12889 | 2303.7005 | 251.0522 | 237.9772 | 1814.6711 | 2307.7625 | 0 | 0 | 2307.7625 | 0.0008952%
2027 | 212 | 212-743R | Tier-2 | Tier-2---13 | 5--3 | 71 | 16 | 81.923 | 90.82% | 6.613% | 2.567% | 4.8623 | 0 | 0 | 4.8623 | 0 | 4.4247 | 1.7035 | 2.5974 | 4.4247 | 1.7035 | 2.5974 | 4.9101 | 1.8904 | 2.5974 | 5.935% | 0.11654 | 0.10893 | 702.9342 | 71.3752 | 58.8304 | 572.7286 | 707.4464 | 0 | 0 | 707.4464 | 0.001021%
2027 | 212 | 212-758R | Tier-2 | Tier-2---8 | 5--4 | 201 | 5 | 381.3507 | 89.63% | 8.808% | 1.561% | 2.4658 | 0 | 0 | 2.4658 | 0 | 2.2438 | 0.53234 | 4.2151 | 2.2438 | 0.53234 | 4.2151 | 2.49 | 0.59075 | 4.2151 | 0.6466% | 0.1427 | 0.14167 | 2672.3387 | 313.5648 | 256.9237 | 2101.8502 | 2674.352 | 0 | 0 | 2674.352 | 0.0005176%
2027 | 212 | 212-773R | Tier-2 | Tier-2---5 | 5--4 | 297 | 18 | 677.1103 | 83.18% | 15.77% | 1.046% | 9.8993 | 0 | 0 | 9.8993 | 0 | 9.0082 | 1.9164 | 4.7005 | 9.0082 | 1.9164 | 4.7005 | 9.9966 | 2.1267 | 4.7005 | 1.462% | 0.19881 | 0.19532 | 3405.7885 | 402.585 | 522.8709 | 2480.3327 | 3416.0357 | 0 | 0 | 3416.0357 | 0.002078%
2027 | 212 | 212-799R | Tier-2 | Tier-2---10 | 5--4 | 115 | 8 | 254.923 | 88.52% | 10.12% | 1.358% | 4.5525 | 0 | 0 | 4.5525 | 0 | 4.1427 | 0.85175 | 4.8638 | 4.1427 | 0.85175 | 4.8638 | 4.5972 | 0.9452 | 4.8638 | 1.786% | 0.12493 | 0.12241 | 2040.5268 | 236.751 | 211.9535 | 1591.8223 | 2045.3493 | 0 | 0 | 2045.3493 | 0.0009556%
2027 | 212 | 212-880R | Tier-2 | Tier-2---16 | 5--2 | 31 | 1 | 30.3116 | 92.5% | 4.382% | 3.114% | 0.2623 | 0 | 0 | 0.2623 | 0 | 0.23869 | 0.10647 | 2.2419 | 0.23869 | 0.10647 | 2.2419 | 0.26488 | 0.11815 | 2.2419 | 0.8654% | 0.10736 | 0.10636 | 282.3367 | 28.4993 | 19.5005 | 234.337 | 282.5366 | 0 | 0 | 282.5366 | 5.506e-05%
2027 | 212 | 212-886R | Tier-2 | Tier-2---8 | 5--4 | 155 | 13 | 472.8052 | 94.27% | 4.633% | 1.099% | 10.8407 | 0 | 0 | 10.8407 | 0 | 9.8649 | 1.3841 | 7.1274 | 9.8649 | 1.3841 | 7.1274 | 10.9473 | 1.5359 | 7.1274 | 2.293% | 0.18767 | 0.1831 | 2519.3545 | 323.5371 | 126.2126 | 2069.6048 | 2522.9542 | 0 | 0 | 2522.9542 | 0.002275%
2027 | 212 | 212-888R | Tier-2 | Tier-2---8 | 5--4 | 147 | 12 | 346.5382 | 90.95% | 7.817% | 1.237% | 7.461 | 0 | 0 | 7.461 | 0 | 6.7894 | 1.2776 | 5.3141 | 6.7894 | 1.2776 | 5.3141 | 7.5343 | 1.4178 | 5.3141 | 2.153% | 0.13116 | 0.12805 | 2642.179 | 334.1686 | 213.131 | 2094.8795 | 2647.9797 | 0 | 0 | 2647.9797 | 0.001566%
2027 | 214 | 214-1122R | Tier-3 | Tier-3---3 | 5--5 | 446 | 10 | 2893.3725 | 90.28% | 9.311% | 0.4067% | 16.9852 | 0 | 0 | 16.9852 | 0 | 15.4563 | 1.0647 | 14.5173 | 15.4563 | 1.0647 | 14.5173 | 17.1522 | 1.1815 | 14.5173 | 0.587% | 0.26918 | 0.26743 | 10749.0069 | 1574.7708 | 951.5348 | 8222.7013 | 10755.8431 | 0 | 0 | 10755.8431 | 0.003565%
2027 | 214 | 214-1135R | Tier-3 | Tier-3---6 | 4--5 | 285 | 20 | 805.3146 | 95.2% | 3.81% | 0.9931% | 15.6017 | 0 | 0 | 15.6017 | 0 | 14.1973 | 2.1294 | 6.6674 | 14.1973 | 2.1294 | 6.6674 | 15.755 | 2.363 | 6.6674 | 1.937% | 0.090777 | 0.08893 | 8871.3507 | 1468.4713 | 438.4999 | 6964.3795 | 8880.2026 | 0 | 0 | 8880.2026 | 0.003275%
2027 | 214 | 214-17AE | Tier-3 | Tier-3---17 | 4--4 | 157 | 15 | 127.491 | 90.35% | 5.503% | 4.145% | 3.1916 | 0 | 0 | 3.1916 | 0 | 2.9043 | 1.597 | 1.8186 | 2.9043 | 1.597 | 1.8186 | 3.2229 | 1.7722 | 1.8186 | 2.503% | 0.071957 | 0.069963 | 1771.7769 | 216.0551 | 150.3479 | 1405.374 | 1776.6483 | 0 | 0 | 1776.6483 | 0.0006699%
2027 | 214 | 214-4R | Tier-3 | Tier-3---17 | 4--4 | 94 | 1 | 89.6399 | 90.66% | 5.945% | 3.4% | 0.25071 | 0 | 0 | 0.25071 | 0 | 0.22814 | 0.10647 | 2.1428 | 0.22814 | 0.10647 | 2.1428 | 0.25317 | 0.11815 | 2.1428 | 0.2797% | 0.059676 | 0.059491 | 1502.1196 | 200.0517 | 124.6473 | 1177.4206 | 1502.554 | 0 | 0 | 1502.554 | 5.262e-05%
2027 | 214 | 214-536R | Tier-3 | Tier-3---17 | 4--4 | 70 | 1 | 96.9267 | 93.35% | 4.585% | 2.069% | 0.37484 | 0 | 0 | 0.37484 | 0 | 0.3411 | 0.10647 | 3.2037 | 0.3411 | 0.10647 | 3.2037 | 0.37852 | 0.11815 | 3.2037 | 0.3867% | 0.053744 | 0.053521 | 1803.5024 | 246.1785 | 178.6516 | 1378.6723 | 1804.0016 | 0 | 0 | 1804.0016 | 7.868e-05%
2027 | 214 | 214-583R | Tier-3 | Tier-3---13 | 4--5 | 174 | 3 | 328.9866 | 94.06% | 4.474% | 1.469% | 1.5472 | 0 | 0 | 1.5472 | 0 | 1.4079 | 0.31941 | 4.4079 | 1.4079 | 0.31941 | 4.4079 | 1.5624 | 0.35445 | 4.4079 | 0.4703% | 0.070413 | 0.070061 | 4672.2426 | 712.2083 | 352.9213 | 3607.1129 | 4673.6378 | 0 | 0 | 4673.6378 | 0.0003248%
2027 | 214 | 214-613R | Tier-3 | Tier-3---14 | 5--3 | 196 | 11 | 480.8617 | 49.89% | 49.25% | 0.8586% | 3.9044 | 0 | 0 | 3.9044 | 0 | 3.5529 | 1.1712 | 3.0337 | 3.5529 | 1.1712 | 3.0337 | 3.9427 | 1.2996 | 3.0337 | 0.8119% | 0.43289 | 0.42584 | 1110.8228 | 86.441 | 501.4412 | 522.9406 | 1120.0326 | 0 | 0 | 1120.0326 | 0.0008195%
2027 | 214 | 214-647R | Tier-3 | Tier-3---8 | 5--5 | 264 | 2 | 2287.3818 | 92.77% | 6.976% | 0.2574% | 4.6618 | 0 | 0 | 4.6618 | 0 | 4.2422 | 0.21294 | 19.9222 | 4.2422 | 0.21294 | 19.9222 | 4.7076 | 0.2363 | 19.9222 | 0.2038% | 0.23844 | 0.23791 | 9593.2735 | 1427.6996 | 628.6999 | 7536.874 | 9594.8014 | 0 | 0 | 9594.8014 | 0.0009785%
2027 | 215 | 215-1531R | Tier-2 | Tier-2---2 | 5--5 | 256 | 19 | 1398.9852 | 84.15% | 15.42% | 0.4283% | 25.3387 | 0 | 0 | 25.3387 | 0 | 23.0579 | 2.0229 | 11.3984 | 23.0579 | 2.0229 | 11.3984 | 25.5878 | 2.2448 | 11.3984 | 1.811% | 0.20291 | 0.19854 | 6894.5825 | 1039.1679 | 1002.2008 | 4853.2138 | 6918.6188 | 0 | 0 | 6918.6188 | 0.005319%
2027 | 215 | 215-1534R | Tier-2 | Tier-2---1 | 5--5 | 243 | 11 | 1734.1452 | 88.98% | 10.7% | 0.3246% | 20.2564 | 0 | 0 | 20.2564 | 0 | 18.433 | 1.1712 | 15.7392 | 18.433 | 1.1712 | 15.7392 | 20.4554 | 1.2996 | 15.7392 | 1.168% | 0.1982 | 0.1956 | 8749.2684 | 1441.1188 | 882.1072 | 6426.0424 | 8762.0942 | 0 | 0 | 8762.0942 | 0.004252%
2027 | 215 | 215-1544R | Tier-2 | Tier-2---8 | 5--4 | 53 | 7 | 205.9069 | 87.21% | 11.98% | 0.8132% | 6.878 | 0 | 0 | 6.878 | 0 | 6.2589 | 0.74528 | 8.398 | 6.2589 | 0.74528 | 8.398 | 6.9456 | 0.82705 | 8.398 | 3.34% | 0.10891 | 0.10474 | 1890.6466 | 333.0962 | 217.1495 | 1340.4009 | 1900.2771 | 0 | 0 | 1900.2771 | 0.001444%
2027 | 215 | 215-38R | Tier-3 | Tier-3---10 | 5--5 | 126 | 3 | 650.1784 | 91.15% | 8.25% | 0.6037% | 4.0919 | 0 | 0 | 4.0919 | 0 | 3.7236 | 0.31941 | 11.6578 | 3.7236 | 0.31941 | 11.6578 | 4.1321 | 0.35445 | 11.6578 | 0.6293% | 0.12528 | 0.12441 | 5189.8024 | 828.3476 | 472.2938 | 3889.161 | 5192.997 | 0 | 0 | 5192.997 | 0.0008589%
2027 | 216 | 216-1859F | Tier-3 | Tier-3---4 | 5--5 | 268 | 8 | 1336.0946 | 91.63% | 7.965% | 0.4046% | 10.5981 | 0 | 0 | 10.5981 | 0 | 9.6442 | 0.85175 | 11.3228 | 9.6442 | 0.85175 | 11.3228 | 10.7023 | 0.9452 | 11.3228 | 0.7932% | 0.15704 | 0.15568 | 8507.7615 | 1421.0211 | 648.1937 | 6438.5467 | 8513.9795 | 0 | 0 | 8513.9795 | 0.002225%
2027 | 217 | 217-41AE | Tier-2 | Tier-2---8 | 5--4 | 456 | 24 | 548.1248 | 61.28% | 37.04% | 1.683% | 5.1267 | 0 | 0 | 5.1267 | 0 | 4.6652 | 2.5552 | 1.8257 | 4.6652 | 2.5552 | 1.8257 | 5.1771 | 2.8356 | 1.8257 | 0.9353% | 0.19664 | 0.19364 | 2787.4845 | 272.106 | 973.6181 | 1541.7603 | 2804.2139 | 0 | 0 | 2804.2139 | 0.001076%
2027 | 217 | 217-48AE | Tier-2 | Tier-2---8 | 5--4 | 344 | 17 | 701.5771 | 53.79% | 44.81% | 1.4% | 5.4082 | 0 | 0 | 5.4082 | 0 | 4.9214 | 1.81 | 2.7191 | 4.9214 | 1.81 | 2.7191 | 5.4614 | 2.0085 | 2.7191 | 0.7709% | 0.20236 | 0.19946 | 3466.9889 | 313.4539 | 1406.954 | 1746.581 | 3490.2836 | 0 | 0 | 3490.2836 | 0.001135%
2027 | 217 | 217-835R | Tier-3 | Tier-3---5 | 5--5 | 319 | 7 | 1459.42 | 90.56% | 8.764% | 0.6769% | 8.4104 | 0 | 0 | 8.4104 | 0 | 7.6534 | 0.74528 | 10.2692 | 7.6534 | 0.74528 | 10.2692 | 8.4931 | 0.82705 | 10.2692 | 0.5763% | 0.28412 | 0.28231 | 5136.5819 | 779.5394 | 417.5644 | 3939.4781 | 5139.6876 | 0 | 0 | 5139.6876 | 0.001765%
2027 | 217 | 217-837R | Tier-3 | Tier-3---12 | 5--5 | 293 | 20 | 680.508 | 71.93% | 26.93% | 1.134% | 9.6901 | 0 | 0 | 9.6901 | 0 | 8.8178 | 2.1294 | 4.141 | 8.8178 | 2.1294 | 4.141 | 9.7853 | 2.363 | 4.141 | 1.424% | 0.14269 | 0.13987 | 4769.0891 | 589.9072 | 1292.048 | 2887.1339 | 4796.1202 | 0 | 0 | 4796.1202 | 0.002034%
2027 | 217 | 217-972R | Tier-2 | Tier-2---8 | 5--4 | 256 | 12 | 360.9866 | 64.42% | 33.78% | 1.803% | 3.1612 | 0 | 0 | 3.1612 | 0 | 2.8767 | 1.2776 | 2.2516 | 2.8767 | 1.2776 | 2.2516 | 3.1923 | 1.4178 | 2.2516 | 0.8757% | 0.18227 | 0.17979 | 1980.496 | 214.776 | 614.2082 | 1151.5119 | 1990.2069 | 0 | 0 | 1990.2069 | 0.0006635%
2027 | 220 | 220-288R | Tier-3 | Tier-3---14 | 5--4 | 132 | 2 | 437.6752 | 81.99% | 17.08% | 0.9315% | 1.5768 | 0 | 0 | 1.5768 | 0 | 1.4349 | 0.21294 | 6.7385 | 1.4349 | 0.21294 | 6.7385 | 1.5923 | 0.2363 | 6.7385 | 0.3603% | 0.37523 | 0.37358 | 1166.4109 | 131.8052 | 200.8528 | 833.7529 | 1167.3379 | 0 | 0 | 1167.3379 | 0.000331%
2027 | 220 | 220-294R | Tier-3 | Tier-3---14 | 5--3 | 328 | 9 | 720.9399 | 58.97% | 39.92% | 1.12% | 3.3827 | 0 | 0 | 3.3827 | 0 | 3.0782 | 0.95822 | 3.2124 | 3.0782 | 0.95822 | 3.2124 | 3.4159 | 1.0633 | 3.2124 | 0.4692% | 0.44397 | 0.44044 | 1623.8364 | 124.0259 | 599.3861 | 900.4244 | 1629.1812 | 0 | 0 | 1629.1812 | 0.00071%
2027 | 220 | 220-298R | Tier-3 | Tier-3---11 | 5--4 | 614 | 105 | 1053.2838 | 64.6% | 33.51% | 1.887% | 33.7464 | 0 | 0 | 33.7464 | 0 | 30.7087 | 11.1792 | 2.747 | 30.7087 | 11.1792 | 2.747 | 34.078 | 12.4057 | 2.747 | 3.204% | 0.50177 | 0.47688 | 2099.1459 | 164.9638 | 658.2461 | 1275.9359 | 2137.9163 | 0 | 0 | 2137.9163 | 0.007083%
2027 | 221 | 221-1230F | Tier-3 | Tier-3---12 | 4--5 | 97 | 1 | 637.2245 | 99.48% | 0% | 0.5187% | 1.8952 | 0 | 0 | 1.8952 | 0 | 1.7246 | 0.10647 | 16.1985 | 1.7246 | 0.10647 | 16.1985 | 1.9138 | 0.11815 | 16.1985 | 0.2974% | 0.035843 | 0.035736 | 17778.1145 | 2647.4462 | 83.7682 | 15046.9001 | 17778.391 | 0 | 0 | 17778.391 | 0.0003978%
2027 | 221 | 221-23R | Tier-3 | Tier-3---11 | 5--5 | 307 | 4 | 764.9858 | 67.26% | 31.99% | 0.7569% | 1.944 | 0 | 0 | 1.944 | 0 | 1.7691 | 0.42587 | 4.1539 | 1.7691 | 0.42587 | 4.1539 | 1.9631 | 0.4726 | 4.1539 | 0.2541% | 0.19945 | 0.19869 | 3835.5267 | 452.4998 | 1178.7605 | 2204.2664 | 3840.2901 | 0 | 0 | 3840.2901 | 0.0004081%
2027 | 221 | 221-344R | Tier-3 | Tier-3---13 | 5--4 | 293 | 3 | 642.3372 | 83.79% | 15.02% | 1.193% | 1.5982 | 0 | 0 | 1.5982 | 0 | 1.4543 | 0.31941 | 4.5531 | 1.4543 | 0.31941 | 4.5531 | 1.6139 | 0.35445 | 4.5531 | 0.2488% | 0.2115 | 0.21087 | 3037.0437 | 366.2743 | 441.4951 | 2229.2742 | 3038.5096 | 0 | 0 | 3038.5096 | 0.0003355%
2027 | 221 | 221-37AE | Tier-3 | Tier-3---11 | 5--5 | 244 | 12 | 769.7343 | 85.13% | 14.19% | 0.6769% | 9.3462 | 0 | 0 | 9.3462 | 0 | 8.5049 | 1.2776 | 6.6569 | 8.5049 | 1.2776 | 6.6569 | 9.4381 | 1.4178 | 6.6569 | 1.214% | 0.19925 | 0.19641 | 3863.0999 | 511.5521 | 574.4994 | 2777.0485 | 3871.4088 | 0 | 0 | 3871.4088 | 0.001962%
2027 | 221 | 221-38AE | Tier-3 | Tier-3---17 | 5--3 | 18 | 1 | 225.9712 | 8.218% | 91.4% | 0.3782% | 0.29917 | 0 | 0 | 0.29917 | 0 | 0.27224 | 0.10647 | 2.557 | 0.27224 | 0.10647 | 2.557 | 0.30211 | 0.11815 | 2.557 | 0.1324% | 0.16917 | 0.16645 | 1335.7574 | 19.3633 | 1034.9942 | 281.3999 | 1355.8329 | 0 | 0 | 1355.8329 | 6.28e-05%
2027 | 221 | 221-675R | Tier-2 | Tier-2---8 | 5--4 | 99 | 13 | 383.5958 | 97.43% | 1.747% | 0.8215% | 14.2325 | 0 | 0 | 14.2325 | 0 | 12.9514 | 1.3841 | 9.3573 | 12.9514 | 1.3841 | 9.3573 | 14.3724 | 1.5359 | 9.3573 | 3.71% | 0.22072 | 0.21232 | 1737.9263 | 228.1325 | 87.6764 | 1422.1174 | 1739.6931 | 0 | 0 | 1739.6931 | 0.002987%
2027 | 221 | 221-788 | Tier-3 | Tier-3---12 | 5--5 | 67 | 1 | 677.5152 | 96.42% | 3.298% | 0.2798% | 2.8276 | 0 | 0 | 2.8276 | 0 | 2.5731 | 0.10647 | 24.1676 | 2.5731 | 0.10647 | 24.1676 | 2.8554 | 0.11815 | 24.1676 | 0.4174% | 0.18975 | 0.18893 | 3570.5978 | 586.4326 | 168.8515 | 2815.3137 | 3571.1532 | 0 | 0 | 3571.1532 | 0.0005935%
2027 | 221 | 221-824 | Tier-3 | Tier-3---13 | 5--4 | 106 | 3 | 431.5232 | 83.48% | 15.96% | 0.5616% | 2.9565 | 0 | 0 | 2.9565 | 0 | 2.6904 | 0.31941 | 8.4232 | 2.6904 | 0.31941 | 8.4232 | 2.9856 | 0.35445 | 8.4232 | 0.6851% | 0.18396 | 0.18245 | 2345.6862 | 321.7207 | 355.7349 | 1668.2306 | 2348.8936 | 0 | 0 | 2348.8936 | 0.0006206%
2027 | 222 | 222-1433R | Tier-3 | Tier-3---5 | 5--5 | 123 | 19 | 1073.7524 | 96.43% | 3.224% | 0.3472% | 46.3828 | 0 | 0 | 46.3828 | 0 | 42.2077 | 2.0229 | 20.8649 | 42.2077 | 2.0229 | 20.8649 | 46.8386 | 2.2448 | 20.8649 | 4.32% | 0.37266 | 0.35596 | 2881.3332 | 440.8984 | 92.1003 | 2348.3345 | 2886.1591 | 0 | 0 | 2886.1591 | 0.009736%
2027 | 222 | 222-1523R | Tier-3 | Tier-3---7 | 5--5 | 367 | 8 | 1341.7279 | 81.78% | 17.54% | 0.6801% | 6.9362 | 0 | 0 | 6.9362 | 0 | 6.3118 | 0.85175 | 7.4104 | 6.3118 | 0.85175 | 7.4104 | 7.0043 | 0.9452 | 7.4104 | 0.517% | 0.26901 | 0.26731 | 4987.6805 | 618.9983 | 835.0785 | 3533.6036 | 4993.4626 | 0 | 0 | 4993.4626 | 0.001456%
2027 | 222 | 222-1986R | Tier-3 | Tier-3---1 | 5--5 | 451 | 3 | 6887.3845 | 91.59% | 8.216% | 0.1933% | 12.1688 | 0 | 0 | 12.1688 | 0 | 11.0735 | 0.31941 | 34.669 | 11.0735 | 0.31941 | 34.669 | 12.2884 | 0.35445 | 34.669 | 0.1767% | 0.41507 | 0.41427 | 16593.3004 | 2725.7619 | 1237.4149 | 12630.1236 | 16595.9973 | 0 | 0 | 16595.9973 | 0.002554%
2027 | 222 | 222-1990R | Tier-3 | Tier-3---1 | 5--5 | 287 | 3 | 4318.7821 | 96.21% | 3.588% | 0.2018% | 12.5957 | 0 | 0 | 12.5957 | 0 | 11.4619 | 0.31941 | 35.8851 | 11.4619 | 0.31941 | 35.8851 | 12.7195 | 0.35445 | 35.8851 | 0.2916% | 0.41211 | 0.41086 | 10479.6421 | 1615.523 | 393.9401 | 8470.179 | 10480.8495 | 0 | 0 | 10480.8495 | 0.002644%
2027 | 222 | 222-1992R | Tier-3 | Tier-3---18 | 5--2 | 43 | 2 | 77.8798 | 51.19% | 47.85% | 0.9609% | 0.53776 | 0 | 0 | 0.53776 | 0 | 0.48935 | 0.21294 | 2.2981 | 0.48935 | 0.21294 | 2.2981 | 0.54305 | 0.2363 | 2.2981 | 0.6905% | 0.22115 | 0.21817 | 352.1575 | 26.3738 | 147.8812 | 177.9024 | 354.5076 | 0 | 0 | 354.5076 | 0.0001129%
2027 | 222 | 222-2013R | Tier-3 | Tier-3---7 | 5--5 | 407 | 9 | 1434.8215 | 80% | 19.3% | 0.6983% | 7.3613 | 0 | 0 | 7.3613 | 0 | 6.6987 | 0.95822 | 6.9908 | 6.6987 | 0.95822 | 6.9908 | 7.4337 | 1.0633 | 6.9908 | 0.513% | 0.27927 | 0.27748 | 5137.7317 | 647.5611 | 923.7481 | 3566.4225 | 5144.3622 | 0 | 0 | 5144.3622 | 0.001545%
2027 | 222 | 222-2085 | Tier-3 | Tier-3---3 | 5--5 | 910 | 28 | 3261.4227 | 83.38% | 16% | 0.6198% | 24.2658 | 0 | 0 | 24.2658 | 0 | 22.0815 | 2.9811 | 7.4071 | 22.0815 | 2.9811 | 7.4071 | 24.5042 | 3.3082 | 7.4071 | 0.744% | 0.35117 | 0.34804 | 9287.3202 | 1207.9834 | 1459.1451 | 6620.1916 | 9301.2157 | 0 | 0 | 9301.2157 | 0.005093%
2027 | 223 | 223-536R | Tier-2 | Tier-2---19 | 1--4 | 8 | 2 | 4.8357 | 94.16% | 0% | 5.835% | 0.33013 | 0 | 0 | 0.33013 | 0 | 0.30041 | 0.21294 | 1.4108 | 0.30041 | 0.21294 | 1.4108 | 0.33337 | 0.2363 | 1.4108 | 6.827% | 0.0018852 | 0.0017485 | 2565.0639 | 388.8234 | 137.2862 | 2038.9544 | 2576.7642 | 0 | 0 | 2576.7642 | 6.929e-05%
2027 | 230 | 230-127AE | Tier-2 | Tier-2---7 | 5--5 | 269 | 45 | 422.4651 | 76.79% | 21.48% | 1.73% | 15.7375 | 0 | 0 | 15.7375 | 0 | 14.3209 | 4.7911 | 2.9891 | 14.3209 | 4.7911 | 2.9891 | 15.8922 | 5.3167 | 2.9891 | 3.725% | 0.093988 | 0.089429 | 4494.8739 | 563.2432 | 960.6446 | 2970.9861 | 4548.0731 | 0 | 0 | 4548.0731 | 0.003303%
2027 | 230 | 230-133AE | Tier-2 | Tier-2---6 | 5--5 | 328 | 16 | 947.6516 | 88.55% | 10.64% | 0.8078% | 11.8711 | 0 | 0 | 11.8711 | 0 | 10.8025 | 1.7035 | 6.3414 | 10.8025 | 1.7035 | 6.3414 | 11.9878 | 1.8904 | 6.3414 | 1.253% | 0.095565 | 0.094213 | 9916.3461 | 1445.4329 | 1050.4793 | 7420.4339 | 9932.6359 | 0 | 0 | 9932.6359 | 0.002492%
2027 | 230 | 230-1586R | Tier-2 | Tier-2---7 | 4--5 | 245 | 32 | 476.4865 | 62.01% | 36.72% | 1.273% | 11.1915 | 0 | 0 | 11.1915 | 0 | 10.1841 | 3.407 | 2.9892 | 10.1841 | 3.407 | 2.9892 | 11.3015 | 3.7808 | 2.9892 | 2.349% | 0.084625 | 0.08142 | 5630.5637 | 561.1393 | 2038.0856 | 3031.3388 | 5714.7773 | 0 | 0 | 5714.7773 | 0.002349%
2027 | 230 | 230-1606R | Tier-2 | Tier-2---11 | 4--4 | 71 | 3 | 185.0767 | 40.42% | 58.67% | 0.9045% | 0.91673 | 0 | 0 | 0.91673 | 0 | 0.83421 | 0.31941 | 2.6118 | 0.83421 | 0.31941 | 2.6118 | 0.92574 | 0.35445 | 2.6118 | 0.4953% | 0.062818 | 0.062048 | 2946.2367 | 194.5466 | 1610.7155 | 1140.9746 | 2968.0119 | 0 | 0 | 2968.0119 | 0.0001924%
2027 | 230 | 230-181 | Tier-2 | Tier-2---9 | 4--4 | 52 | 3 | 148.8171 | 90.62% | 8.321% | 1.055% | 2.2564 | 0 | 0 | 2.2564 | 0 | 2.0533 | 0.31941 | 6.4284 | 2.0533 | 0.31941 | 6.4284 | 2.2786 | 0.35445 | 6.4284 | 1.516% | 0.063241 | 0.062183 | 2353.1666 | 304.6061 | 482.4063 | 1566.1542 | 2356.9207 | 0 | 0 | 2356.9207 | 0.0004736%
2027 | 230 | 230-2060R | Tier-2 | Tier-2---4 | 4--5 | 236 | 16 | 578.2503 | 86.36% | 12.53% | 1.105% | 9.8184 | 0 | 0 | 9.8184 | 0 | 8.9346 | 1.7035 | 5.2449 | 8.9346 | 1.7035 | 5.2449 | 9.9149 | 1.8904 | 5.2449 | 1.698% | 0.088414 | 0.086676 | 6540.2273 | 927.2098 | 823.7907 | 4789.2268 | 6558.1167 | 0 | 0 | 6558.1167 | 0.002061%
2027 | 230 | 230-371AE | Tier-2 | Tier-2---13 | 4--3 | 41 | 5 | 66.0989 | 47.04% | 51.57% | 1.387% | 1.0997 | 0 | 0 | 1.0997 | 0 | 1.0007 | 0.53234 | 1.8798 | 1.0007 | 0.53234 | 1.8798 | 1.1105 | 0.59075 | 1.8798 | 1.664% | 0.059006 | 0.056919 | 1120.2069 | 86.6285 | 524.1056 | 509.4728 | 1141.9558 | 0 | 0 | 1141.9558 | 0.0002308%
2027 | 231 | 231-1136R | Tier-2 | Tier-2---7 | 4--5 | 357 | 14 | 532.5953 | 91.49% | 6.883% | 1.625% | 5.5417 | 0 | 0 | 5.5417 | 0 | 5.0428 | 1.4906 | 3.3832 | 5.0428 | 1.4906 | 3.3832 | 5.5961 | 1.6541 | 3.3832 | 1.041% | 0.054655 | 0.054033 | 9744.7482 | 1528.1869 | 1244.2736 | 6972.2877 | 9754.285 | 0 | 0 | 9754.285 | 0.001163%
2027 | 231 | 231-1635R | Tier-2 | Tier-2---4 | 5--5 | 862 | 131 | 1024.1696 | 93.53% | 4.422% | 2.048% | 42.2169 | 0 | 0 | 42.2169 | 0 | 38.4168 | 13.9474 | 2.7544 | 38.4168 | 13.9474 | 2.7544 | 42.6318 | 15.4776 | 2.7544 | 4.122% | 0.11648 | 0.11134 | 8792.8912 | 1469.9696 | 598.2137 | 6724.7079 | 8819.1181 | 0 | 0 | 8819.1181 | 0.008861%
2027 | 233 | 233-123R | Tier-2 | Tier-2---4 | 4--5 | 412 | 10 | 528.7545 | 93.49% | 4.613% | 1.898% | 3.4795 | 0 | 0 | 3.4795 | 0 | 3.1663 | 1.0647 | 2.9739 | 3.1663 | 1.0647 | 2.9739 | 3.5137 | 1.1815 | 2.9739 | 0.6581% | 0.06125 | 0.060819 | 8632.6707 | 1309.838 | 600.1971 | 6722.6355 | 8636.6552 | 0 | 0 | 8636.6552 | 0.0007303%
2027 | 233 | 233-41R | Tier-2 | Tier-2---9 | 4--5 | 273 | 33 | 183.353 | 90.69% | 5.205% | 4.101% | 5.8293 | 0 | 0 | 5.8293 | 0 | 5.3046 | 3.5135 | 1.5098 | 5.3046 | 3.5135 | 1.5098 | 5.8866 | 3.8989 | 1.5098 | 3.179% | 0.044487 | 0.042928 | 4121.4954 | 626.0879 | 496.8097 | 2998.5978 | 4135.429 | 0 | 0 | 4135.429 | 0.001224%
2027 | 233 | 233-81F | Tier-2 | Tier-2---12 | 3--5 | 99 | 20 | 110.7293 | 80.07% | 17.19% | 2.737% | 5.1943 | 0 | 0 | 5.1943 | 0 | 4.7267 | 2.1294 | 2.2198 | 4.7267 | 2.1294 | 2.2198 | 5.2454 | 2.363 | 2.2198 | 4.691% | 0.02204 | 0.020749 | 5024.0598 | 647.7753 | 960.0108 | 3416.2738 | 5086.3707 | 0 | 0 | 5086.3707 | 0.00109%
2027 | 233 | 233-86F | Tier-2 | Tier-2---8 | 5--5 | 412 | 38 | 706.2331 | 54.32% | 44.07% | 1.616% | 10.2602 | 0 | 0 | 10.2602 | 0 | 9.3366 | 4.0458 | 2.3077 | 9.3366 | 4.0458 | 2.3077 | 10.361 | 4.4897 | 2.3077 | 1.453% | 0.1204 | 0.11718 | 5865.9084 | 518.326 | 2449.0121 | 2898.5703 | 5939.557 | 0 | 0 | 5939.557 | 0.002154%
2027 | 234 | 234-48R | Tier-2 | Tier-2---4 | 4--5 | 334 | 31 | 716.3442 | 96.34% | 2.639% | 1.021% | 18.5756 | 0 | 0 | 18.5756 | 0 | 16.9035 | 3.3005 | 5.1215 | 16.9035 | 3.3005 | 5.1215 | 18.7581 | 3.6626 | 5.1215 | 2.593% | 0.047931 | 0.046641 | 14945.1963 | 2921.5226 | 549.3325 | 11474.3413 | 14960.3265 | 0 | 0 | 14960.3265 | 0.003899%
2027 | 235 | 235-897R | Tier-2 | Tier-2---5 | 5--5 | 241 | 15 | 866.8246 | 43.88% | 55.6% | 0.5206% | 6.8659 | 0 | 0 | 6.8659 | 0 | 6.2479 | 1.597 | 3.9122 | 6.2479 | 1.597 | 3.9122 | 6.9334 | 1.7722 | 3.9122 | 0.7921% | 0.1179 | 0.11577 | 7352.2019 | 570.5761 | 3790.2833 | 2991.3426 | 7428.0412 | 0 | 0 | 7428.0412 | 0.001441%
2027 | 235 | 235-899R | Tier-2 | Tier-2---1 | 5--5 | 531 | 26 | 2436.3247 | 84.48% | 15.14% | 0.3828% | 29.2264 | 0 | 0 | 29.2264 | 0 | 26.5956 | 2.7682 | 9.6076 | 26.5956 | 2.7682 | 9.6076 | 29.5136 | 3.0719 | 9.6076 | 1.2% | 0.15496 | 0.15276 | 15721.7941 | 2441.7508 | 2344.0438 | 10935.9995 | 15756.9365 | 0 | 0 | 15756.9365 | 0.006135%
2027 | 236 | 236-1535R | Tier-3 | Tier-3---4 | 5--5 | 252 | 18 | 1123.8498 | 89.29% | 10.22% | 0.4922% | 20.7861 | 0 | 0 | 20.7861 | 0 | 18.915 | 1.9164 | 9.8699 | 18.915 | 1.9164 | 9.8699 | 20.9903 | 2.1267 | 9.8699 | 1.85% | 0.12847 | 0.12581 | 8747.8328 | 1479.3496 | 871.8453 | 6396.6378 | 8767.6538 | 0 | 0 | 8767.6538 | 0.004363%
2027 | 236 | 236-1561R | Tier-3 | Tier-3---13 | 5--4 | 137 | 1 | 444.4117 | 83% | 16.25% | 0.7514% | 0.78076 | 0 | 0 | 0.78076 | 0 | 0.71048 | 0.10647 | 6.6732 | 0.71048 | 0.10647 | 6.6732 | 0.78843 | 0.11815 | 6.6732 | 0.1757% | 0.17766 | 0.17728 | 2501.5323 | 344.8298 | 385.247 | 1771.4555 | 2502.4347 | 0 | 0 | 2502.4347 | 0.0001639%
2027 | 236 | 236-1569R | Tier-3 | Tier-3---8 | 5--5 | 498 | 30 | 2598.3213 | 86.94% | 12.66% | 0.4079% | 39.462 | 0 | 0 | 39.462 | 0 | 35.9099 | 3.1941 | 11.2427 | 35.9099 | 3.1941 | 11.2427 | 39.8499 | 3.5445 | 11.2427 | 1.519% | 0.21435 | 0.2106 | 12122.1344 | 1764.7125 | 1443.2517 | 8914.1702 | 12150.2935 | 0 | 0 | 12150.2935 | 0.008283%
2027 | 236 | 236-1573R | Tier-3 | Tier-3---7 | 5--5 | 192 | 4 | 969.4749 | 84.94% | 14.59% | 0.4654% | 4.9752 | 0 | 0 | 4.9752 | 0 | 4.5274 | 0.42587 | 10.6308 | 4.5274 | 0.42587 | 10.6308 | 5.0241 | 0.4726 | 10.6308 | 0.5132% | 0.18488 | 0.18376 | 5243.9365 | 792.3542 | 712.8146 | 3738.7677 | 5248.7365 | 0 | 0 | 5248.7365 | 0.001044%
2027 | 237 | 237-1761R | Tier-3 | Tier-3---12 | 5--5 | 126 | 3 | 522.7762 | 95.9% | 3.361% | 0.7442% | 3.4615 | 0 | 0 | 3.4615 | 0 | 3.1499 | 0.31941 | 9.8618 | 3.1499 | 0.31941 | 9.8618 | 3.4955 | 0.35445 | 9.8618 | 0.6621% | 0.14935 | 0.14832 | 3500.2866 | 538.7804 | 128.5026 | 2833.0037 | 3501.2856 | 0 | 0 | 3501.2856 | 0.0007266%
2027 | 237 | 237-1765R | Tier-3 | Tier-3---1 | 5--5 | 223 | 8 | 2444.4351 | 92.59% | 7.183% | 0.2234% | 23.5473 | 0 | 0 | 23.5473 | 0 | 21.4278 | 0.85175 | 25.1574 | 21.4278 | 0.85175 | 25.1574 | 23.7788 | 0.9452 | 25.1574 | 0.9633% | 0.25909 | 0.25639 | 9434.877 | 1790.0282 | 634.4518 | 7010.397 | 9442.2234 | 0 | 0 | 9442.2234 | 0.004943%
2027 | 237 | 237-17R | Tier-2 | Tier-2---1 | 5--5 | 536 | 35 | 2654.2774 | 88.95% | 10.68% | 0.3671% | 44.7101 | 0 | 0 | 44.7101 | 0 | 40.6856 | 3.7264 | 10.9182 | 40.6856 | 3.7264 | 10.9182 | 45.1495 | 4.1352 | 10.9182 | 1.684% | 0.15539 | 0.15245 | 17081.2815 | 2840.7254 | 1819.0583 | 12421.4979 | 17117.7058 | 0 | 0 | 17117.7058 | 0.009385%
2027 | 237 | 237-26F | Tier-2 | Tier-2---10 | 5--4 | 113 | 2 | 243.3269 | 22.41% | 76.53% | 1.061% | 0.27991 | 0 | 0 | 0.27991 | 0 | 0.25471 | 0.21294 | 1.1962 | 0.25471 | 0.21294 | 1.1962 | 0.28266 | 0.2363 | 1.1962 | 0.115% | 0.10897 | 0.10841 | 2232.9014 | 83.0982 | 1551.1406 | 598.6626 | 2241.8396 | 0 | 0 | 2241.8396 | 5.875e-05%
2027 | 237 | 237-28F | Tier-2 | Tier-2---7 | 5--5 | 59 | 1 | 276.8464 | 89.51% | 9.983% | 0.5111% | 1.218 | 0 | 0 | 1.218 | 0 | 1.1083 | 0.10647 | 10.41 | 1.1083 | 0.10647 | 10.41 | 1.2299 | 0.11815 | 10.41 | 0.4399% | 0.10804 | 0.10751 | 2562.3441 | 370.7553 | 259.1168 | 1932.4719 | 2563.6723 | 0 | 0 | 2563.6723 | 0.0002557%
2027 | 237 | 237-2R | Tier-3 | Tier-3---2 | 5--5 | 499 | 11 | 3287.5739 | 91.84% | 7.803% | 0.3572% | 19.3017 | 0 | 0 | 19.3017 | 0 | 17.5643 | 1.1712 | 14.9974 | 17.5643 | 1.1712 | 14.9974 | 19.4914 | 1.2996 | 14.9974 | 0.5871% | 0.18156 | 0.1804 | 18107.5885 | 3632.5791 | 1358.7984 | 13116.211 | 18117.0958 | 0 | 0 | 18117.0958 | 0.004051%
2027 | 237 | 237-30R | Tier-3 | Tier-3---1 | 5--5 | 651 | 10 | 6959.5787 | 90.17% | 9.556% | 0.2771% | 27.9543 | 0 | 0 | 27.9543 | 0 | 25.438 | 1.0647 | 23.8926 | 25.438 | 1.0647 | 23.8926 | 28.229 | 1.1815 | 23.8926 | 0.4017% | 0.49249 | 0.49029 | 14131.5489 | 2201.6928 | 1248.2128 | 10681.6433 | 14137.7665 | 0 | 0 | 14137.7665 | 0.005868%
2027 | 239 | 239-2207R | Tier-3 | Tier-3---16 | 4--4 | 127 | 41 | 165.8683 | 90.26% | 7.593% | 2.142% | 14.0172 | 0 | 0 | 14.0172 | 0 | 12.7554 | 4.3652 | 2.9221 | 12.7554 | 4.3652 | 2.9221 | 14.1549 | 4.8441 | 2.9221 | 8.451% | 0.078224 | 0.0709 | 2120.4383 | 333.2176 | 179.7389 | 1607.4818 | 2141.7606 | 0 | 0 | 2141.7606 | 0.002942%
2027 | 239 | 239-2211R | Tier-3 | Tier-3---16 | 5--4 | 55 | 1 | 226.1764 | 90.88% | 8.368% | 0.7485% | 1.0838 | 0 | 0 | 1.0838 | 0 | 0.98628 | 0.10647 | 9.2636 | 0.98628 | 0.10647 | 9.2636 | 1.0945 | 0.11815 | 9.2636 | 0.4792% | 0.11902 | 0.11839 | 1900.3448 | 281.2109 | 151.0924 | 1468.0415 | 1901.2631 | 0 | 0 | 1901.2631 | 0.0002275%
2027 | 239 | 239-2213R | Tier-3 | Tier-3---15 | 5--4 | 134 | 3 | 215.3295 | 82.04% | 16.39% | 1.578% | 1.1469 | 0 | 0 | 1.1469 | 0 | 1.0436 | 0.31941 | 3.2675 | 1.0436 | 0.31941 | 3.2675 | 1.1582 | 0.35445 | 3.2675 | 0.5326% | 0.1294 | 0.12856 | 1664.0021 | 212.2821 | 299.3019 | 1152.4181 | 1665.9556 | 0 | 0 | 1665.9556 | 0.0002407%
2027 | 239 | 239-2215R | Tier-3 | Tier-3---10 | 5--5 | 305 | 31 | 915.8385 | 88.22% | 10.91% | 0.8692% | 23.8146 | 0 | 0 | 23.8146 | 0 | 21.671 | 3.3005 | 6.5659 | 21.671 | 3.3005 | 6.5659 | 24.0486 | 3.6626 | 6.5659 | 2.6% | 0.15408 | 0.14953 | 5944.0776 | 898.9932 | 660.8714 | 4384.2129 | 5965.3445 | 0 | 0 | 5965.3445 | 0.004999%
2027 | 239 | 239-2217R | Tier-3 | Tier-3---16 | 4--4 | 108 | 4 | 444.3449 | 30.41% | 68.9% | 0.6851% | 1.4515 | 0 | 0 | 1.4515 | 0 | 1.3208 | 0.42587 | 3.1014 | 1.3208 | 0.42587 | 3.1014 | 1.4657 | 0.4726 | 3.1014 | 0.3267% | 0.073205 | 0.072419 | 6069.8378 | 288.4259 | 3924.7521 | 1856.6598 | 6115.6975 | 0 | 0 | 6115.6975 | 0.0003047%
2027 | 239 | 239-89R | Tier-3 | Tier-3---17 | 4--4 | 52 | 3 | 82.0466 | 94.42% | 3.771% | 1.81% | 1.2961 | 0 | 0 | 1.2961 | 0 | 1.1794 | 0.31941 | 3.6926 | 1.1794 | 0.31941 | 3.6926 | 1.3088 | 0.35445 | 3.6926 | 1.58% | 0.064786 | 0.063702 | 1266.4282 | 154.9054 | 278.3508 | 833.172 | 1267.6309 | 0 | 0 | 1267.6309 | 0.0002721%
2027 | 240 | 240-1028R | Tier-2 | Tier-2---9 | 4--5 | 165 | 6 | 195.1953 | 90.44% | 7.788% | 1.769% | 1.8617 | 0 | 0 | 1.8617 | 0 | 1.6941 | 0.63881 | 2.652 | 1.6941 | 0.63881 | 2.652 | 1.88 | 0.7089 | 2.652 | 0.9538% | 0.045174 | 0.044698 | 4320.9466 | 718.78 | 412.5342 | 3189.6324 | 4325.3482 | 0 | 0 | 4325.3482 | 0.0003908%
2027 | 240 | 240-1044 | Tier-3 | Tier-3---16 | 4--4 | 71 | 2 | 119.2796 | 91.6% | 7.213% | 1.188% | 0.89254 | 0 | 0 | 0.89254 | 0 | 0.8122 | 0.21294 | 3.8143 | 0.8122 | 0.21294 | 3.8143 | 0.90131 | 0.2363 | 3.8143 | 0.7483% | 0.076308 | 0.075685 | 1563.1261 | 243.3751 | 155.5211 | 1164.2298 | 1564.2076 | 0 | 0 | 1564.2076 | 0.0001873%
2027 | 240 | 240-1148 | Tier-3 | Tier-3---17 | 4--4 | 75 | 5 | 81.4187 | 85.86% | 11.44% | 2.706% | 1.3515 | 0 | 0 | 1.3515 | 0 | 1.2298 | 0.53234 | 2.3102 | 1.2298 | 0.53234 | 2.3102 | 1.3647 | 0.59075 | 2.3102 | 1.66% | 0.037482 | 0.036758 | 2172.1964 | 294.7676 | 257.633 | 1619.7958 | 2178.2534 | 0 | 0 | 2178.2534 | 0.0002837%
2027 | 240 | 240-2004R | Tier-3 | Tier-3---12 | 5--5 | 623 | 49 | 772.9985 | 88.27% | 9.933% | 1.797% | 15.5631 | 0 | 0 | 15.5631 | 0 | 14.1622 | 5.217 | 2.7147 | 14.1622 | 5.217 | 2.7147 | 15.7161 | 5.7893 | 2.7147 | 2.013% | 0.095775 | 0.093591 | 8070.9504 | 1314.8813 | 873.0539 | 5883.0151 | 8093.0485 | 0 | 0 | 8093.0485 | 0.003267%
2027 | 240 | 240-2006R | Tier-3 | Tier-3---12 | 4--5 | 269 | 9 | 539.6343 | 93.67% | 5.127% | 1.207% | 4.9042 | 0 | 0 | 4.9042 | 0 | 4.4628 | 0.95822 | 4.6574 | 4.4628 | 0.95822 | 4.6574 | 4.9524 | 1.0633 | 4.6574 | 0.9088% | 0.06999 | 0.069311 | 7710.1411 | 1171.5655 | 451.3222 | 6087.2534 | 7714.9257 | 0 | 0 | 7714.9257 | 0.001029%
2027 | 240 | 240-2032R | Tier-3 | Tier-3---12 | 5--5 | 344 | 7 | 650.049 | 82.45% | 16.15% | 1.395% | 3.163 | 0 | 0 | 3.163 | 0 | 2.8782 | 0.74528 | 3.862 | 2.8782 | 0.74528 | 3.862 | 3.194 | 0.82705 | 3.862 | 0.4866% | 0.12278 | 0.12205 | 5294.5591 | 720.5691 | 843.0129 | 3730.977 | 5300.0739 | 0 | 0 | 5300.0739 | 0.0006639%
2027 | 242 | 242-1426F | Tier-2 | Tier-2---10 | 5--4 | 117 | 5 | 427.3794 | 25.24% | 74.25% | 0.5092% | 1.3371 | 0 | 0 | 1.3371 | 0 | 1.2167 | 0.53234 | 2.2856 | 1.2167 | 0.53234 | 2.2856 | 1.3502 | 0.59075 | 2.2856 | 0.3129% | 0.10724 | 0.10592 | 3985.1049 | 204.0417 | 2738.8493 | 1042.2139 | 4022.4887 | 0 | 0 | 4022.4887 | 0.0002807%
2027 | 246 | 246-34R | Tier-3 | Tier-3---12 | 4--5 | 436 | 27 | 673.2377 | 73.17% | 25.57% | 1.264% | 8.8464 | 0 | 0 | 8.8464 | 0 | 8.0501 | 2.8746 | 2.8004 | 8.0501 | 2.8746 | 2.8004 | 8.9333 | 3.19 | 2.8004 | 1.314% | 0.070488 | 0.069222 | 9551.097 | 1283.5559 | 2416.0529 | 5851.4883 | 9597.9619 | 0 | 0 | 9597.9619 | 0.001857%
2027 | 247 | 247-46 | Tier-3 | Tier-3---16 | 4--5 | 227 | 28 | 297.9922 | 66.6% | 32.06% | 1.34% | 7.099 | 0 | 0 | 7.099 | 0 | 6.46 | 2.9811 | 2.167 | 6.46 | 2.9811 | 2.167 | 7.1687 | 3.3082 | 2.167 | 2.382% | 0.045228 | 0.043611 | 6588.6081 | 720.5327 | 2027.5414 | 3840.534 | 6670.251 | 0 | 0 | 6670.251 | 0.00149%
2027 | 247 | 247-48 | Tier-2 | Tier-2---16 | 3--3 | 9 | 2 | 19.6012 | 90.45% | 8.053% | 1.494% | 1.1426 | 0 | 0 | 1.1426 | 0 | 1.0397 | 0.21294 | 4.8829 | 1.0397 | 0.21294 | 4.8829 | 1.1538 | 0.2363 | 4.8829 | 5.829% | 0.026216 | 0.024526 | 747.6923 | 111.2463 | 59.7602 | 576.6859 | 752.6093 | 0 | 0 | 752.6093 | 0.0002398%
2027 | 249 | 249-24R | Tier-3 | Tier-3---12 | 5--5 | 464 | 72 | 678.7483 | 77.57% | 20.95% | 1.472% | 23.6937 | 0 | 0 | 23.6937 | 0 | 21.5609 | 7.6657 | 2.8126 | 21.5609 | 7.6657 | 2.8126 | 23.9265 | 8.5068 | 2.8126 | 3.491% | 0.10094 | 0.096395 | 6724.4875 | 983.1026 | 1380.1319 | 4361.253 | 6795.5498 | 0 | 0 | 6795.5498 | 0.004973%
2027 | 252 | 252-129 | Tier-2 | Tier-2---18 | 3--3 | 98 | 7 | 18.3528 | 64.84% | 17.74% | 17.42% | 0.2465 | 0 | 0 | 0.2465 | 0 | 0.22431 | 0.74528 | 0.30097 | 0.22431 | 0.74528 | 0.30097 | 0.24892 | 0.82705 | 0.30097 | 1.343% | 0.02391 | 0.023414 | 767.5898 | 85.4984 | 240.0519 | 442.0395 | 773.2986 | 0 | 0 | 773.2986 | 5.174e-05%
2027 | 276 | 276-228 | Tier-1 | Non-HFTD---2 | 4--3 | 773 | 6 | 268.495 | 8.826% | 86.58% | 4.594% | 0.053339 | 0 | 0 | 0.053339 | 0 | 0.048538 | 0.63881 | 0.075982 | 0.048538 | 0.63881 | 0.075982 | 0.053864 | 0.7089 | 0.075982 | 0.01987% | 0.065634 | 0.065486 | 4090.7919 | 23.5608 | 3645.1421 | 422.089 | 4099.2064 | 0 | 0 | 4099.2064 | 1.12e-05%
2027 | 279 | 279-10AE | Tier-1 | Non-HFTD---3 | 4--3 | 557 | 1 | 159.7004 | 4.111% | 89.82% | 6.071% | 0.0034182 | 0 | 0 | 0.0034182 | 0 | 0.0031105 | 0.10647 | 0.029215 | 0.0031105 | 0.10647 | 0.029215 | 0.0034518 | 0.11815 | 0.029215 | 0.00214% | 0.054414 | 0.054386 | 2934.9129 | 9.6678 | 2666.5516 | 258.6936 | 2936.3789 | 0 | 0 | 2936.3789 | 7.175e-07%
2027 | 283 | 283-55R | Tier-3 | Tier-3---9 | 5--5 | 109 | 11 | 691.0798 | 89.15% | 10.28% | 0.5685% | 18.0317 | 0 | 0 | 18.0317 | 0 | 16.4086 | 1.1712 | 14.0107 | 16.4086 | 1.1712 | 14.0107 | 18.2089 | 1.2996 | 14.0107 | 2.609% | 0.20157 | 0.19567 | 3428.458 | 524.1491 | 347.4063 | 2556.9026 | 3439.6678 | 0 | 0 | 3439.6678 | 0.003785%
2027 | 283 | 283-71F | Tier-3 | Tier-3---13 | 5--4 | 127 | 12 | 488.2766 | 50.8% | 48.52% | 0.6792% | 6.7975 | 0 | 0 | 6.7975 | 0 | 6.1856 | 1.2776 | 4.8415 | 6.1856 | 1.2776 | 4.8415 | 6.8643 | 1.4178 | 4.8415 | 1.392% | 0.19011 | 0.18491 | 2568.3277 | 217.0861 | 1132.2268 | 1219.0148 | 2603.9247 | 0 | 0 | 2603.9247 | 0.001427%
2027 | 288 | 288-149R | Tier-2 | Tier-2---12 | 3--5 | 170 | 32 | 110.4011 | 75.76% | 21.09% | 3.152% | 4.5656 | 0 | 0 | 4.5656 | 0 | 4.1547 | 3.407 | 1.2195 | 4.1547 | 3.407 | 1.2195 | 4.6105 | 3.7808 | 1.2195 | 4.135% | 0.02124 | 0.02008 | 5197.889 | 630.048 | 1286.7386 | 3281.1025 | 5270.6459 | 0 | 0 | 5270.6459 | 0.0009583%
2027 | 288 | 288-2380F | Tier-2 | Tier-2---12 | 4--5 | 43 | 5 | 114.0664 | 66.42% | 32.7% | 0.8812% | 2.5549 | 0 | 0 | 2.5549 | 0 | 2.3249 | 0.53234 | 4.3673 | 2.3249 | 0.53234 | 4.3673 | 2.58 | 0.59075 | 4.3673 | 2.24% | 0.030344 | 0.029321 | 3759.1098 | 411.8777 | 1165.9601 | 2181.2719 | 3803.1591 | 0 | 0 | 3803.1591 | 0.0005363%
2027 | 296 | 296-68F | Tier-2 | Tier-2---21 | 1--2 | 43 | 8 | 1.8827 | 64.81% | 0% | 35.19% | 0.065837 | 0 | 0 | 0.065837 | 0 | 0.05991 | 0.85175 | 0.070338 | 0.05991 | 0.85175 | 0.070338 | 0.066484 | 0.9452 | 0.070338 | 3.497% | 0.0027146 | 0.0025681 | 693.5578 | 98.2554 | 297.2044 | 298.098 | 707.4758 | 0 | 0 | 707.4758 | 1.382e-05%
2027 | 299 | 299-814AE | Tier-1 | Non-HFTD---4 | 2--4 | 100 | 10 | 23.0652 | 91.5% | 0% | 8.496% | 0.61206 | 0 | 0 | 0.61206 | 0 | 0.55697 | 1.0647 | 0.52313 | 0.55697 | 1.0647 | 0.52313 | 0.61807 | 1.1815 | 0.52313 | 2.654% | 0.0089936 | 0.0087328 | 2564.6192 | 490.8786 | 279.5757 | 1794.165 | 2571.1268 | 0 | 0 | 2571.1268 | 0.0001285%
2027 | 300 | 300-483F | Tier-2 | Tier-2---12 | 3--5 | 69 | 1 | 101.1563 | 97.7% | 0% | 2.297% | 0.41538 | 0 | 0 | 0.41538 | 0 | 0.37799 | 0.10647 | 3.5503 | 0.37799 | 0.10647 | 3.5503 | 0.41947 | 0.11815 | 3.5503 | 0.4106% | 0.018397 | 0.01832 | 5498.5218 | 994.0131 | 114.7317 | 4389.777 | 5499.0549 | 0 | 0 | 5499.0549 | 8.719e-05%
2027 | 300 | 300-484F | Tier-2 | Tier-2---9 | 4--5 | 250 | 5 | 230.1484 | 75.7% | 22.04% | 2.261% | 1.0104 | 0 | 0 | 1.0104 | 0 | 0.91947 | 0.53234 | 1.7272 | 0.91947 | 0.53234 | 1.7272 | 1.0204 | 0.59075 | 1.7272 | 0.439% | 0.039922 | 0.03969 | 5764.9522 | 606.5801 | 1692.4173 | 3465.9548 | 5773.1263 | 0 | 0 | 5773.1263 | 0.0002121%
2027 | 305 | 305-32R | Tier-1 | Non-HFTD---1 | 4--5 | 233 | 6 | 633.9034 | 79.92% | 19.23% | 0.8547% | 3.7833 | 0 | 0 | 3.7833 | 0 | 3.4428 | 0.63881 | 5.3893 | 3.4428 | 0.63881 | 5.3893 | 3.8205 | 0.7089 | 5.3893 | 0.5968% | 0.080233 | 0.079634 | 7900.762 | 1041.9386 | 1418.0692 | 5440.7542 | 7912.6986 | 0 | 0 | 7912.6986 | 0.0007941%
2027 | 305 | 305-35R | Tier-1 | Non-HFTD---1 | 4--5 | 152 | 3 | 370.4162 | 85.68% | 13.19% | 1.128% | 1.8165 | 0 | 0 | 1.8165 | 0 | 1.653 | 0.31941 | 5.1752 | 1.653 | 0.31941 | 5.1752 | 1.8344 | 0.35445 | 5.1752 | 0.4904% | 0.074138 | 0.073713 | 4996.3339 | 703.3348 | 666.4871 | 3626.5121 | 5000.4531 | 0 | 0 | 5000.4531 | 0.0003813%
2027 | 307 | 307-1492R | Tier-2 | Tier-2---9 | 4--4 | 39 | 3 | 135.641 | 60.1% | 39.31% | 0.5883% | 1.8186 | 0 | 0 | 1.8186 | 0 | 1.6549 | 0.31941 | 5.1812 | 1.6549 | 0.31941 | 5.1812 | 1.8365 | 0.35445 | 5.1812 | 1.341% | 0.057115 | 0.055841 | 2374.8758 | 235.5368 | 867.2272 | 1272.1118 | 2396.495 | 0 | 0 | 2396.495 | 0.0003817%
2027 | 307 | 307-1538F | Tier-2 | Tier-2---7 | 5--5 | 53 | 11 | 433.4142 | 51.51% | 48.13% | 0.3587% | 13.4378 | 0 | 0 | 13.4378 | 0 | 12.2282 | 1.1712 | 10.4412 | 12.2282 | 1.1712 | 10.4412 | 13.5699 | 1.2996 | 10.4412 | 3.1% | 0.10098 | 0.0949 | 4292.1557 | 366.942 | 1865.6861 | 2059.5276 | 4425.4408 | 0 | 0 | 4425.4408 | 0.002821%
2027 | 307 | 307-1684R | Tier-1 | Non-HFTD---1 | 4--5 | 98 | 10 | 299.1743 | 82.9% | 16.12% | 0.9775% | 7.3394 | 0 | 0 | 7.3394 | 0 | 6.6788 | 1.0647 | 6.273 | 6.6788 | 1.0647 | 6.273 | 7.4116 | 1.1815 | 6.273 | 2.453% | 0.067442 | 0.065447 | 4435.9974 | 605.3114 | 695.0553 | 3135.6307 | 4459.1261 | 0 | 0 | 4459.1261 | 0.001541%
2027 | 307 | 307-234R | Tier-2 | Tier-2---4 | 5--5 | 109 | 14 | 684.1346 | 69.69% | 29.83% | 0.4763% | 17.7588 | 0 | 0 | 17.7588 | 0 | 16.1602 | 1.4906 | 10.8417 | 16.1602 | 1.4906 | 10.8417 | 17.9333 | 1.6541 | 10.8417 | 2.596% | 0.11001 | 0.10591 | 6219.0213 | 711.7212 | 1737.152 | 3770.148 | 6291.9485 | 0 | 0 | 6291.9485 | 0.003728%
2027 | 308 | 308-563AE | Tier-2 | Tier-2---18 | 4--3 | 39 | 1 | 81.5523 | 7.703% | 91.46% | 0.8327% | 0.046711 | 0 | 0 | 0.046711 | 0 | 0.042507 | 0.10647 | 0.39924 | 0.042507 | 0.10647 | 0.39924 | 0.04717 | 0.11815 | 0.39924 | 0.05728% | 0.03316 | 0.032913 | 2459.3887 | 44.7352 | 2075.3977 | 339.2558 | 2476.3942 | 0 | 0 | 2476.3942 | 9.805e-06%
2027 | 311 | 311-1163F | Tier-2 | Tier-2---18 | 3--3 | 14 | 3 | 23.154 | 70.13% | 28.81% | 1.065% | 1.0091 | 0 | 0 | 1.0091 | 0 | 0.91824 | 0.31941 | 2.8748 | 0.91824 | 0.31941 | 2.8748 | 1.019 | 0.35445 | 2.8748 | 4.358% | 0.018623 | 0.017466 | 1243.3167 | 81.357 | 709.3756 | 452.5841 | 1267.9245 | 0 | 0 | 1267.9245 | 0.0002118%
2027 | 311 | 311-1199 | Tier-2 | Tier-2---20 | 3--2 | 15 | 1 | 10.8001 | 28.53% | 67.91% | 3.563% | 0.059562 | 0 | 0 | 0.059562 | 0 | 0.054201 | 0.10647 | 0.50908 | 0.054201 | 0.10647 | 0.50908 | 0.060147 | 0.11815 | 0.50908 | 0.5515% | 0.018336 | 0.017981 | 589.0165 | 20.3604 | 431.6923 | 136.9639 | 597.3163 | 0 | 0 | 597.3163 | 1.25e-05%
2027 | 311 | 311-14R | Tier-2 | Tier-2---14 | 3--4 | 14 | 5 | 246.05 | 7.341% | 92.49% | 0.1658% | 1.8707 | 0 | 0 | 1.8707 | 0 | 1.7023 | 0.53234 | 3.1977 | 1.7023 | 0.53234 | 3.1977 | 1.8891 | 0.59075 | 3.1977 | 0.7603% | 0.018935 | 0.016974 | 12994.1779 | 107.2013 | 11392.857 | 1494.1196 | 14385.2911 | 0 | 0 | 14385.2911 | 0.0003927%
2027 | 311 | 311-43 | Tier-2 | Tier-2---15 | 3--4 | 195 | 13 | 155.2668 | 1.703% | 96.44% | 1.86% | 0.051131 | 0 | 0 | 0.051131 | 0 | 0.046528 | 1.3841 | 0.033616 | 0.046528 | 1.3841 | 0.033616 | 0.051633 | 1.5359 | 0.033616 | 0.03293% | 0.027937 | 0.027397 | 5557.7075 | 11.1328 | 4976.695 | 569.8797 | 5665.4086 | 0 | 0 | 5665.4086 | 1.073e-05%
2027 | 312 | 312-14F | Tier-2 | Tier-2---14 | 3--4 | 53 | 6 | 197.5178 | 0.1105% | 99.63% | 0.2595% | 0.0071631 | 0 | 0 | 0.0071631 | 0 | 0.0065183 | 0.63881 | 0.010204 | 0.0065183 | 0.63881 | 0.010204 | 0.0072335 | 0.7089 | 0.010204 | 0.003627% | 0.018868 | 0.018249 | 10468.4008 | 14.5481 | 9413.1367 | 1040.7161 | 10823.3539 | 0 | 0 | 10823.3539 | 1.504e-06%
2027 | 315 | 315-485AE | Tier-2 | Tier-2---14 | 2--5 | 39 | 5 | 44.4978 | 97.71% | 0% | 2.29% | 1.6165 | 0 | 0 | 1.6165 | 0 | 1.471 | 0.53234 | 2.7633 | 1.471 | 0.53234 | 2.7633 | 1.6324 | 0.59075 | 2.7633 | 3.633% | 0.00637 | 0.0061332 | 6985.5251 | 2468.7203 | 170.1118 | 4346.6929 | 6991.7031 | 0 | 0 | 6991.7031 | 0.0003393%
2027 | 334 | 334-21 | Tier-1 | Non-HFTD---2 | 5--3 | 183 | 3 | 128.6939 | 68.6% | 27.4% | 4% | 0.41972 | 0 | 0 | 0.41972 | 0 | 0.38194 | 0.31941 | 1.1958 | 0.38194 | 0.31941 | 1.1958 | 0.42385 | 0.35445 | 1.1958 | 0.3261% | 0.11474 | 0.11419 | 1121.623 | 145.1568 | 296.7237 | 679.7426 | 1123.3052 | 0 | 0 | 1123.3052 | 8.81e-05%
2027 | 350 | 350-2182R | Tier-2 | Tier-2---13 | 4--3 | 15 | 2 | 36.1393 | 94.02% | 5.411% | 0.5649% | 1.3139 | 0 | 0 | 1.3139 | 0 | 1.1956 | 0.21294 | 5.6148 | 1.1956 | 0.21294 | 5.6148 | 1.3268 | 0.2363 | 5.6148 | 3.636% | 0.068991 | 0.066323 | 523.8262 | 80.2912 | 27.7458 | 415.7892 | 525.0853 | 0 | 0 | 525.0853 | 0.0002758%
2027 | 350 | 350-2188R | Tier-2 | Tier-2---5 | 5--5 | 565 | 46 | 752.4795 | 78.87% | 19.12% | 2.014% | 14.0118 | 0 | 0 | 14.0118 | 0 | 12.7505 | 4.8975 | 2.6035 | 12.7505 | 4.8975 | 2.6035 | 14.1495 | 5.4349 | 2.6035 | 1.862% | 0.15121 | 0.14764 | 4976.3874 | 631.9786 | 954.5279 | 3389.8809 | 5001.8192 | 0 | 0 | 5001.8192 | 0.002941%
2027 | 350 | 350-2192R | Tier-2 | Tier-2---2 | 5--5 | 826 | 97 | 2025.3012 | 87.53% | 11.37% | 1.097% | 60.3705 | 0 | 0 | 60.3705 | 0 | 54.9364 | 10.3274 | 5.3195 | 54.9364 | 10.3274 | 5.3195 | 60.9638 | 11.4605 | 5.3195 | 2.981% | 0.18928 | 0.18283 | 10700.2197 | 1640.6573 | 1261.0201 | 7798.5423 | 10747.2715 | 0 | 0 | 10747.2715 | 0.01267%
2027 | 350 | 350-2196R | Tier-2 | Tier-2---5 | 5--5 | 807 | 61 | 1111.1446 | 85.23% | 12.69% | 2.072% | 20.7605 | 0 | 0 | 20.7605 | 0 | 18.8918 | 6.4946 | 2.9089 | 18.8918 | 6.4946 | 2.9089 | 20.9645 | 7.2071 | 2.9089 | 1.868% | 0.19915 | 0.19478 | 5579.5197 | 797.1006 | 755.2806 | 4027.1385 | 5597.9843 | 0 | 0 | 5597.9843 | 0.004358%
2027 | 350 | 350-2201R | Tier-3 | Tier-3---4 | 5--5 | 361 | 7 | 1600.0661 | 94.09% | 5.343% | 0.5699% | 8.4656 | 0 | 0 | 8.4656 | 0 | 7.7036 | 0.74528 | 10.3365 | 7.7036 | 0.74528 | 10.3365 | 8.5488 | 0.82705 | 10.3365 | 0.5291% | 0.1241 | 0.12341 | 12893.008 | 2307.4254 | 698.8971 | 9886.6855 | 12897.3191 | 0 | 0 | 12897.3191 | 0.001777%
2027 | 350 | 350-41R | Tier-2 | Tier-2---3 | 5--5 | 475 | 74 | 1428.3995 | 91.38% | 7.839% | 0.7806% | 58.9708 | 0 | 0 | 58.9708 | 0 | 53.6626 | 7.8787 | 6.8111 | 53.6626 | 7.8787 | 6.8111 | 59.5504 | 8.7431 | 6.8111 | 4.128% | 0.12896 | 0.12314 | 11076.0411 | 1996.9228 | 1010.9834 | 8068.135 | 11121.2167 | 0 | 0 | 11121.2167 | 0.01238%
2027 | 351 | 351-819R | Tier-2 | Tier-2---1 | 5--5 | 341 | 29 | 2090.3176 | 91.75% | 7.875% | 0.3732% | 47.3006 | 0 | 0 | 47.3006 | 0 | 43.0429 | 3.0876 | 13.9406 | 43.0429 | 3.0876 | 13.9406 | 47.7655 | 3.4263 | 13.9406 | 2.263% | 0.14376 | 0.14021 | 14540.4698 | 3135.0555 | 1103.9508 | 10301.4635 | 14570.7978 | 0 | 0 | 14570.7978 | 0.009928%
2027 | 351 | 351-871R | Tier-3 | Tier-3---6 | 5--5 | 110 | 7 | 781.5367 | 96.92% | 2.713% | 0.3715% | 13.9781 | 0 | 0 | 13.9781 | 0 | 12.7199 | 0.74528 | 17.0673 | 12.7199 | 0.74528 | 17.0673 | 14.1155 | 0.82705 | 17.0673 | 1.789% | 0.11468 | 0.11256 | 6814.8869 | 1079.7555 | 189.4866 | 5545.6448 | 6818.8385 | 0 | 0 | 6818.8385 | 0.002934%
2027 | 352 | 352-27R | Tier-3 | Tier-3---2 | 5--5 | 359 | 40 | 1835.8142 | 93.66% | 5.876% | 0.4611% | 55.5595 | 0 | 0 | 55.5595 | 0 | 50.5584 | 4.2587 | 11.8717 | 50.5584 | 4.2587 | 11.8717 | 56.1055 | 4.726 | 11.8717 | 3.026% | 0.11814 | 0.11432 | 15539.9427 | 3024.467 | 902.1857 | 11613.29 | 15572.8273 | 0 | 0 | 15572.8273 | 0.01166%
2027 | 353 | 353-1429R | Tier-2 | Tier-2---6 | 5--5 | 204 | 2 | 1003.2846 | 77.44% | 22.07% | 0.495% | 2.2088 | 0 | 0 | 2.2088 | 0 | 2.01 | 0.21294 | 9.4394 | 2.01 | 0.21294 | 9.4394 | 2.2305 | 0.2363 | 9.4394 | 0.2202% | 0.12141 | 0.12107 | 8263.4579 | 1440.9039 | 1734.7877 | 5087.7663 | 8268.7744 | 0 | 0 | 8268.7744 | 0.0004636%
2027 | 353 | 353-593F | Tier-2 | Tier-2---7 | 5--5 | 56 | 4 | 254.848 | 92.09% | 7.347% | 0.5637% | 4.8614 | 0 | 0 | 4.8614 | 0 | 4.4238 | 0.42587 | 10.3876 | 4.4238 | 0.42587 | 10.3876 | 4.9092 | 0.4726 | 10.3876 | 1.908% | 0.10537 | 0.10319 | 2418.5368 | 364.9212 | 170.4852 | 1883.1304 | 2422.5838 | 0 | 0 | 2422.5838 | 0.00102%
2027 | 353 | 353-594F | Tier-2 | Tier-2---7 | 5--5 | 25 | 2 | 200.2632 | 99.27% | 0.3225% | 0.4078% | 4.6122 | 0 | 0 | 4.6122 | 0 | 4.197 | 0.21294 | 19.7102 | 4.197 | 0.21294 | 19.7102 | 4.6575 | 0.2363 | 19.7102 | 2.303% | 0.10216 | 0.099786 | 1960.3623 | 318.7574 | 13.0779 | 1628.5269 | 1960.7023 | 0 | 0 | 1960.7023 | 0.0009681%
2027 | 353 | 353-900F | Tier-2 | Tier-2---8 | 5--5 | 28 | 1 | 371.854 | 40.83% | 58.99% | 0.1797% | 1.5725 | 0 | 0 | 1.5725 | 0 | 1.4309 | 0.10647 | 13.4399 | 1.4309 | 0.10647 | 13.4399 | 1.5879 | 0.11815 | 13.4399 | 0.4229% | 0.10085 | 0.099808 | 3687.104 | 250.2733 | 1989.9286 | 1446.9021 | 3709.9366 | 0 | 0 | 3709.9366 | 0.0003301%
2027 | 353 | 353-901F | Tier-2 | Tier-2---4 | 5--5 | 82 | 7 | 613.1191 | 58.62% | 41.08% | 0.303% | 8.8978 | 0 | 0 | 8.8978 | 0 | 8.0969 | 0.74528 | 10.8643 | 8.0969 | 0.74528 | 10.8643 | 8.9853 | 0.82705 | 10.8643 | 1.451% | 0.10618 | 0.10355 | 5774.1958 | 681.1246 | 2172.7932 | 2920.278 | 5834.8464 | 0 | 0 | 5834.8464 | 0.001868%
2027 | 353 | 353-902F | Tier-2 | Tier-2---11 | 5--3 | 11 | 3 | 194.7859 | 13.28% | 86.55% | 0.1681% | 2.0456 | 0 | 0 | 2.0456 | 0 | 1.8615 | 0.31941 | 5.828 | 1.8615 | 0.31941 | 5.828 | 2.0657 | 0.35445 | 5.828 | 1.05% | 0.098854 | 0.091036 | 1970.4401 | 45.5501 | 1554.0368 | 370.8532 | 2117.1979 | 0 | 0 | 2117.1979 | 0.0004294%
2027 | 353 | 353-904R | Tier-2 | Tier-2---3 | 5--5 | 181 | 15 | 1250.3913 | 94% | 5.586% | 0.417% | 28.2469 | 0 | 0 | 28.2469 | 0 | 25.7043 | 1.597 | 16.0951 | 25.7043 | 1.597 | 16.0951 | 28.5245 | 1.7722 | 16.0951 | 2.259% | 0.12577 | 0.12275 | 9941.809 | 1678.6898 | 757.2282 | 7505.891 | 9956.5053 | 0 | 0 | 9956.5053 | 0.005929%
2027 | 354 | 354-1706R | Tier-2 | Tier-2---1 | 5--5 | 481 | 40 | 2161.9809 | 92.27% | 7.167% | 0.5599% | 48.1105 | 0 | 0 | 48.1105 | 0 | 43.7799 | 4.2587 | 10.28 | 43.7799 | 4.2587 | 10.28 | 48.5833 | 4.726 | 10.28 | 2.225% | 0.13939 | 0.13603 | 15510.3907 | 2900.5229 | 1230.7208 | 11379.147 | 15540.008 | 0 | 0 | 15540.008 | 0.0101%
2027 | 354 | 354-24AE | Tier-2 | Tier-2---4 | 4--5 | 89 | 2 | 742.9911 | 44.89% | 54.76% | 0.3554% | 2.1734 | 0 | 0 | 2.1734 | 0 | 1.9777 | 0.21294 | 9.2878 | 1.9777 | 0.21294 | 9.2878 | 2.1947 | 0.2363 | 9.2878 | 0.2925% | 0.080555 | 0.08003 | 9223.4472 | 670.0529 | 4646.9314 | 3906.4629 | 9256.7925 | 0 | 0 | 9256.7925 | 0.0004562%
2027 | 355 | 355-41R | Tier-2 | Tier-2---6 | 4--5 | 226 | 18 | 876.3288 | 87.46% | 12.04% | 0.4997% | 17.702 | 0 | 0 | 17.702 | 0 | 16.1086 | 1.9164 | 8.4055 | 16.1086 | 1.9164 | 8.4055 | 17.876 | 2.1267 | 8.4055 | 2.02% | 0.092253 | 0.090122 | 9499.1702 | 1363.9545 | 1082.9983 | 7052.2174 | 9527.3412 | 0 | 0 | 9527.3412 | 0.003716%
2027 | 355 | 355-6R | Tier-2 | Tier-2---7 | 4--5 | 58 | 3 | 466.648 | 28.63% | 71.11% | 0.2566% | 2.0042 | 0 | 0 | 2.0042 | 0 | 1.8238 | 0.31941 | 5.7099 | 1.8238 | 0.31941 | 5.7099 | 2.0239 | 0.35445 | 5.7099 | 0.4295% | 0.074333 | 0.073218 | 6277.8037 | 297.3578 | 4112.2061 | 1868.2398 | 6346.0319 | 0 | 0 | 6346.0319 | 0.0004207%
2027 | 356 | 356-16R | Tier-2 | Tier-2---4 | 4--5 | 216 | 7 | 692.7279 | 85.74% | 13.66% | 0.5932% | 5.5821 | 0 | 0 | 5.5821 | 0 | 5.0797 | 0.74528 | 6.8158 | 5.0797 | 0.74528 | 6.8158 | 5.637 | 0.82705 | 6.8158 | 0.8058% | 0.090754 | 0.089901 | 7633.0284 | 1263.3568 | 1174.8968 | 5194.7749 | 7643.3533 | 0 | 0 | 7643.3533 | 0.001172%
2027 | 356 | 356-19R | Tier-3 | Tier-3---8 | 5--5 | 736 | 67 | 2142.9106 | 83.66% | 15.67% | 0.6694% | 47.3278 | 0 | 0 | 47.3278 | 0 | 43.0677 | 7.1334 | 6.0375 | 43.0677 | 7.1334 | 6.0375 | 47.793 | 7.916 | 6.0375 | 2.209% | 0.16775 | 0.16333 | 12774.1099 | 1993.4622 | 1945.7185 | 8834.9292 | 12830.7075 | 0 | 0 | 12830.7075 | 0.009934%
2027 | 356 | 356-30AE | Tier-3 | Tier-3---6 | 5--5 | 730 | 27 | 1548.5525 | 73.09% | 26.03% | 0.8808% | 12.1393 | 0 | 0 | 12.1393 | 0 | 11.0466 | 2.8746 | 3.8428 | 11.0466 | 2.8746 | 3.8428 | 12.2586 | 3.19 | 3.8428 | 0.7839% | 0.14106 | 0.13955 | 10978.0949 | 1533.3184 | 2733.1665 | 6711.61 | 11010.1312 | 0 | 0 | 11010.1312 | 0.002548%
2027 | 357 | 357-1147R | Tier-2 | Tier-2---10 | 5--4 | 40 | 1 | 122.889 | 90.67% | 8.71% | 0.6166% | 0.80785 | 0 | 0 | 0.80785 | 0 | 0.73513 | 0.10647 | 6.9047 | 0.73513 | 0.10647 | 6.9047 | 0.81579 | 0.11815 | 6.9047 | 0.6574% | 0.14287 | 0.14183 | 860.1588 | 128.3592 | 73.5961 | 658.2035 | 860.7447 | 0 | 0 | 860.7447 | 0.0001696%
2027 | 357 | 357-1299R | Tier-3 | Tier-3---9 | 5--5 | 48 | 1 | 500.7555 | 96.82% | 2.879% | 0.2981% | 2.9293 | 0 | 0 | 2.9293 | 0 | 2.6656 | 0.10647 | 25.0367 | 2.6656 | 0.10647 | 25.0367 | 2.9581 | 0.11815 | 25.0367 | 0.585% | 0.2409 | 0.23945 | 2078.6481 | 381.924 | 60.0907 | 1636.6334 | 2079.0494 | 0 | 0 | 2079.0494 | 0.0006149%
2027 | 357 | 357-2047F | Tier-2 | Tier-2---10 | 5--4 | 17 | 1 | 117.0163 | 66.86% | 32.9% | 0.2354% | 1.3347 | 0 | 0 | 1.3347 | 0 | 1.2145 | 0.10647 | 11.4074 | 1.2145 | 0.10647 | 11.4074 | 1.3478 | 0.11815 | 11.4074 | 1.141% | 0.14128 | 0.13887 | 828.2369 | 91.3768 | 250.8108 | 486.0494 | 833.0002 | 0 | 0 | 833.0002 | 0.0002801%
2027 | 357 | 357-2049F | Tier-3 | Tier-3---8 | 5--5 | 271 | 17 | 1568.933 | 87.25% | 12.44% | 0.3075% | 24.9022 | 0 | 0 | 24.9022 | 0 | 22.6607 | 1.81 | 12.52 | 22.6607 | 1.81 | 12.52 | 25.1469 | 2.0085 | 12.52 | 1.587% | 0.18286 | 0.17954 | 8579.8277 | 1438.1344 | 1001.8193 | 6139.874 | 8600.1001 | 0 | 0 | 8600.1001 | 0.005227%
2027 | 357 | 357-45R | Tier-3 | Tier-3---8 | 5--5 | 363 | 28 | 2182.2622 | 79.98% | 19.64% | 0.3802% | 39.0432 | 0 | 0 | 39.0432 | 0 | 35.5288 | 2.9811 | 11.918 | 35.5288 | 2.9811 | 11.918 | 39.4269 | 3.3082 | 11.918 | 1.789% | 0.18538 | 0.18123 | 11771.8449 | 1935.5654 | 2204.1059 | 7632.1736 | 11825.7651 | 0 | 0 | 11825.7651 | 0.008195%
2027 | 357 | 357-50R | Tier-3 | Tier-3---4 | 5--5 | 383 | 43 | 1441.553 | 79.05% | 20.4% | 0.5522% | 37.1035 | 0 | 0 | 37.1035 | 0 | 33.7637 | 4.5781 | 7.375 | 33.7637 | 4.5781 | 7.375 | 37.4682 | 5.0804 | 7.375 | 2.574% | 0.14913 | 0.14427 | 9666.6259 | 1487.063 | 1867.4945 | 6312.0683 | 9734.7726 | 0 | 0 | 9734.7726 | 0.007788%
2027 | 357 | 357-750R | Tier-2 | Tier-2---2 | 5--5 | 272 | 54 | 1439.7107 | 82.49% | 17.1% | 0.4096% | 68.3732 | 0 | 0 | 68.3732 | 0 | 62.2187 | 5.7493 | 10.822 | 62.2187 | 5.7493 | 10.822 | 69.0452 | 6.3801 | 10.822 | 4.749% | 0.171 | 0.16116 | 8419.2134 | 1423.2143 | 1353.8833 | 5642.1158 | 8509.2865 | 0 | 0 | 8509.2865 | 0.01435%
2027 | 358 | 358-682F | Tier-3 | Tier-3---3 | 5--5 | 344 | 6 | 3753.9781 | 86.22% | 13.57% | 0.2039% | 16.3722 | 0 | 0 | 16.3722 | 0 | 14.8985 | 0.63881 | 23.3222 | 14.8985 | 0.63881 | 23.3222 | 16.5331 | 0.7089 | 23.3222 | 0.4361% | 0.54241 | 0.53967 | 6920.8673 | 1067.6333 | 861.2358 | 4991.9981 | 6925.7146 | 0 | 0 | 6925.7146 | 0.003437%
2027 | 361 | 361-45R | Tier-1 | Non-HFTD---5 | 3--4 | 146 | 1 | 72.9046 | 4.309% | 92.23% | 3.459% | 0.0062393 | 0 | 0 | 0.0062393 | 0 | 0.0056777 | 0.10647 | 0.053328 | 0.0056777 | 0.10647 | 0.053328 | 0.0063007 | 0.11815 | 0.053328 | 0.008558% | 0.01487 | 0.014841 | 4902.7295 | 9.0181 | 4425.3705 | 468.3409 | 4912.0667 | 0 | 0 | 4912.0667 | 1.31e-06%
2027 | 362 | 362-47F | Tier-1 | Non-HFTD---3 | 4--3 | 650 | 41 | 131.0851 | 20.32% | 71.77% | 7.903% | 0.48733 | 0 | 0 | 0.48733 | 0 | 0.44346 | 4.3652 | 0.10159 | 0.44346 | 4.3652 | 0.10159 | 0.49212 | 4.8441 | 0.10159 | 0.3718% | 0.049116 | 0.048217 | 2668.8987 | 110.6162 | 2049.0301 | 509.2524 | 2708.5217 | 0 | 0 | 2708.5217 | 0.0001023%
2027 | 393 | 393-14R | Tier-2 | Tier-2---10 | 5--4 | 76 | 2 | 777.0926 | 5.544% | 94.24% | 0.2191% | 0.3288 | 0 | 0 | 0.3288 | 0 | 0.2992 | 0.21294 | 1.4051 | 0.2992 | 0.21294 | 1.4051 | 0.33203 | 0.2363 | 1.4051 | 0.04231% | 0.10079 | 0.10002 | 7709.7876 | 115.9827 | 6667.436 | 926.369 | 7765.7907 | 0 | 0 | 7765.7907 | 6.902e-05%
2027 | 396 | 396-699R | Tier-2 | Tier-2---5 | 5--5 | 748 | 79 | 888.3486 | 59.21% | 39.34% | 1.447% | 16.1113 | 0 | 0 | 16.1113 | 0 | 14.6611 | 8.411 | 1.7431 | 14.6611 | 8.411 | 1.7431 | 16.2696 | 9.3338 | 1.7431 | 1.814% | 0.15664 | 0.15184 | 5671.3841 | 668.179 | 2146.3409 | 2856.8642 | 5744.4702 | 0 | 0 | 5744.4702 | 0.003382%
2027 | 401 | 401-684R | Tier-2 | Tier-2---21 | 4--1 | 2 | 1 | 0.99413 | 40.86% | 56% | 3.142% | 0.058898 | 0 | 0 | 0.058898 | 0 | 0.053597 | 0.10647 | 0.5034 | 0.053597 | 0.10647 | 0.5034 | 0.059477 | 0.11815 | 0.5034 | 5.925% | 0.030395 | 0.025988 | 32.7068 | 3.7784 | 15.3043 | 13.6241 | 35.9872 | 0 | 0 | 35.9872 | 1.236e-05%
2027 | 411 | 411-1873R | Tier-2 | Tier-2---7 | 4--5 | 342 | 32 | 340.3229 | 88.45% | 9.585% | 1.967% | 8.1677 | 0 | 0 | 8.1677 | 0 | 7.4325 | 3.407 | 2.1815 | 7.4325 | 3.407 | 2.1815 | 8.248 | 3.7808 | 2.1815 | 2.4% | 0.04682 | 0.04555 | 7268.7189 | 1142.008 | 975.4979 | 5151.213 | 7292.139 | 0 | 0 | 7292.139 | 0.001714%
2027 | 411 | 411-30R | Tier-3 | Tier-3---6 | 5--5 | 856 | 73 | 1028.3805 | 90.72% | 7.641% | 1.643% | 23.072 | 0 | 0 | 23.072 | 0 | 20.9952 | 7.7722 | 2.7013 | 20.9952 | 7.7722 | 2.7013 | 23.2987 | 8.6249 | 2.7013 | 2.244% | 0.10309 | 0.10054 | 9975.2889 | 1901.318 | 929.458 | 7144.5129 | 9998.7736 | 0 | 0 | 9998.7736 | 0.004843%
2027 | 411 | 411-47R | Tier-2 | Tier-2---9 | 4--5 | 459 | 1 | 334.7019 | 84.13% | 13.18% | 2.693% | 0.17791 | 0 | 0 | 0.17791 | 0 | 0.16189 | 0.10647 | 1.5206 | 0.16189 | 0.10647 | 1.5206 | 0.17966 | 0.11815 | 1.5206 | 0.05315% | 0.063274 | 0.063234 | 5289.7062 | 845.5012 | 1035.5091 | 3408.6958 | 5290.2369 | 0 | 0 | 5290.2369 | 3.734e-05%
2027 | 441 | 441-23R | Tier-3 | Tier-3---11 | 5--4 | 84 | 2 | 647.4088 | 86.44% | 13.14% | 0.4218% | 3.8641 | 0 | 0 | 3.8641 | 0 | 3.5163 | 0.21294 | 16.5132 | 3.5163 | 0.21294 | 16.5132 | 3.9021 | 0.2363 | 16.5132 | 0.5969% | 0.54783 | 0.54405 | 1181.7687 | 148.5478 | 135.1005 | 898.1204 | 1182.8828 | 0 | 0 | 1182.8828 | 0.0008111%
2027 | 441 | 441-27R | Tier-3 | Tier-3---9 | 5--4 | 133 | 13 | 878.0372 | 89.43% | 10.14% | 0.4287% | 22.2579 | 0 | 0 | 22.2579 | 0 | 20.2544 | 1.3841 | 14.6337 | 20.2544 | 1.3841 | 14.6337 | 22.4767 | 1.5359 | 14.6337 | 2.535% | 0.55752 | 0.54172 | 1574.8947 | 207.3126 | 146.5629 | 1221.0192 | 1579.7511 | 0 | 0 | 1579.7511 | 0.004672%
2027 | 441 | 441-30R | Tier-3 | Tier-3---9 | 5--4 | 101 | 3 | 950.7549 | 92.15% | 7.507% | 0.3471% | 7.5464 | 0 | 0 | 7.5464 | 0 | 6.8672 | 0.31941 | 21.4999 | 6.8672 | 0.31941 | 21.4999 | 7.6206 | 0.35445 | 21.4999 | 0.7937% | 0.55519 | 0.55041 | 1712.4757 | 231.3815 | 120.1168 | 1360.9775 | 1713.6443 | 0 | 0 | 1713.6443 | 0.001584%
2027 | 442 | 442-16R | Tier-3 | Tier-3---14 | 5--3 | 201 | 1 | 453.4046 | 84.5% | 14% | 1.497% | 0.55276 | 0 | 0 | 0.55276 | 0 | 0.503 | 0.10647 | 4.7245 | 0.503 | 0.10647 | 4.7245 | 0.55819 | 0.11815 | 4.7245 | 0.1219% | 0.45792 | 0.45726 | 990.1415 | 105.6368 | 130.7729 | 753.7318 | 990.3632 | 0 | 0 | 990.3632 | 0.000116%
2027 | 442 | 442-509R | Tier-3 | Tier-3---15 | 5--3 | 145 | 5 | 278.3023 | 54.83% | 44.11% | 1.062% | 1.5258 | 0 | 0 | 1.5258 | 0 | 1.3885 | 0.53234 | 2.6082 | 1.3885 | 0.53234 | 2.6082 | 1.5408 | 0.59075 | 2.6082 | 0.5483% | 0.36954 | 0.36585 | 753.0994 | 59.1542 | 305.0958 | 388.8494 | 756.5359 | 0 | 0 | 756.5359 | 0.0003203%
2027 | 442 | 442-525 | Tier-3 | Tier-3---18 | 5--2 | 144 | 3 | 299.6774 | 27.82% | 71.36% | 0.8189% | 0.50369 | 0 | 0 | 0.50369 | 0 | 0.45835 | 0.31941 | 1.435 | 0.45835 | 0.31941 | 1.435 | 0.50864 | 0.35445 | 1.435 | 0.1681% | 0.36155 | 0.35937 | 828.8663 | 34.3592 | 535.1133 | 259.3938 | 832.5028 | 0 | 0 | 832.5028 | 0.0001057%
2027 | 442 | 442-728R | Tier-3 | Tier-3---5 | 5--5 | 763 | 22 | 2907.2477 | 55.16% | 44.36% | 0.4825% | 13.4094 | 0 | 0 | 13.4094 | 0 | 12.2023 | 2.3423 | 5.2095 | 12.2023 | 2.3423 | 5.2095 | 13.5412 | 2.5993 | 5.2095 | 0.4612% | 0.35802 | 0.35502 | 8120.3954 | 853.7381 | 3313.1015 | 3953.5558 | 8151.0982 | 0 | 0 | 8151.0982 | 0.002815%
2027 | 442 | 442-729 | Tier-3 | Tier-3---15 | 5--3 | 54 | 1 | 182.1056 | 87.18% | 11.88% | 0.9486% | 0.85255 | 0 | 0 | 0.85255 | 0 | 0.77581 | 0.10647 | 7.2868 | 0.77581 | 0.10647 | 7.2868 | 0.86093 | 0.11815 | 7.2868 | 0.4682% | 0.36059 | 0.35866 | 505.0174 | 48.5793 | 97.3314 | 359.1067 | 505.3671 | 0 | 0 | 505.3671 | 0.000179%
2027 | 442 | 442-758F | Tier-3 | Tier-3---18 | 5--2 | 25 | 1 | 96.5341 | 94% | 5.101% | 0.8948% | 1.0527 | 0 | 0 | 1.0527 | 0 | 0.9579 | 0.10647 | 8.997 | 0.9579 | 0.10647 | 8.997 | 1.063 | 0.11815 | 8.997 | 1.09% | 0.35119 | 0.34711 | 274.8807 | 37.0629 | 13.3172 | 224.5005 | 275.0741 | 0 | 0 | 275.0741 | 0.000221%
2027 | 442 | 442-764R | Tier-3 | Tier-3---18 | 5--2 | 74 | 1 | 133.0317 | 69.69% | 29.04% | 1.271% | 0.3633 | 0 | 0 | 0.3633 | 0 | 0.3306 | 0.10647 | 3.1051 | 0.3306 | 0.10647 | 3.1051 | 0.36687 | 0.11815 | 3.1051 | 0.2731% | 0.35448 | 0.35309 | 375.2846 | 31.8241 | 102.8444 | 240.6162 | 375.7322 | 0 | 0 | 375.7322 | 7.626e-05%
2027 | 444 | 444-15R | Tier-2 | Tier-2---13 | 5--3 | 122 | 13 | 151.5646 | 92.72% | 4.981% | 2.303% | 4.3425 | 0 | 0 | 4.3425 | 0 | 3.9516 | 1.3841 | 2.855 | 3.9516 | 1.3841 | 2.855 | 4.3851 | 1.5359 | 2.855 | 2.865% | 0.14886 | 0.14426 | 1018.1622 | 115.1146 | 67.1446 | 835.903 | 1020.527 | 0 | 0 | 1020.527 | 0.0009115%
2027 | 444 | 444-43R | Tier-2 | Tier-2---5 | 5--5 | 403 | 4 | 962.2981 | 91.92% | 6.922% | 1.16% | 2.546 | 0 | 0 | 2.546 | 0 | 2.3169 | 0.42587 | 5.4403 | 2.3169 | 0.42587 | 5.4403 | 2.5711 | 0.4726 | 5.4403 | 0.2646% | 0.2124 | 0.21179 | 4530.5338 | 537.4714 | 429.3017 | 3563.7607 | 4531.5907 | 0 | 0 | 4531.5907 | 0.0005344%
2027 | 444 | 444-9R | Tier-2 | Tier-2---11 | 5--3 | 465 | 34 | 323.6995 | 49.46% | 48.19% | 2.343% | 3.3951 | 0 | 0 | 3.3951 | 0 | 3.0895 | 3.6199 | 0.85347 | 3.0895 | 3.6199 | 0.85347 | 3.4285 | 4.0171 | 0.85347 | 1.049% | 0.1488 | 0.14564 | 2175.4322 | 138.2481 | 1034.3801 | 1002.804 | 2199.2489 | 0 | 0 | 2199.2489 | 0.0007126%
2027 | 445 | 445-1311R | Tier-3 | Tier-3---5 | 5--5 | 337 | 30 | 2047.0117 | 76.8% | 22.84% | 0.359% | 40.5853 | 0 | 0 | 40.5853 | 0 | 36.9321 | 3.1941 | 11.5628 | 36.9321 | 3.1941 | 11.5628 | 40.9842 | 3.5445 | 11.5628 | 1.983% | 0.53792 | 0.52403 | 3805.4061 | 462.3517 | 801.0027 | 2542.0517 | 3828.8022 | 0 | 0 | 3828.8022 | 0.008519%
2027 | 445 | 445-1325F | Tier-2 | Tier-2---2 | 5--4 | 220 | 3 | 1447.5424 | 80.92% | 18.64% | 0.4376% | 4.6323 | 0 | 0 | 4.6323 | 0 | 4.2154 | 0.31941 | 13.1976 | 4.2154 | 0.31941 | 13.1976 | 4.6779 | 0.35445 | 13.1976 | 0.32% | 0.57356 | 0.57129 | 2523.7784 | 315.2588 | 429.2208 | 1779.2988 | 2525.6899 | 0 | 0 | 2525.6899 | 0.0009723%
2027 | 445 | 445-17R | Tier-2 | Tier-2---8 | 5--3 | 97 | 2 | 440.7591 | 59.87% | 39.69% | 0.4369% | 1.5779 | 0 | 0 | 1.5779 | 0 | 1.4359 | 0.21294 | 6.7431 | 1.4359 | 0.21294 | 6.7431 | 1.5934 | 0.2363 | 6.7431 | 0.358% | 0.53426 | 0.53107 | 824.9822 | 74.1046 | 294.4492 | 456.4284 | 826.9736 | 0 | 0 | 826.9736 | 0.0003312%
2027 | 445 | 445-18R | Tier-2 | Tier-2---2 | 5--5 | 526 | 17 | 2423.1968 | 81.52% | 17.92% | 0.5628% | 18.5145 | 0 | 0 | 18.5145 | 0 | 16.848 | 1.81 | 9.3085 | 16.848 | 1.81 | 9.3085 | 18.6965 | 2.0085 | 9.3085 | 0.7641% | 0.6048 | 0.59913 | 4006.6402 | 487.3751 | 662.1707 | 2857.0944 | 4013.6457 | 0 | 0 | 4013.6457 | 0.003886%
2027 | 445 | 445-19R | Tier-2 | Tier-2---8 | 5--3 | 238 | 2 | 654.5269 | 59.7% | 39.33% | 0.9775% | 0.95219 | 0 | 0 | 0.95219 | 0 | 0.86648 | 0.21294 | 4.0692 | 0.86648 | 0.21294 | 4.0692 | 0.96154 | 0.2363 | 4.0692 | 0.1455% | 0.56527 | 0.56389 | 1157.9013 | 92.6902 | 418.9958 | 646.2153 | 1159.0414 | 0 | 0 | 1159.0414 | 0.0001999%
2027 | 445 | 445-39R | Tier-2 | Tier-2---5 | 5--4 | 246 | 9 | 1104.2716 | 59.42% | 40.16% | 0.4235% | 6.9618 | 0 | 0 | 6.9618 | 0 | 6.3351 | 0.95822 | 6.6114 | 6.3351 | 0.95822 | 6.6114 | 7.0302 | 1.0633 | 6.6114 | 0.6304% | 0.48997 | 0.48477 | 2253.7709 | 194.1003 | 866.8973 | 1192.7734 | 2263.5783 | 0 | 0 | 2263.5783 | 0.001461%
2027 | 445 | 445-894R | Tier-2 | Tier-2---5 | 5--4 | 587 | 6 | 1498.1966 | 65.73% | 33.21% | 1.065% | 2.919 | 0 | 0 | 2.919 | 0 | 2.6562 | 0.63881 | 4.1581 | 2.6562 | 0.63881 | 4.1581 | 2.9477 | 0.7089 | 4.1581 | 0.1948% | 0.63526 | 0.63337 | 2358.411 | 194.1011 | 729.7847 | 1434.5253 | 2360.8141 | 0 | 0 | 2360.8141 | 0.0006127%
2027 | 448 | 448-1234R | Tier-3 | Tier-3---15 | 5--3 | 51 | 2 | 246.005 | 87.44% | 11.91% | 0.6491% | 2.4463 | 0 | 0 | 2.4463 | 0 | 2.2261 | 0.21294 | 10.4542 | 2.2261 | 0.21294 | 10.4542 | 2.4703 | 0.2363 | 10.4542 | 0.9944% | 0.62101 | 0.61394 | 396.1396 | 50.2628 | 45.6467 | 300.2301 | 396.712 | 0 | 0 | 396.712 | 0.0005135%
2027 | 448 | 448-47R | Tier-3 | Tier-3---14 | 5--3 | 184 | 3 | 687.0853 | 69.92% | 29.31% | 0.7656% | 2.2716 | 0 | 0 | 2.2716 | 0 | 2.0671 | 0.31941 | 6.4718 | 2.0671 | 0.31941 | 6.4718 | 2.2939 | 0.35445 | 6.4718 | 0.3306% | 0.62882 | 0.62585 | 1092.6575 | 111.5426 | 295.153 | 685.9619 | 1094.2188 | 0 | 0 | 1094.2188 | 0.0004768%
2027 | 448 | 448-714R | Tier-3 | Tier-3---14 | 5--3 | 314 | 8 | 1225.9869 | 25.1% | 74.31% | 0.5831% | 2.2738 | 0 | 0 | 2.2738 | 0 | 2.0691 | 0.85175 | 2.4293 | 2.0691 | 0.85175 | 2.4293 | 2.2962 | 0.9452 | 2.4293 | 0.1855% | 0.46343 | 0.46 | 2645.4709 | 92.606 | 1775.6477 | 777.2172 | 2660.2195 | 0 | 0 | 2660.2195 | 0.0004773%
2027 | 448 | 448-724R | Tier-3 | Tier-3---18 | 5--2 | 202 | 4 | 255.0047 | 52.43% | 45.5% | 2.066% | 0.76782 | 0 | 0 | 0.76782 | 0 | 0.6987 | 0.42587 | 1.6406 | 0.6987 | 0.42587 | 1.6406 | 0.77537 | 0.4726 | 1.6406 | 0.3011% | 0.55035 | 0.54719 | 463.3505 | 25.9997 | 195.8184 | 241.5324 | 464.6235 | 0 | 0 | 464.6235 | 0.0001612%
2027 | 448 | 448-735R | Tier-3 | Tier-3---18 | 5--2 | 170 | 1 | 276.9497 | 53.49% | 44.76% | 1.748% | 0.2527 | 0 | 0 | 0.2527 | 0 | 0.22995 | 0.10647 | 2.1598 | 0.22995 | 0.10647 | 2.1598 | 0.25518 | 0.11815 | 2.1598 | 0.09124% | 0.54202 | 0.54109 | 510.9626 | 35.205 | 210.0136 | 265.744 | 511.3687 | 0 | 0 | 511.3687 | 5.304e-05%
2027 | 448 | 448-744R | Tier-3 | Tier-3---7 | 5--5 | 717 | 17 | 2370.1609 | 68.76% | 30.51% | 0.7221% | 11.2063 | 0 | 0 | 11.2063 | 0 | 10.1976 | 1.81 | 5.6342 | 10.1976 | 1.81 | 5.6342 | 11.3165 | 2.0085 | 5.6342 | 0.4728% | 0.49442 | 0.49102 | 4793.8402 | 492.7082 | 1356.6651 | 2944.4669 | 4804.2076 | 0 | 0 | 4804.2076 | 0.002352%
2027 | 448 | 448-9R | Tier-3 | Tier-3---9 | 5--4 | 413 | 18 | 1381.6742 | 73.74% | 25.5% | 0.7592% | 12.8774 | 0 | 0 | 12.8774 | 0 | 11.7183 | 1.9164 | 6.1146 | 11.7183 | 1.9164 | 6.1146 | 13.004 | 2.1267 | 6.1146 | 0.932% | 0.54394 | 0.53706 | 2540.1235 | 273.4783 | 621.4078 | 1645.2374 | 2548.6622 | 0 | 0 | 2548.6622 | 0.002703%
2027 | 449 | 449-13R | Tier-3 | Tier-3---7 | 5--5 | 557 | 45 | 1663.2464 | 62.39% | 36.97% | 0.6428% | 24.3127 | 0 | 0 | 24.3127 | 0 | 22.1242 | 4.7911 | 4.6178 | 22.1242 | 4.7911 | 4.6178 | 24.5517 | 5.3167 | 4.6178 | 1.462% | 0.28234 | 0.27573 | 5890.9135 | 610.6402 | 2022.1047 | 3258.1686 | 5944.0663 | 0 | 0 | 5944.0663 | 0.005103%
2027 | 449 | 449-16R | Tier-3 | Tier-3---15 | 5--4 | 72 | 1 | 266.6482 | 83.41% | 16.04% | 0.5501% | 0.89577 | 0 | 0 | 0.89577 | 0 | 0.81514 | 0.10647 | 7.6562 | 0.81514 | 0.10647 | 7.6562 | 0.90458 | 0.11815 | 7.6562 | 0.3359% | 0.23738 | 0.23642 | 1123.2928 | 151.839 | 170.3603 | 801.0935 | 1124.0467 | 0 | 0 | 1124.0467 | 0.000188%
2027 | 449 | 449-693R | Tier-3 | Tier-3---9 | 5--5 | 165 | 6 | 869.7515 | 92.74% | 6.815% | 0.4405% | 8.5064 | 0 | 0 | 8.5064 | 0 | 7.7407 | 0.63881 | 12.1174 | 7.7407 | 0.63881 | 12.1174 | 8.59 | 0.7089 | 12.1174 | 0.978% | 0.26107 | 0.25832 | 3331.4725 | 480.9166 | 218.7859 | 2631.7699 | 3334.0487 | 0 | 0 | 3334.0487 | 0.001786%
2027 | 449 | 449-6R | Tier-3 | Tier-3---14 | 5--4 | 161 | 7 | 487.7509 | 79.3% | 20.07% | 0.6273% | 4.877 | 0 | 0 | 4.877 | 0 | 4.438 | 0.74528 | 5.9548 | 4.438 | 0.74528 | 5.9548 | 4.9249 | 0.82705 | 5.9548 | 0.9999% | 0.24779 | 0.24466 | 1968.4202 | 236.5464 | 397.0448 | 1334.829 | 1973.6229 | 0 | 0 | 1973.6229 | 0.001024%
2027 | 450 | 450-1850 | Tier-2 | Tier-2---13 | 4--3 | 18 | 4 | 42.3233 | 80.24% | 18.63% | 1.138% | 2.1885 | 0 | 0 | 2.1885 | 0 | 1.9915 | 0.42587 | 4.6762 | 1.9915 | 0.42587 | 4.6762 | 2.21 | 0.4726 | 4.6762 | 5.171% | 0.073712 | 0.068962 | 574.1677 | 75.9334 | 104.2813 | 393.953 | 581.9843 | 0 | 0 | 581.9843 | 0.0004594%
2027 | 450 | 450-1851F | Tier-2 | Tier-2---3 | 5--5 | 209 | 25 | 915.4961 | 93.2% | 6.334% | 0.4614% | 29.5995 | 0 | 0 | 29.5995 | 0 | 26.9351 | 2.6617 | 10.1195 | 26.9351 | 2.6617 | 10.1195 | 29.8904 | 2.9537 | 10.1195 | 3.233% | 0.099477 | 0.096026 | 9203.0933 | 2582.2914 | 565.9601 | 6054.8418 | 9225.5679 | 0 | 0 | 9225.5679 | 0.006213%
2027 | 450 | 450-1853F | Tier-2 | Tier-2---10 | 4--4 | 44 | 3 | 133.4424 | 58.04% | 41.41% | 0.5447% | 1.5315 | 0 | 0 | 1.5315 | 0 | 1.3936 | 0.31941 | 4.3631 | 1.3936 | 0.31941 | 4.3631 | 1.5465 | 0.35445 | 4.3631 | 1.148% | 0.075291 | 0.073802 | 1772.351 | 169.5911 | 681.6123 | 921.1476 | 1787.3514 | 0 | 0 | 1787.3514 | 0.0003215%
2027 | 450 | 450-1854 | Tier-2 | Tier-2---9 | 4--4 | 70 | 15 | 167.8113 | 68.69% | 30.5% | 0.8174% | 7.1629 | 0 | 0 | 7.1629 | 0 | 6.5182 | 1.597 | 4.0814 | 6.5182 | 1.597 | 4.0814 | 7.2333 | 1.7722 | 4.0814 | 4.268% | 0.079085 | 0.07417 | 2121.91 | 277.0369 | 611.709 | 1233.1641 | 2165.935 | 0 | 0 | 2165.935 | 0.001504%
2027 | 452 | 452-1404F | Tier-2 | Tier-2---12 | 1--5 | 20 | 5 | 78.1615 | 99.25% | 0% | 0.7504% | 5.6242 | 0 | 0 | 5.6242 | 0 | 5.1179 | 0.53234 | 9.614 | 5.1179 | 0.53234 | 9.614 | 5.6795 | 0.59075 | 9.614 | 7.196% | 0.0036434 | 0.0033793 | 21452.8882 | 5121.8123 | 152.3056 | 16178.7703 | 21465.4715 | 0 | 0 | 21465.4715 | 0.001181%
2027 | 452 | 452-38AE | Tier-2 | Tier-2---4 | 2--5 | 71 | 3 | 306.0513 | 99.41% | 0% | 0.595% | 3.7279 | 0 | 0 | 3.7279 | 0 | 3.3923 | 0.31941 | 10.6208 | 3.3923 | 0.31941 | 10.6208 | 3.7645 | 0.35445 | 10.6208 | 1.218% | 0.011395 | 0.011256 | 26857.9154 | 5689.4503 | 153.4079 | 21015.0572 | 26859.8978 | 0 | 0 | 26859.8978 | 0.0007825%
2027 | 463 | 463-1229 | Tier-2 | Tier-2---9 | 5--4 | 231 | 7 | 220.9596 | 94% | 3.511% | 2.487% | 1.8253 | 0 | 0 | 1.8253 | 0 | 1.661 | 0.74528 | 2.2287 | 1.661 | 0.74528 | 2.2287 | 1.8432 | 0.82705 | 2.2287 | 0.8261% | 0.096723 | 0.095873 | 2284.4628 | 504.7537 | 115.6932 | 1664.0158 | 2285.6775 | 0 | 0 | 2285.6775 | 0.0003831%
2027 | 470 | 470-40AE | Tier-2 | Tier-2---4 | 4--5 | 142 | 21 | 675.3424 | 87.26% | 12.19% | 0.553% | 25.273 | 0 | 0 | 25.273 | 0 | 22.9981 | 2.2358 | 10.2861 | 22.9981 | 2.2358 | 10.2861 | 25.5214 | 2.4811 | 10.2861 | 3.742% | 0.091034 | 0.08713 | 7418.573 | 1155.6027 | 850.5498 | 5412.4205 | 7460.9311 | 0 | 0 | 7460.9311 | 0.005305%
2027 | 470 | 470-47R | Tier-3 | Tier-3---2 | 5--5 | 534 | 29 | 2012.6027 | 94.87% | 4.37% | 0.7559% | 30.0719 | 0 | 0 | 30.0719 | 0 | 27.3651 | 3.0876 | 8.8629 | 27.3651 | 3.0876 | 8.8629 | 30.3675 | 3.4263 | 8.8629 | 1.494% | 0.16225 | 0.1597 | 12404.0406 | 2097.9829 | 564.7309 | 9741.3268 | 12414.2139 | 0 | 0 | 12414.2139 | 0.006312%
2027 | 471 | 471-36F | Tier-2 | Tier-2---4 | 4--5 | 128 | 6 | 570.7201 | 63.27% | 36.3% | 0.4365% | 4.9084 | 0 | 0 | 4.9084 | 0 | 4.4666 | 0.63881 | 6.992 | 4.4666 | 0.63881 | 6.992 | 4.9566 | 0.7089 | 6.992 | 0.86% | 0.093079 | 0.091814 | 6131.5794 | 664.7661 | 2054.2802 | 3412.5332 | 6162.6187 | 0 | 0 | 6162.6187 | 0.00103%
2027 | 492 | 492-1090F | Tier-1 | Non-HFTD---8 | 3--2 | 134 | 1 | 33.4788 | 3.477% | 89.48% | 7.046% | 0.0025194 | 0 | 0 | 0.0025194 | 0 | 0.0022926 | 0.10647 | 0.021533 | 0.0022926 | 0.10647 | 0.021533 | 0.0025442 | 0.11815 | 0.021533 | 0.007525% | 0.023375 | 0.023325 | 1432.2374 | 4.4641 | 1280.0219 | 147.7514 | 1435.2357 | 0 | 0 | 1435.2357 | 5.288e-07%
2027 | 492 | 492-14R | Tier-1 | Non-HFTD---2 | 4--3 | 453 | 17 | 210.2908 | 2.625% | 94.06% | 3.313% | 0.060064 | 0 | 0 | 0.060064 | 0 | 0.054658 | 1.81 | 0.030198 | 0.054658 | 1.81 | 0.030198 | 0.060655 | 2.0085 | 0.030198 | 0.02856% | 0.045206 | 0.044714 | 4651.7925 | 14.6198 | 4204.3265 | 432.8462 | 4701.6317 | 0 | 0 | 4701.6317 | 1.261e-05%
2027 | 492 | 492-343R | Tier-1 | Non-HFTD---1 | 3--4 | 107 | 1 | 207.382 | 19.37% | 79.64% | 0.9946% | 0.10885 | 0 | 0 | 0.10885 | 0 | 0.099053 | 0.10647 | 0.93035 | 0.099053 | 0.10647 | 0.93035 | 0.10992 | 0.11815 | 0.93035 | 0.05249% | 0.024839 | 0.024772 | 8348.9818 | 177.5139 | 6835.9905 | 1335.4774 | 8367.2772 | 0 | 0 | 8367.2772 | 2.285e-05%
2027 | 500 | 500-1531 | Tier-2 | Tier-2---10 | 4--4 | 20 | 4 | 642.8265 | 4.579% | 95.33% | 0.095% | 1.7073 | 0 | 0 | 1.7073 | 0 | 1.5536 | 0.42587 | 3.648 | 1.5536 | 0.42587 | 3.648 | 1.724 | 0.4726 | 3.648 | 0.2656% | 0.071178 | 0.067049 | 9031.2778 | 80.4341 | 7853.8811 | 1096.9626 | 9561.8811 | 0 | 0 | 9561.8811 | 0.0003584%
2027 | 501 | 501-786 | Tier-2 | Tier-2---14 | 2--5 | 23 | 2 | 41.2155 | 98.22% | 0% | 1.777% | 1.0209 | 0 | 0 | 1.0209 | 0 | 0.92898 | 0.21294 | 4.3627 | 0.92898 | 0.21294 | 4.3627 | 1.0309 | 0.2363 | 4.3627 | 2.477% | 0.0050324 | 0.0049055 | 8190.019 | 1322.239 | 139.0981 | 6728.6818 | 8193.7843 | 0 | 0 | 8193.7843 | 0.0002143%
2027 | 504 | 504-2501R | Tier-2 | Tier-2---9 | 3--5 | 154 | 5 | 152.2062 | 97.69% | 0% | 2.311% | 1.4 | 0 | 0 | 1.4 | 0 | 1.274 | 0.53234 | 2.3931 | 1.274 | 0.53234 | 2.3931 | 1.4137 | 0.59075 | 2.3931 | 0.9198% | 0.021593 | 0.021389 | 7048.9974 | 1058.3908 | 620.2842 | 5370.3225 | 7050.546 | 0 | 0 | 7050.546 | 0.0002939%
2027 | 520 | 520-1045R | Tier-2 | Tier-2---5 | 5--4 | 180 | 2 | 596.734 | 87.03% | 12.08% | 0.8955% | 1.6734 | 0 | 0 | 1.6734 | 0 | 1.5228 | 0.21294 | 7.1513 | 1.5228 | 0.21294 | 7.1513 | 1.6898 | 0.2363 | 7.1513 | 0.2804% | 0.26824 | 0.26737 | 2224.662 | 286.7109 | 250.5356 | 1687.4154 | 2225.5948 | 0 | 0 | 2225.5948 | 0.0003512%
2027 | 520 | 520-10R | Tier-2 | Tier-2---7 | 4--5 | 155 | 16 | 296.4545 | 90.13% | 8.578% | 1.296% | 7.9983 | 0 | 0 | 7.9983 | 0 | 7.2783 | 1.7035 | 4.2726 | 7.2783 | 1.7035 | 4.2726 | 8.0769 | 1.8904 | 4.2726 | 2.698% | 0.046043 | 0.044665 | 6438.5886 | 1240.5174 | 702.7495 | 4495.3216 | 6458.2068 | 0 | 0 | 6458.2068 | 0.001679%
2027 | 520 | 520-1489R | Tier-2 | Tier-2---8 | 5--5 | 408 | 6 | 662.1633 | 87.36% | 10.91% | 1.733% | 2.467 | 0 | 0 | 2.467 | 0 | 2.2449 | 0.63881 | 3.5142 | 2.2449 | 0.63881 | 3.5142 | 2.4912 | 0.7089 | 3.5142 | 0.3726% | 0.13822 | 0.13763 | 4790.7448 | 574.961 | 546.3603 | 3669.4236 | 4793.3385 | 0 | 0 | 4793.3385 | 0.0005178%
2027 | 520 | 520-1509R | Tier-2 | Tier-2---5 | 5--4 | 401 | 17 | 868.9578 | 72.04% | 26.87% | 1.095% | 7.6957 | 0 | 0 | 7.6957 | 0 | 7.0029 | 1.81 | 3.8691 | 7.0029 | 1.81 | 3.8691 | 7.7713 | 2.0085 | 3.8691 | 0.8856% | 0.28561 | 0.2821 | 3042.4946 | 331.9166 | 761.5633 | 1949.0147 | 3053.0851 | 0 | 0 | 3053.0851 | 0.001615%
2027 | 520 | 520-1525R | Tier-2 | Tier-2---8 | 5--5 | 145 | 9 | 360.0635 | 92.4% | 6.369% | 1.229% | 5.9887 | 0 | 0 | 5.9887 | 0 | 5.4497 | 0.95822 | 5.6873 | 5.4497 | 0.95822 | 5.6873 | 6.0476 | 1.0633 | 5.6873 | 1.663% | 0.099044 | 0.097261 | 3635.4035 | 686.7062 | 313.6705 | 2635.0268 | 3640.4663 | 0 | 0 | 3640.4663 | 0.001257%
2027 | 520 | 520-1527R | Tier-3 | Tier-3---7 | 5--5 | 249 | 13 | 1151.6571 | 81.16% | 18.23% | 0.6117% | 14.1509 | 0 | 0 | 14.1509 | 0 | 12.8772 | 1.3841 | 9.3037 | 12.8772 | 1.3841 | 9.3037 | 14.29 | 1.5359 | 9.3037 | 1.229% | 0.27105 | 0.26694 | 4248.9299 | 642.1047 | 732.0594 | 2874.7658 | 4261.2389 | 0 | 0 | 4261.2389 | 0.00297%
2027 | 520 | 520-1902R | Tier-2 | Tier-2---9 | 4--4 | 408 | 43 | 295.4783 | 43.89% | 53.74% | 2.376% | 3.9635 | 0 | 0 | 3.9635 | 0 | 3.6067 | 4.5781 | 0.78781 | 3.6067 | 4.5781 | 0.78781 | 4.0024 | 5.0804 | 0.78781 | 1.341% | 0.058932 | 0.057131 | 5013.9026 | 463.7784 | 2584.0113 | 1966.1129 | 5102.6018 | 0 | 0 | 5102.6018 | 0.0008319%
2027 | 520 | 520-1904 | Tier-3 | Tier-3---13 | 4--5 | 276 | 35 | 381.2363 | 81.21% | 17.45% | 1.344% | 11.3853 | 0 | 0 | 11.3853 | 0 | 10.3605 | 3.7264 | 2.7803 | 10.3605 | 3.7264 | 2.7803 | 11.4972 | 4.1352 | 2.7803 | 2.986% | 0.05278 | 0.050839 | 7223.1755 | 1024.2251 | 1263.1331 | 4935.8173 | 7275.0018 | 0 | 0 | 7275.0018 | 0.00239%
2027 | 520 | 520-22R | Tier-2 | Tier-2---14 | 4--4 | 113 | 5 | 116.9083 | 45.37% | 53.02% | 1.617% | 0.68058 | 0 | 0 | 0.68058 | 0 | 0.61932 | 0.53234 | 1.1634 | 0.61932 | 0.53234 | 1.1634 | 0.68727 | 0.59075 | 1.1634 | 0.5822% | 0.036011 | 0.035549 | 3246.4956 | 310.4275 | 1853.8749 | 1082.1932 | 3269.5505 | 0 | 0 | 3269.5505 | 0.0001429%
2027 | 520 | 520-35R | Tier-3 | Tier-3---9 | 5--5 | 306 | 2 | 985.3264 | 82.6% | 16.44% | 0.9544% | 1.5427 | 0 | 0 | 1.5427 | 0 | 1.4039 | 0.21294 | 6.5929 | 1.4039 | 0.21294 | 6.5929 | 1.5579 | 0.2363 | 6.5929 | 0.1566% | 0.28544 | 0.2849 | 3451.9467 | 462.7417 | 537.5528 | 2451.6522 | 3453.087 | 0 | 0 | 3453.087 | 0.0003238%
2027 | 520 | 520-45 | Tier-2 | Tier-2---8 | 5--5 | 219 | 6 | 455.0819 | 89.33% | 9.369% | 1.306% | 3.2298 | 0 | 0 | 3.2298 | 0 | 2.939 | 0.63881 | 4.6008 | 2.939 | 0.63881 | 4.6008 | 3.2615 | 0.7089 | 4.6008 | 0.7097% | 0.10446 | 0.10363 | 4356.4514 | 530.4104 | 403.5927 | 3422.4483 | 4360.1757 | 0 | 0 | 4360.1757 | 0.0006779%
2027 | 521 | 521-14R | Tier-3 | Tier-3---5 | 5--5 | 315 | 18 | 1719.0003 | 78.65% | 20.86% | 0.4907% | 22.4037 | 0 | 0 | 22.4037 | 0 | 20.3871 | 1.9164 | 10.6381 | 20.3871 | 1.9164 | 10.6381 | 22.6239 | 2.1267 | 10.6381 | 1.303% | 0.27097 | 0.26648 | 6343.9843 | 812.9811 | 1238.2176 | 4292.7856 | 6366.8103 | 0 | 0 | 6366.8103 | 0.004703%
2027 | 521 | 521-1819R | Tier-2 | Tier-2---9 | 4--5 | 199 | 20 | 223.8855 | 62.17% | 36.25% | 1.574% | 4.0569 | 0 | 0 | 4.0569 | 0 | 3.6917 | 2.1294 | 1.7337 | 3.6917 | 2.1294 | 1.7337 | 4.0968 | 2.363 | 1.7337 | 1.812% | 0.043667 | 0.042394 | 5127.1322 | 737.124 | 1856.4943 | 2533.514 | 5185.3571 | 0 | 0 | 5185.3571 | 0.0008515%
2027 | 521 | 521-1856R | Tier-3 | Tier-3---6 | 5--5 | 335 | 22 | 1212.5663 | 84.9% | 14.39% | 0.7143% | 19.606 | 0 | 0 | 19.606 | 0 | 17.8412 | 2.3423 | 7.6169 | 17.8412 | 2.3423 | 7.6169 | 19.7987 | 2.5993 | 7.6169 | 1.617% | 0.15411 | 0.15117 | 7868.3195 | 1087.4875 | 1070.4078 | 5710.4242 | 7891.3861 | 0 | 0 | 7891.3861 | 0.004115%
2027 | 521 | 521-18R | Tier-3 | Tier-3---6 | 4--5 | 307 | 22 | 1129.9866 | 95.19% | 4.09% | 0.7206% | 22.3535 | 0 | 0 | 22.3535 | 0 | 20.3414 | 2.3423 | 8.6843 | 20.3414 | 2.3423 | 8.6843 | 22.5732 | 2.5993 | 8.6843 | 1.978% | 0.071321 | 0.069839 | 15843.6289 | 2470.7432 | 733.9331 | 12638.9526 | 15859.8036 | 0 | 0 | 15859.8036 | 0.004692%
2027 | 521 | 521-27R | Tier-2 | Tier-2---3 | 4--5 | 358 | 22 | 810.4848 | 91.73% | 7.398% | 0.8745% | 13.249 | 0 | 0 | 13.249 | 0 | 12.0564 | 2.3423 | 5.1472 | 12.0564 | 2.3423 | 5.1472 | 13.3792 | 2.5993 | 5.1472 | 1.635% | 0.063668 | 0.062533 | 12729.941 | 2154.4423 | 1058.961 | 9516.5377 | 12749.0483 | 0 | 0 | 12749.0483 | 0.002781%
2027 | 521 | 521-32R | Tier-3 | Tier-3---4 | 5--5 | 232 | 1 | 1448.9015 | 94.87% | 4.661% | 0.4687% | 1.7182 | 0 | 0 | 1.7182 | 0 | 1.5636 | 0.10647 | 14.6856 | 1.5636 | 0.10647 | 14.6856 | 1.7351 | 0.11815 | 14.6856 | 0.1186% | 0.14844 | 0.14825 | 9761.0273 | 1631.7912 | 451.6127 | 7677.6235 | 9761.6541 | 0 | 0 | 9761.6541 | 0.0003607%
2027 | 521 | 521-700R | Tier-2 | Tier-2---3 | 4--5 | 437 | 35 | 1225.9943 | 93.19% | 6.054% | 0.7541% | 26.537 | 0 | 0 | 26.537 | 0 | 24.1483 | 3.7264 | 6.4803 | 24.1483 | 3.7264 | 6.4803 | 26.7978 | 4.1352 | 6.4803 | 2.165% | 0.074421 | 0.072692 | 16473.8564 | 2889.9121 | 1156.3836 | 12427.5607 | 16500.525 | 0 | 0 | 16500.525 | 0.00557%
2027 | 522 | 522-34 | Tier-2 | Tier-2---16 | 4--3 | 64 | 9 | 77.0016 | 18.51% | 79.83% | 1.663% | 0.58113 | 0 | 0 | 0.58113 | 0 | 0.52882 | 0.95822 | 0.55188 | 0.52882 | 0.95822 | 0.55188 | 0.58684 | 1.0633 | 0.55188 | 0.7547% | 0.030009 | 0.028785 | 2565.9512 | 64.6552 | 2012.714 | 488.582 | 2654.8543 | 0 | 0 | 2654.8543 | 0.000122%
2027 | 522 | 522-36 | Tier-2 | Tier-2---16 | 4--3 | 93 | 1 | 95.5847 | 7.342% | 91.11% | 1.546% | 0.021883 | 0 | 0 | 0.021883 | 0 | 0.019913 | 0.10647 | 0.18704 | 0.019913 | 0.10647 | 0.18704 | 0.022098 | 0.11815 | 0.18704 | 0.02289% | 0.031092 | 0.030995 | 3074.2923 | 36.1538 | 2591.8703 | 446.2683 | 3083.2028 | 0 | 0 | 3083.2028 | 4.593e-06%
2027 | 522 | 522-38R | Tier-2 | Tier-2---6 | 4--5 | 606 | 78 | 1016.2869 | 80.7% | 18.11% | 1.19% | 30.6141 | 0 | 0 | 30.6141 | 0 | 27.8584 | 8.3045 | 3.3546 | 27.8584 | 8.3045 | 3.3546 | 30.9149 | 9.2157 | 3.3546 | 3.012% | 0.088602 | 0.085295 | 11470.2225 | 2251.3608 | 2088.2887 | 7130.573 | 11556.0495 | 0 | 0 | 11556.0495 | 0.006426%
2027 | 523 | 523-31AE | Tier-2 | Tier-2---14 | 4--4 | 199 | 17 | 275.1089 | 4.221% | 94.59% | 1.185% | 0.28765 | 0 | 0 | 0.28765 | 0 | 0.26176 | 1.81 | 0.14462 | 0.26176 | 1.81 | 0.14462 | 0.29048 | 2.0085 | 0.14462 | 0.1046% | 0.037419 | 0.036492 | 7352.039 | 68.2792 | 6334.1642 | 949.5956 | 7530.9218 | 0 | 0 | 7530.9218 | 6.038e-05%
2027 | 524 | 524-1782F | Tier-3 | Tier-3---10 | 4--5 | 231 | 27 | 681.1238 | 98.24% | 0.8976% | 0.8607% | 22.6815 | 0 | 0 | 22.6815 | 0 | 20.6399 | 2.8746 | 7.18 | 20.6399 | 2.8746 | 7.18 | 22.9044 | 3.19 | 7.18 | 3.33% | 0.040404 | 0.039034 | 16857.9136 | 3235.0894 | 389.5202 | 13233.3041 | 16868.3133 | 0 | 0 | 16868.3133 | 0.004761%
2027 | 524 | 524-27R | Tier-3 | Tier-3---4 | 4--5 | 489 | 40 | 1282.5738 | 98.01% | 1.22% | 0.7702% | 29.8197 | 0 | 0 | 29.8197 | 0 | 27.1355 | 4.2587 | 6.3717 | 27.1355 | 4.2587 | 6.3717 | 30.1127 | 4.726 | 6.3717 | 2.325% | 0.060207 | 0.058779 | 21302.6656 | 4149.5256 | 661.6102 | 16491.5299 | 21312.9654 | 0 | 0 | 21312.9654 | 0.006259%
2027 | 524 | 524-46R | Tier-3 | Tier-3---4 | 5--5 | 283 | 16 | 1602.1034 | 91.53% | 7.997% | 0.4775% | 24.0417 | 0 | 0 | 24.0417 | 0 | 21.8776 | 1.7035 | 12.8428 | 21.8776 | 1.7035 | 12.8428 | 24.278 | 1.8904 | 12.8428 | 1.501% | 0.18916 | 0.18605 | 8469.7554 | 1511.9887 | 676.5843 | 6281.1824 | 8481.7196 | 0 | 0 | 8481.7196 | 0.005046%
2027 | 524 | 524-50R | Tier-3 | Tier-3---7 | 5--5 | 283 | 29 | 1190.6418 | 87% | 12.41% | 0.5904% | 30.7817 | 0 | 0 | 30.7817 | 0 | 28.011 | 3.0876 | 9.0721 | 28.011 | 3.0876 | 9.0721 | 31.0843 | 3.4263 | 9.0721 | 2.585% | 0.18313 | 0.17769 | 6501.4644 | 979.7439 | 766.6075 | 4755.113 | 6527.3572 | 0 | 0 | 6527.3572 | 0.006461%
2027 | 524 | 524-69R | Tier-3 | Tier-3---1 | 5--5 | 842 | 107 | 4619.0742 | 91.74% | 7.782% | 0.477% | 156.1669 | 0 | 0 | 156.1669 | 0 | 142.1098 | 11.3921 | 12.4744 | 142.1098 | 11.3921 | 12.4744 | 157.7017 | 12.642 | 12.4744 | 3.381% | 0.27264 | 0.26259 | 16942.2754 | 2594.1012 | 1293.4919 | 13054.6823 | 16995.8138 | 0 | 0 | 16995.8138 | 0.03278%
2027 | 57 | 57-736 | Tier-1 | Non-HFTD---4 | 3--4 | 81 | 4 | 114.2507 | 0.4885% | 98.37% | 1.139% | 0.0079931 | 0 | 0 | 0.0079931 | 0 | 0.0072736 | 0.42587 | 0.017079 | 0.0072736 | 0.42587 | 0.017079 | 0.0080716 | 0.4726 | 0.017079 | 0.006996% | 0.015165 | 0.014948 | 7533.6404 | 8.4859 | 6834.2574 | 690.8971 | 7642.5624 | 0 | 0 | 7642.5624 | 1.678e-06%
2027 | 586 | 586-3 | Tier-1 | Non-HFTD---1 | 3--5 | 84 | 11 | 150.8025 | 59.51% | 38.73% | 1.761% | 3.4081 | 0 | 0 | 3.4081 | 0 | 3.1013 | 1.1712 | 2.6481 | 3.1013 | 1.1712 | 2.6481 | 3.4416 | 1.2996 | 2.6481 | 2.26% | 0.028089 | 0.027022 | 5368.7385 | 601.6347 | 1884.8262 | 2882.2776 | 5454.5492 | 0 | 0 | 5454.5492 | 0.0007154%
2027 | 59 | 59-465 | Tier-1 | Non-HFTD---6 | 4--3 | 167 | 3 | 47.6056 | 43.61% | 44.66% | 11.73% | 0.10816 | 0 | 0 | 0.10816 | 0 | 0.098426 | 0.31941 | 0.30815 | 0.098426 | 0.31941 | 0.30815 | 0.10922 | 0.35445 | 0.30815 | 0.2272% | 0.036127 | 0.035939 | 1317.7288 | 118.8217 | 743.3598 | 455.5474 | 1321.62 | 0 | 0 | 1321.62 | 2.27e-05%
2027 | 597 | 597-595 | Tier-2 | Tier-2---1 | 5--5 | 398 | 10 | 2598.8794 | 68.57% | 30.98% | 0.4453% | 12.9851 | 0 | 0 | 12.9851 | 0 | 11.8163 | 1.0647 | 11.0984 | 11.8163 | 1.0647 | 11.0984 | 13.1128 | 1.1815 | 11.0984 | 0.4996% | 0.15307 | 0.15195 | 16978.8381 | 2723.3618 | 4869.9544 | 9385.5219 | 17018.005 | 0 | 0 | 17018.005 | 0.002726%
2027 | 599 | 599-19R | Tier-2 | Tier-2---1 | 5--5 | 753 | 34 | 2814.0812 | 94.6% | 4.701% | 0.7012% | 34.8577 | 0 | 0 | 34.8577 | 0 | 31.7201 | 3.6199 | 8.7626 | 31.7201 | 3.6199 | 8.7626 | 35.2003 | 4.0171 | 8.7626 | 1.239% | 0.15161 | 0.14963 | 18560.9002 | 2880.2053 | 906.7756 | 14773.9194 | 18574.2042 | 0 | 0 | 18574.2042 | 0.007317%
2027 | 66 | 66-1213R | Tier-1 | Non-HFTD---1 | 4--5 | 477 | 6 | 895.6301 | 87.07% | 11.59% | 1.338% | 2.8447 | 0 | 0 | 2.8447 | 0 | 2.5886 | 0.63881 | 4.0522 | 2.5886 | 0.63881 | 4.0522 | 2.8726 | 0.7089 | 4.0522 | 0.3176% | 0.075145 | 0.074871 | 11918.7237 | 1933.2238 | 1527.7262 | 8457.7737 | 11924.3656 | 0 | 0 | 11924.3656 | 0.0005971%
2027 | 67 | 67-24R | Tier-3 | Tier-3---13 | 5--4 | 344 | 26 | 649.2908 | 74.83% | 23.84% | 1.334% | 10.6488 | 0 | 0 | 10.6488 | 0 | 9.6902 | 2.7682 | 3.5006 | 9.6902 | 2.7682 | 3.5006 | 10.7534 | 3.0719 | 3.5006 | 1.64% | 0.2194 | 0.21459 | 2959.3576 | 336.0702 | 674.1995 | 1949.088 | 2976.0532 | 0 | 0 | 2976.0532 | 0.002235%
2027 | 67 | 67-34R | Tier-3 | Tier-3---11 | 5--5 | 551 | 44 | 1084.2867 | 76.65% | 22.12% | 1.235% | 19.2458 | 0 | 0 | 19.2458 | 0 | 17.5134 | 4.6846 | 3.7385 | 17.5134 | 4.6846 | 3.7385 | 19.435 | 5.1986 | 3.7385 | 1.775% | 0.24743 | 0.2417 | 4382.1248 | 535.8218 | 956.7681 | 2889.5349 | 4406.3858 | 0 | 0 | 4406.3858 | 0.00404%
2027 | 67 | 67-37R | Tier-3 | Tier-3---17 | 5--3 | 190 | 8 | 226.6286 | 65.58% | 32.17% | 2.242% | 1.8149 | 0 | 0 | 1.8149 | 0 | 1.6515 | 0.85175 | 1.939 | 1.6515 | 0.85175 | 1.939 | 1.8327 | 0.9452 | 1.939 | 0.8008% | 0.20095 | 0.1985 | 1127.7881 | 99.8375 | 351.0117 | 676.9389 | 1132.586 | 0 | 0 | 1132.586 | 0.0003809%
2027 | 67 | 67-45R | Tier-3 | Tier-3---15 | 5--4 | 233 | 10 | 468.8847 | 75.51% | 23.11% | 1.372% | 4.4069 | 0 | 0 | 4.4069 | 0 | 4.0102 | 1.0647 | 3.7666 | 4.0102 | 1.0647 | 3.7666 | 4.4502 | 1.1815 | 3.7666 | 0.9399% | 0.20887 | 0.20627 | 2244.8167 | 264.9489 | 495.8782 | 1483.9896 | 2251.7444 | 0 | 0 | 2251.7444 | 0.000925%
2027 | 702 | 702-25 | Tier-1 | Non-HFTD---4 | 2--4 | 20 | 1 | 99.2191 | 14.64% | 84.88% | 0.4775% | 0.21062 | 0 | 0 | 0.21062 | 0 | 0.19166 | 0.10647 | 1.8002 | 0.19166 | 0.10647 | 1.8002 | 0.21269 | 0.11815 | 1.8002 | 0.2123% | 0.0085112 | 0.0083878 | 11657.4786 | 48.5715 | 10557.6421 | 1051.265 | 11803.8887 | 0 | 0 | 11803.8887 | 4.421e-05%
2027 | 702 | 702-27R | Tier-1 | Non-HFTD---3 | 4--3 | 513 | 3 | 114.6782 | 12.31% | 80.73% | 6.96% | 0.023941 | 0 | 0 | 0.023941 | 0 | 0.021786 | 0.31941 | 0.068208 | 0.021786 | 0.31941 | 0.068208 | 0.024176 | 0.35445 | 0.068208 | 0.02088% | 0.039338 | 0.039271 | 2915.2316 | 15.3466 | 2621.2248 | 278.6603 | 2919.5743 | 0 | 0 | 2919.5743 | 5.025e-06%
2027 | 702 | 702-30 | Tier-1 | Non-HFTD---3 | 4--3 | 328 | 4 | 53.814 | 40.73% | 49.22% | 10.06% | 0.077509 | 0 | 0 | 0.077509 | 0 | 0.070532 | 0.42587 | 0.16562 | 0.070532 | 0.42587 | 0.16562 | 0.078271 | 0.4726 | 0.16562 | 0.144% | 0.033242 | 0.033124 | 1618.8568 | 145.6401 | 957.286 | 515.9307 | 1622.2624 | 0 | 0 | 1622.2624 | 1.627e-05%
2027 | 702 | 702-448F | Tier-1 | Non-HFTD---19 | 1--3 | 2 | 1 | 0.35824 | 90.03% | 0% | 9.967% | 0.046768 | 0 | 0 | 0.046768 | 0 | 0.042558 | 0.10647 | 0.39972 | 0.042558 | 0.10647 | 0.39972 | 0.047227 | 0.11815 | 0.39972 | 13.05% | 0.0001214 | 0.0001038 | 2950.9131 | 1.8209 | 2914.298 | 34.7941 | 3000.7911 | 0 | 0 | 3000.7911 | 9.817e-06%
2027 | 703 | 703-279R | Tier-1 | Non-HFTD---2 | 4--4 | 443 | 4 | 173.2844 | 33.44% | 62.84% | 3.72% | 0.15172 | 0 | 0 | 0.15172 | 0 | 0.13807 | 0.42587 | 0.3242 | 0.13807 | 0.42587 | 0.3242 | 0.15322 | 0.4726 | 0.3242 | 0.08756% | 0.030988 | 0.030906 | 5592.0554 | 43.7301 | 5123.0455 | 425.2798 | 5601.8275 | 0 | 0 | 5601.8275 | 3.185e-05%
2027 | 73 | 73-1130R | Tier-3 | Tier-3---9 | 5--5 | 310 | 18 | 971.12 | 83.08% | 16.23% | 0.6878% | 13.5854 | 0 | 0 | 13.5854 | 0 | 12.3625 | 1.9164 | 6.4508 | 12.3625 | 1.9164 | 6.4508 | 13.7189 | 2.1267 | 6.4508 | 1.399% | 0.2182 | 0.21452 | 4450.6448 | 608.0965 | 688.9858 | 3153.5625 | 4463.5434 | 0 | 0 | 4463.5434 | 0.002852%
2027 | 73 | 73-1163 | Tier-3 | Tier-3---4 | 5--5 | 326 | 10 | 1861.7789 | 88.41% | 11.22% | 0.3692% | 14.6425 | 0 | 0 | 14.6425 | 0 | 13.3244 | 1.0647 | 12.5149 | 13.3244 | 1.0647 | 12.5149 | 14.7864 | 1.1815 | 12.5149 | 0.7865% | 0.22506 | 0.22306 | 8272.2274 | 1229.0974 | 921.3142 | 6121.8157 | 8280.832 | 0 | 0 | 8280.832 | 0.003073%
2027 | 73 | 73-1164 | Tier-3 | Tier-3---13 | 5--4 | 46 | 2 | 263.7681 | 87.65% | 11.96% | 0.3908% | 2.9151 | 0 | 0 | 2.9151 | 0 | 2.6527 | 0.21294 | 12.4575 | 2.6527 | 0.21294 | 12.4575 | 2.9437 | 0.2363 | 12.4575 | 1.105% | 0.18614 | 0.1838 | 1417.02 | 198.6601 | 156.5468 | 1061.8131 | 1419.2546 | 0 | 0 | 1419.2546 | 0.0006119%
2027 | 73 | 73-678R | Tier-3 | Tier-3---5 | 5--5 | 313 | 7 | 1587.7071 | 88.98% | 10.47% | 0.5476% | 9.1627 | 0 | 0 | 9.1627 | 0 | 8.3379 | 0.74528 | 11.1877 | 8.3379 | 0.74528 | 11.1877 | 9.2527 | 0.82705 | 11.1877 | 0.5771% | 0.23776 | 0.23622 | 6677.7947 | 1003.2668 | 681.1886 | 4993.3394 | 6682.5978 | 0 | 0 | 6682.5978 | 0.001923%
2027 | 73 | 73-683R | Tier-3 | Tier-3---7 | 5--5 | 273 | 1 | 1378.6065 | 89.65% | 9.845% | 0.5099% | 1.3128 | 0 | 0 | 1.3128 | 0 | 1.1946 | 0.10647 | 11.2206 | 1.1946 | 0.10647 | 11.2206 | 1.3257 | 0.11815 | 11.2206 | 0.09523% | 0.22716 | 0.22692 | 6068.9321 | 866.1538 | 585.2944 | 4617.4838 | 6069.6003 | 0 | 0 | 6069.6003 | 0.0002756%
2027 | 75 | 75-2259F | Tier-3 | Tier-3---12 | 3--5 | 140 | 13 | 362.3539 | 98.06% | 1.201% | 0.7355% | 9.5687 | 0 | 0 | 9.5687 | 0 | 8.7074 | 1.3841 | 6.291 | 8.7074 | 1.3841 | 6.291 | 9.6627 | 1.5359 | 6.291 | 2.641% | 0.020337 | 0.01979 | 17817.1226 | 3618.9618 | 323.8838 | 13874.277 | 17826.6729 | 0 | 0 | 17826.6729 | 0.002008%
2027 | 75 | 75-32R | Tier-3 | Tier-3---13 | 3--5 | 84 | 8 | 196.1202 | 96.38% | 2.668% | 0.9512% | 5.2206 | 0 | 0 | 5.2206 | 0 | 4.7507 | 0.85175 | 5.5776 | 4.7507 | 0.85175 | 5.5776 | 5.2719 | 0.9452 | 5.5776 | 2.662% | 0.014781 | 0.014373 | 13268.2222 | 2437.4241 | 453.4454 | 10377.3526 | 13281.8629 | 0 | 0 | 13281.8629 | 0.001096%
2027 | 75 | 75-41 | Tier-3 | Tier-3---13 | 3--5 | 69 | 3 | 232.3508 | 98.84% | 0.3675% | 0.788% | 2.8958 | 0 | 0 | 2.8958 | 0 | 2.6351 | 0.31941 | 8.2501 | 2.6351 | 0.31941 | 8.2501 | 2.9242 | 0.35445 | 8.2501 | 1.246% | 0.0163 | 0.016094 | 14254.8272 | 3156.0323 | 229.2614 | 10869.5335 | 14256.9306 | 0 | 0 | 14256.9306 | 0.0006078%
2027 | 75 | 75-996R | Tier-2 | Tier-2---7 | 4--5 | 319 | 44 | 357.2986 | 95.33% | 2.61% | 2.061% | 13.6243 | 0 | 0 | 13.6243 | 0 | 12.3979 | 4.6846 | 2.6465 | 12.3979 | 4.6846 | 2.6465 | 13.7582 | 5.1986 | 2.6465 | 3.813% | 0.043997 | 0.042237 | 8120.9384 | 1655.5756 | 489.8744 | 5975.4884 | 8136.7448 | 0 | 0 | 8136.7448 | 0.00286%
2027 | 770 | 770-259R | Tier-2 | Tier-2---17 | 2--3 | 24 | 19 | 10.9444 | 90.49% | 1.971% | 7.54% | 2.2737 | 0 | 0 | 2.2737 | 0 | 2.069 | 2.0229 | 1.0228 | 2.069 | 2.0229 | 1.0228 | 2.296 | 2.2448 | 1.0228 | 20.77% | 0.010605 | 0.0081704 | 1031.9841 | 188.7755 | 88.8418 | 754.3668 | 1061.2327 | 0 | 0 | 1061.2327 | 0.0004772%
2027 | 78 | 78-35R | Tier-3 | Tier-3---10 | 2--5 | 29 | 1 | 489.2316 | 99.8% | 0% | 0.2011% | 4.8825 | 0 | 0 | 4.8825 | 0 | 4.443 | 0.10647 | 41.7306 | 4.443 | 0.10647 | 41.7306 | 4.9305 | 0.11815 | 41.7306 | 0.998% | 0.008188 | 0.0081061 | 59749.8307 | 9713.1665 | 132.8814 | 49903.7828 | 59751.0445 | 0 | 0 | 59751.0445 | 0.001025%
2027 | 788 | 788-34R | Tier-2 | Tier-2---6 | 5--5 | 521 | 9 | 1602.6496 | 68.44% | 30.89% | 0.6716% | 5.4947 | 0 | 0 | 5.4947 | 0 | 5.0001 | 0.95822 | 5.2181 | 5.0001 | 0.95822 | 5.2181 | 5.5487 | 1.0633 | 5.2181 | 0.3428% | 0.12404 | 0.12342 | 12920.0508 | 2335.3392 | 3828.2096 | 6756.5021 | 12940.5816 | 0 | 0 | 12940.5816 | 0.001153%
2027 | 791 | 791-419F | Tier-2 | Tier-2---5 | 5--5 | 141 | 5 | 638.6863 | 61.95% | 37.46% | 0.5934% | 4.0688 | 0 | 0 | 4.0688 | 0 | 3.7026 | 0.53234 | 6.9553 | 3.7026 | 0.53234 | 6.9553 | 4.1088 | 0.59075 | 6.9553 | 0.6371% | 0.11325 | 0.11209 | 5639.4744 | 649.4436 | 1934.52 | 3055.5108 | 5661.7712 | 0 | 0 | 5661.7712 | 0.0008541%
2027 | 79 | 79-658R | Tier-3 | Tier-3---5 | 5--5 | 198 | 1 | 1583.1515 | 94.39% | 5.201% | 0.4074% | 2.1887 | 0 | 0 | 2.1887 | 0 | 1.9917 | 0.10647 | 18.707 | 1.9917 | 0.10647 | 18.707 | 2.2102 | 0.11815 | 18.707 | 0.1383% | 0.46655 | 0.46587 | 3393.3013 | 536.1336 | 179.2959 | 2677.8718 | 3393.5804 | 0 | 0 | 3393.5804 | 0.0004594%
2027 | 79 | 79-660R | Tier-3 | Tier-3---14 | 5--3 | 179 | 4 | 410.2866 | 87.38% | 11.28% | 1.342% | 2.3233 | 0 | 0 | 2.3233 | 0 | 2.1142 | 0.42587 | 4.9644 | 2.1142 | 0.42587 | 4.9644 | 2.3462 | 0.4726 | 4.9644 | 0.5663% | 0.45747 | 0.45451 | 896.8574 | 100.1714 | 108.3483 | 688.3376 | 897.5956 | 0 | 0 | 897.5956 | 0.0004877%
2027 | 79 | 79-668R | Tier-3 | Tier-3---15 | 5--3 | 309 | 10 | 744.6976 | 38.65% | 60.41% | 0.9336% | 2.7015 | 0 | 0 | 2.7015 | 0 | 2.4584 | 1.0647 | 2.309 | 2.4584 | 1.0647 | 2.309 | 2.7281 | 1.1815 | 2.309 | 0.3628% | 0.43999 | 0.43586 | 1692.5377 | 90.5162 | 925.3729 | 676.6485 | 1702.3747 | 0 | 0 | 1702.3747 | 0.0005671%
2027 | 79 | 79-676R | Tier-3 | Tier-3---5 | 5--5 | 138 | 1 | 1054.6802 | 84.57% | 15.17% | 0.2582% | 1.8743 | 0 | 0 | 1.8743 | 0 | 1.7056 | 0.10647 | 16.02 | 1.7056 | 0.10647 | 16.02 | 1.8928 | 0.11815 | 16.02 | 0.1777% | 0.38409 | 0.38328 | 2745.9122 | 408.062 | 399.7376 | 1938.1127 | 2746.8046 | 0 | 0 | 2746.8046 | 0.0003934%
2027 | 79 | 79-679R | Tier-3 | Tier-3---3 | 5--5 | 192 | 2 | 1892.052 | 89.49% | 10.28% | 0.2308% | 5.1149 | 0 | 0 | 5.1149 | 0 | 4.6545 | 0.21294 | 21.8584 | 4.6545 | 0.21294 | 21.8584 | 5.1651 | 0.2363 | 21.8584 | 0.2703% | 0.3939 | 0.39271 | 4803.3522 | 735.2081 | 460.7879 | 3607.3562 | 4804.8818 | 0 | 0 | 4804.8818 | 0.001074%
2027 | 79 | 79-685R | Tier-3 | Tier-3---14 | 5--4 | 74 | 3 | 400.4276 | 96.08% | 3.359% | 0.5615% | 4.5232 | 0 | 0 | 4.5232 | 0 | 4.116 | 0.31941 | 12.8865 | 4.116 | 0.31941 | 12.8865 | 4.5676 | 0.35445 | 12.8865 | 1.13% | 0.43155 | 0.42648 | 927.8849 | 128.9201 | 31.6542 | 767.3106 | 928.3177 | 0 | 0 | 928.3177 | 0.0009494%
2027 | 79 | 79-714R | Tier-3 | Tier-3---9 | 5--4 | 180 | 4 | 903.7514 | 77.92% | 21.67% | 0.4055% | 4.5383 | 0 | 0 | 4.5383 | 0 | 4.1298 | 0.42587 | 9.6973 | 4.1298 | 0.42587 | 9.6973 | 4.5829 | 0.4726 | 9.6973 | 0.5022% | 0.37772 | 0.37528 | 2392.6757 | 300.8376 | 478.1412 | 1613.6969 | 2396.1021 | 0 | 0 | 2396.1021 | 0.0009526%
2027 | 79 | 79-785 | Tier-3 | Tier-3---3 | 5--5 | 427 | 8 | 2480.4804 | 78.86% | 20.81% | 0.3308% | 10.6278 | 0 | 0 | 10.6278 | 0 | 9.6711 | 0.85175 | 11.3545 | 9.6711 | 0.85175 | 11.3545 | 10.7322 | 0.9452 | 11.3545 | 0.4285% | 0.38023 | 0.37816 | 6523.6349 | 955.6486 | 1258.2917 | 4309.6946 | 6531.1695 | 0 | 0 | 6531.1695 | 0.002231%
2027 | 79 | 79-808R | Tier-3 | Tier-3---3 | 5--5 | 218 | 2 | 2167.6529 | 93.07% | 6.627% | 0.3038% | 5.3674 | 0 | 0 | 5.3674 | 0 | 4.8843 | 0.21294 | 22.9378 | 4.8843 | 0.21294 | 22.9378 | 5.4202 | 0.2363 | 22.9378 | 0.2476% | 0.44563 | 0.44444 | 4864.2458 | 733.0646 | 303.7151 | 3827.4661 | 4865.1451 | 0 | 0 | 4865.1451 | 0.001127%
2027 | 799 | 799-504R | Tier-2 | Tier-2---15 | 1--5 | 38 | 5 | 27.7948 | 96.8% | 0% | 3.201% | 1.0266 | 0 | 0 | 1.0266 | 0 | 0.93423 | 0.53234 | 1.7549 | 0.93423 | 0.53234 | 1.7549 | 1.0367 | 0.59075 | 1.7549 | 3.694% | 0.0046964 | 0.0045172 | 5918.3199 | 1511.7003 | 676.4165 | 3730.2032 | 5925.8349 | 0 | 0 | 5925.8349 | 0.0002155%
2027 | 835 | 835-10F | Tier-2 | Tier-2---19 | 1--4 | 13 | 3 | 3.5155 | 95.99% | 0% | 4.014% | 0.22583 | 0 | 0 | 0.22583 | 0 | 0.2055 | 0.31941 | 0.64338 | 0.2055 | 0.31941 | 0.64338 | 0.22805 | 0.35445 | 0.64338 | 6.424% | 0.0010446 | 0.00097469 | 3365.4208 | 527.6091 | 131.7666 | 2706.0451 | 3375.1092 | 0 | 0 | 3375.1092 | 4.74e-05%
2027 | 859 | 859-42R | Tier-2 | Tier-2---3 | 4--5 | 557 | 20 | 1138.7404 | 98.96% | 0% | 1.04% | 11.7343 | 0 | 0 | 11.7343 | 0 | 10.678 | 2.1294 | 5.0147 | 10.678 | 2.1294 | 5.0147 | 11.8496 | 2.363 | 5.0147 | 1.03% | 0.067132 | 0.066433 | 16962.7575 | 2757.3465 | 237.2903 | 13968.1207 | 16964.6141 | 0 | 0 | 16964.6141 | 0.002463%
2027 | 907 | 907-1562AE | Tier-3 | Tier-3---6 | 4--5 | 162 | 17 | 858.7853 | 77.1% | 22.57% | 0.3293% | 20.1494 | 0 | 0 | 20.1494 | 0 | 18.3357 | 1.81 | 10.1304 | 18.3357 | 1.81 | 10.1304 | 20.3474 | 2.0085 | 10.1304 | 2.346% | 0.054867 | 0.053197 | 15652.2427 | 2298.9356 | 3240.4011 | 10112.906 | 15764.754 | 0 | 0 | 15764.754 | 0.004229%
2027 | 907 | 907-1702R | Tier-3 | Tier-3---6 | 4--5 | 148 | 12 | 840.6328 | 97.1% | 2.481% | 0.4145% | 19.194 | 0 | 0 | 19.194 | 0 | 17.4663 | 1.2776 | 13.6709 | 17.4663 | 1.2776 | 13.6709 | 19.3826 | 1.4178 | 13.6709 | 2.283% | 0.061079 | 0.059642 | 13763.1312 | 2505.9528 | 366.7943 | 10890.3841 | 13772.7259 | 0 | 0 | 13772.7259 | 0.004029%
2027 | 907 | 907-1716R | Tier-3 | Tier-3---2 | 4--5 | 388 | 34 | 2427.1827 | 91.21% | 8.47% | 0.3199% | 56.2589 | 0 | 0 | 56.2589 | 0 | 51.1948 | 3.6199 | 14.1425 | 51.1948 | 3.6199 | 14.1425 | 56.8118 | 4.0171 | 14.1425 | 2.318% | 0.088049 | 0.085812 | 27566.2098 | 5467.7784 | 2289.9071 | 19808.5244 | 27629.39 | 0 | 0 | 27629.39 | 0.01181%
2027 | 908 | 908-1172R | Tier-2 | Tier-2---2 | 5--5 | 303 | 26 | 1737.7755 | 85.15% | 14.43% | 0.419% | 36.8234 | 0 | 0 | 36.8234 | 0 | 33.5088 | 2.7682 | 12.105 | 33.5088 | 2.7682 | 12.105 | 37.1853 | 3.0719 | 12.105 | 2.119% | 0.20692 | 0.20177 | 8398.1993 | 1379.7509 | 1146.2529 | 5872.1954 | 8430.0185 | 0 | 0 | 8430.0185 | 0.007729%
2027 | 908 | 908-1236 | Tier-2 | Tier-2---2 | 5--5 | 166 | 13 | 1117.3056 | 87.67% | 11.99% | 0.3416% | 22.2466 | 0 | 0 | 22.2466 | 0 | 20.2441 | 1.3841 | 14.6263 | 20.2441 | 1.3841 | 14.6263 | 22.4653 | 1.5359 | 14.6263 | 1.991% | 0.1877 | 0.18344 | 5952.6009 | 1091.9072 | 667.6574 | 4193.0363 | 5969.6548 | 0 | 0 | 5969.6548 | 0.00467%
2027 | 908 | 908-1368R | Tier-2 | Tier-2---5 | 5--5 | 471 | 39 | 991.2216 | 79.39% | 19.4% | 1.209% | 18.8958 | 0 | 0 | 18.8958 | 0 | 17.1949 | 4.1523 | 4.1411 | 17.1949 | 4.1523 | 4.1411 | 19.0815 | 4.6078 | 4.1411 | 1.906% | 0.23644 | 0.23077 | 4192.2079 | 563.5001 | 776.6437 | 2852.0641 | 4213.4682 | 0 | 0 | 4213.4682 | 0.003966%
2027 | 908 | 908-1370R | Tier-2 | Tier-2---8 | 5--4 | 150 | 24 | 321.5186 | 63.48% | 35.24% | 1.285% | 9.4698 | 0 | 0 | 9.4698 | 0 | 8.6174 | 2.5552 | 3.3724 | 8.6174 | 2.5552 | 3.3724 | 9.5629 | 2.8356 | 3.3724 | 2.945% | 0.1878 | 0.17909 | 1711.9863 | 197.0075 | 569.379 | 945.5998 | 1742.4104 | 0 | 0 | 1742.4104 | 0.001988%
2027 | 908 | 908-1372R | Tier-2 | Tier-2---2 | 5--5 | 123 | 21 | 804.0275 | 84.01% | 15.68% | 0.3083% | 33.4429 | 0 | 0 | 33.4429 | 0 | 30.4326 | 2.2358 | 13.6113 | 30.4326 | 2.2358 | 13.6113 | 33.7715 | 2.4811 | 13.6113 | 4.159% | 0.17701 | 0.16824 | 4542.3486 | 816.5914 | 664.0711 | 3061.6861 | 4580.1885 | 0 | 0 | 4580.1885 | 0.00702%
2027 | 908 | 908-2038R | Tier-2 | Tier-2---1 | 5--5 | 547 | 49 | 3761.7346 | 88.11% | 11.56% | 0.3295% | 86.103 | 0 | 0 | 86.103 | 0 | 78.3525 | 5.217 | 15.0188 | 78.3525 | 5.217 | 15.0188 | 86.9492 | 5.7893 | 15.0188 | 2.289% | 0.23053 | 0.22454 | 16317.5676 | 2905.2613 | 1774.9087 | 11637.3976 | 16369.3152 | 0 | 0 | 16369.3152 | 0.01807%
2027 | 908 | 908-2040 | Tier-2 | Tier-2---5 | 5--5 | 162 | 10 | 697.2725 | 58.64% | 40.83% | 0.5327% | 7.3197 | 0 | 0 | 7.3197 | 0 | 6.6608 | 1.0647 | 6.2561 | 6.6608 | 1.0647 | 6.2561 | 7.3916 | 1.1815 | 6.2561 | 1.05% | 0.17929 | 0.17608 | 3888.9985 | 484.676 | 1468.7466 | 1935.576 | 3918.3162 | 0 | 0 | 3918.3162 | 0.001536%
2027 | 908 | 908-2055F | Tier-3 | Tier-3---2 | 5--5 | 363 | 16 | 2141.2623 | 90.56% | 9.061% | 0.3753% | 24.7875 | 0 | 0 | 24.7875 | 0 | 22.5563 | 1.7035 | 13.2412 | 22.5563 | 1.7035 | 13.2412 | 25.0312 | 1.8904 | 13.2412 | 1.158% | 0.20355 | 0.20095 | 10519.7129 | 1841.0843 | 947.7804 | 7730.8482 | 10532.5665 | 0 | 0 | 10532.5665 | 0.005203%
2027 | 908 | 908-30 | Tier-2 | Tier-2---10 | 5--4 | 52 | 11 | 139.6838 | 79.37% | 19.74% | 0.8803% | 6.8017 | 0 | 0 | 6.8017 | 0 | 6.1894 | 1.1712 | 5.2849 | 6.1894 | 1.1712 | 5.2849 | 6.8685 | 1.2996 | 5.2849 | 4.869% | 0.16572 | 0.15556 | 842.8699 | 108.2915 | 162.9752 | 571.6032 | 854.2315 | 0 | 0 | 854.2315 | 0.001428%
2027 | 909 | 909-451 | Tier-3 | Tier-3---1 | 5--5 | 506 | 39 | 4745.7108 | 91.73% | 8.003% | 0.272% | 97.2975 | 0 | 0 | 97.2975 | 0 | 88.5394 | 4.1523 | 21.3231 | 88.5394 | 4.1523 | 21.3231 | 98.2537 | 4.6078 | 21.3231 | 2.05% | 0.31112 | 0.30417 | 15253.5364 | 2448.7202 | 1130.6792 | 11674.137 | 15282.3942 | 0 | 0 | 15282.3942 | 0.02042%
2027 | 909 | 909-453R | Tier-2 | Tier-2---3 | 2--5 | 62 | 3 | 476.0233 | 99.61% | 0% | 0.3866% | 6.6539 | 0 | 0 | 6.6539 | 0 | 6.0549 | 0.31941 | 18.9569 | 6.0549 | 0.31941 | 18.9569 | 6.7193 | 0.35445 | 18.9569 | 1.398% | 0.0097928 | 0.0096554 | 48609.517 | 7840.4908 | 672.9123 | 40096.1139 | 48612.1914 | 0 | 0 | 48612.1914 | 0.001397%
2027 | 909 | 909-805R | Tier-2 | Tier-2---1 | 5--5 | 309 | 17 | 2804.3911 | 91.7% | 7.979% | 0.3181% | 41.0307 | 0 | 0 | 41.0307 | 0 | 37.3373 | 1.81 | 20.6288 | 37.3373 | 1.81 | 20.6288 | 41.4339 | 2.0085 | 20.6288 | 1.463% | 0.28921 | 0.2846 | 9696.7159 | 1951.0291 | 709.8564 | 7035.8304 | 9709.7608 | 0 | 0 | 9709.7608 | 0.008612%
2027 | 909 | 909-812 | Tier-2 | Tier-2---17 | 1--5 | 3 | 1 | 5.2728 | 98.62% | 0% | 1.38% | 0.50267 | 0 | 0 | 0.50267 | 0 | 0.45742 | 0.10647 | 4.2963 | 0.45742 | 0.10647 | 4.2963 | 0.50761 | 0.11815 | 4.2963 | 9.533% | 0.0001786 | 0.00016134 | 29522.7471 | 4707.1668 | 686.726 | 24128.8543 | 29566.3391 | 0 | 0 | 29566.3391 | 0.0001055%
2027 | 91 | 91-7F | Tier-2 | Tier-2---9 | 4--5 | 194 | 11 | 251.2122 | 79.73% | 18.17% | 2.101% | 3.2935 | 0 | 0 | 3.2935 | 0 | 2.997 | 1.1712 | 2.559 | 2.997 | 1.1712 | 2.559 | 3.3258 | 1.2996 | 2.559 | 1.311% | 0.034038 | 0.033478 | 7380.3891 | 1285.4298 | 1444.1692 | 4650.7901 | 7405.399 | 0 | 0 | 7405.399 | 0.0006913%
2027 | 920 | 920-1342R | Tier-3 | Tier-3---12 | 4--5 | 131 | 4 | 408.8204 | 94.62% | 4.403% | 0.9773% | 3.4253 | 0 | 0 | 3.4253 | 0 | 3.117 | 0.42587 | 7.319 | 3.117 | 0.42587 | 7.319 | 3.459 | 0.4726 | 7.319 | 0.8379% | 0.068604 | 0.067997 | 5959.0983 | 1229.6301 | 289.5515 | 4439.9167 | 5961.9629 | 0 | 0 | 5961.9629 | 0.000719%
2027 | 920 | 920-735AE | Tier-2 | Tier-2---7 | 4--5 | 295 | 4 | 627.5827 | 25.02% | 74.11% | 0.8722% | 0.61742 | 0 | 0 | 0.61742 | 0 | 0.56185 | 0.42587 | 1.3193 | 0.56185 | 0.42587 | 1.3193 | 0.62349 | 0.4726 | 1.3193 | 0.09838% | 0.068691 | 0.068421 | 9136.3433 | 511.7297 | 6274.1673 | 2350.4463 | 9163.3871 | 0 | 0 | 9163.3871 | 0.0001296%
2027 | 921 | 921-800F | Tier-2 | Tier-2---7 | 4--5 | 252 | 1 | 650.3067 | 29.95% | 69.36% | 0.6872% | 0.22417 | 0 | 0 | 0.22417 | 0 | 0.20399 | 0.10647 | 1.916 | 0.20399 | 0.10647 | 1.916 | 0.22638 | 0.11815 | 1.916 | 0.03447% | 0.065336 | 0.065261 | 9953.2373 | 702.3415 | 6282.5542 | 2968.3417 | 9961.2696 | 0 | 0 | 9961.2696 | 4.705e-05%
2027 | 968 | 968-476F | Tier-2 | Tier-2---17 | 3--3 | 44 | 4 | 17.6086 | 89.28% | 2.69% | 8.028% | 0.41447 | 0 | 0 | 0.41447 | 0 | 0.37716 | 0.42587 | 0.88562 | 0.37716 | 0.42587 | 0.88562 | 0.41855 | 0.4726 | 0.88562 | 2.354% | 0.015315 | 0.014911 | 1149.748 | 271.1398 | 111.0595 | 767.5487 | 1153.0847 | 0 | 0 | 1153.0847 | 8.7e-05%
2027 | 970 | 970-1341R | Tier-3 | Tier-3---4 | 5--5 | 92 | 2 | 1130.055 | 96.17% | 3.586% | 0.2481% | 6.8511 | 0 | 0 | 6.8511 | 0 | 6.2344 | 0.21294 | 29.2781 | 6.2344 | 0.21294 | 29.2781 | 6.9184 | 0.2363 | 29.2781 | 0.6063% | 0.12497 | 0.12418 | 9042.8131 | 2000.05 | 446.8525 | 6595.9106 | 9045.013 | 0 | 0 | 9045.013 | 0.001438%
2027 | 971 | 971-1973R | Tier-3 | Tier-3---4 | 5--5 | 344 | 5 | 1698.739 | 91.74% | 7.818% | 0.44% | 6.5691 | 0 | 0 | 6.5691 | 0 | 5.9778 | 0.53234 | 11.2292 | 5.9778 | 0.53234 | 11.2292 | 6.6337 | 0.59075 | 11.2292 | 0.3867% | 0.14704 | 0.14642 | 11552.8886 | 2071.9815 | 875.2489 | 8605.6581 | 11556.9268 | 0 | 0 | 11556.9268 | 0.001379%
2027 | 971 | 971-2050R | Tier-3 | Tier-3---2 | 5--5 | 597 | 13 | 3108.8974 | 90.26% | 9.266% | 0.4743% | 17.7201 | 0 | 0 | 17.7201 | 0 | 16.1251 | 1.3841 | 11.6503 | 16.1251 | 1.3841 | 11.6503 | 17.8943 | 1.5359 | 11.6503 | 0.57% | 0.18464 | 0.18348 | 16837.3789 | 2911.4979 | 1523.0662 | 12402.8149 | 16847.8013 | 0 | 0 | 16847.8013 | 0.003719%
2027 | 971 | 971-29R | Tier-3 | Tier-3---6 | 5--5 | 106 | 2 | 752.2042 | 94.43% | 5.253% | 0.3211% | 3.8864 | 0 | 0 | 3.8864 | 0 | 3.5366 | 0.21294 | 16.6086 | 3.5366 | 0.21294 | 16.6086 | 3.9246 | 0.2363 | 16.6086 | 0.5167% | 0.12171 | 0.12104 | 6180.3198 | 998.028 | 309.4222 | 4872.8696 | 6182.2151 | 0 | 0 | 6182.2151 | 0.0008158%
2027 | 971 | 971-371R | Tier-3 | Tier-3---12 | 5--5 | 58 | 1 | 419.6492 | 95.09% | 4.537% | 0.3709% | 1.9953 | 0 | 0 | 1.9953 | 0 | 1.8157 | 0.10647 | 17.0536 | 1.8157 | 0.10647 | 17.0536 | 2.0149 | 0.11815 | 17.0536 | 0.4755% | 0.11668 | 0.11609 | 3596.6988 | 576.739 | 156.4778 | 2863.4821 | 3597.5858 | 0 | 0 | 3597.5858 | 0.0004188%
2027 | 971 | 971-381R | Tier-2 | Tier-2---15 | 1--5 | 2 | 1 | 16.9397 | 99.3% | 0% | 0.6952% | 2.4392 | 0 | 0 | 2.4392 | 0 | 2.2196 | 0.10647 | 20.8478 | 2.2196 | 0.10647 | 20.8478 | 2.4632 | 0.11815 | 20.8478 | 14.4% | 0.0003802 | 0.00032507 | 44554.817 | 7239.3196 | 281.352 | 37034.1454 | 44607.3442 | 0 | 0 | 44607.3442 | 0.000512%
2027 | 971 | 971-383R | Tier-3 | Tier-3---4 | 5--5 | 281 | 29 | 1568.3841 | 85.57% | 14.07% | 0.3633% | 40.1648 | 0 | 0 | 40.1648 | 0 | 36.5494 | 3.0876 | 11.8375 | 36.5494 | 3.0876 | 11.8375 | 40.5595 | 3.4263 | 11.8375 | 2.561% | 0.13837 | 0.13423 | 11334.794 | 1698.1384 | 1536.4876 | 8100.1681 | 11385.2687 | 0 | 0 | 11385.2687 | 0.008431%
2027 | 971 | 971-388R | Tier-3 | Tier-3---4 | 5--5 | 406 | 3 | 1370.1526 | 91.78% | 7.427% | 0.7941% | 2.6947 | 0 | 0 | 2.6947 | 0 | 2.4521 | 0.31941 | 7.6771 | 2.4521 | 0.31941 | 7.6771 | 2.7212 | 0.35445 | 7.6771 | 0.1967% | 0.17642 | 0.17604 | 7766.4244 | 1241.1352 | 582.4552 | 5942.8339 | 7767.7955 | 0 | 0 | 7767.7955 | 0.0005656%
2027 | 972 | 972-1590F | Tier-3 | Tier-3---2 | 5--5 | 697 | 46 | 2662.477 | 86.18% | 13.31% | 0.5115% | 43.9157 | 0 | 0 | 43.9157 | 0 | 39.9627 | 4.8975 | 8.1597 | 39.9627 | 4.8975 | 8.1597 | 44.3473 | 5.4349 | 8.1597 | 1.649% | 0.17603 | 0.17266 | 15124.9944 | 2683.3405 | 1935.3853 | 10506.2686 | 15165.7788 | 0 | 0 | 15165.7788 | 0.009218%
2027 | 972 | 972-32R | Tier-2 | Tier-2---1 | 5--5 | 543 | 39 | 2627.0976 | 78.5% | 21.13% | 0.3758% | 42.9524 | 0 | 0 | 42.9524 | 0 | 39.0861 | 4.1523 | 9.4132 | 39.0861 | 4.1523 | 9.4132 | 43.3745 | 4.6078 | 9.4132 | 1.635% | 0.16607 | 0.16261 | 15819.0849 | 2182.9188 | 3069.8118 | 10566.3543 | 15891.4456 | 0 | 0 | 15891.4456 | 0.009016%
2027 | 973 | 973-1226R | Tier-3 | Tier-3---10 | 5--5 | 194 | 6 | 738.9301 | 81.66% | 17.71% | 0.6284% | 5.4123 | 0 | 0 | 5.4123 | 0 | 4.9251 | 0.63881 | 7.7098 | 4.9251 | 0.63881 | 7.7098 | 5.4655 | 0.7089 | 7.7098 | 0.7324% | 0.13989 | 0.13864 | 5282.0414 | 696.4842 | 883.7073 | 3701.85 | 5290.8068 | 0 | 0 | 5290.8068 | 0.001136%
2027 | 974 | 974-23R | Tier-3 | Tier-3---11 | 5--5 | 389 | 8 | 770.0113 | 72.03% | 26.78% | 1.193% | 3.3077 | 0 | 0 | 3.3077 | 0 | 3.0099 | 0.85175 | 3.5338 | 3.0099 | 0.85175 | 3.5338 | 3.3402 | 0.9452 | 3.5338 | 0.4296% | 0.16472 | 0.16374 | 4674.6625 | 542.8961 | 1175.2982 | 2956.4682 | 4682.5087 | 0 | 0 | 4682.5087 | 0.0006943%
2027 | 974 | 974-715R | Tier-3 | Tier-3---6 | 5--5 | 134 | 2 | 765.8632 | 95.89% | 3.616% | 0.4898% | 3.1788 | 0 | 0 | 3.1788 | 0 | 2.8927 | 0.21294 | 13.5847 | 2.8927 | 0.21294 | 13.5847 | 3.2101 | 0.2363 | 13.5847 | 0.4151% | 0.14069 | 0.14008 | 5443.6999 | 833.249 | 274.7582 | 4335.6927 | 5444.6715 | 0 | 0 | 5444.6715 | 0.0006672%
2027 | 975 | 975-22R | Tier-3 | Tier-3---7 | 5--5 | 30 | 2 | 1670.0817 | 26.02% | 73.92% | 0.06338% | 8.4007 | 0 | 0 | 8.4007 | 0 | 7.6445 | 0.21294 | 35.9003 | 7.6445 | 0.21294 | 35.9003 | 8.4832 | 0.2363 | 35.9003 | 0.503% | 0.19669 | 0.19289 | 8490.7264 | 507.2869 | 5821.7498 | 2161.6897 | 8614.5655 | 0 | 0 | 8614.5655 | 0.001763%
2027 | 991 | 991-1 | Tier-2 | Tier-2---12 | 4--5 | 29 | 7 | 269.0349 | 22.26% | 77.39% | 0.3477% | 4.193 | 0 | 0 | 4.193 | 0 | 3.8156 | 0.74528 | 5.1196 | 3.8156 | 0.74528 | 5.1196 | 4.2342 | 0.82705 | 5.1196 | 1.559% | 0.034773 | 0.032339 | 7736.9795 | 537.9923 | 5445.2245 | 1753.7627 | 8189.6734 | 0 | 0 | 8189.6734 | 0.0008801%
2027 | 991 | 991-1206R | Tier-2 | Tier-2---4 | 4--5 | 164 | 26 | 580.6091 | 98.3% | 0.7633% | 0.9388% | 26.2395 | 0 | 0 | 26.2395 | 0 | 23.8776 | 2.7682 | 8.6257 | 23.8776 | 2.7682 | 8.6257 | 26.4974 | 3.0719 | 8.6257 | 4.519% | 0.063785 | 0.060853 | 9102.5384 | 2181.358 | 136.565 | 6784.6154 | 9110.0046 | 0 | 0 | 9110.0046 | 0.005508%
2027 | 1090 | CB 1090 | Tier-2 | Tier-2---7 | 3--5 | 111 | 7 | 193.2665 | 97.29% | 1.202% | 1.508% | 3.4387 | 0 | 0 | 3.4387 | 0 | 3.1292 | 0.74528 | 4.1987 | 3.1292 | 0.74528 | 4.1987 | 3.4725 | 0.82705 | 4.1987 | 1.779% | 0.025114 | 0.024655 | 7695.6285 | 1211.5196 | 206.2478 | 6277.8611 | 7699.5138 | 0 | 0 | 7699.5138 | 0.0007218%
2027 | 1101 | CB 1101 | Tier-2 | Tier-2---9 | 4--4 | 41 | 5 | 199.93 | 98.45% | 0.8502% | 0.703% | 6.9609 | 0 | 0 | 6.9609 | 0 | 6.3343 | 0.53234 | 11.8989 | 6.3343 | 0.53234 | 11.8989 | 7.0293 | 0.59075 | 11.8989 | 3.482% | 0.091579 | 0.08834 | 2183.1518 | 318.4441 | 233.987 | 1630.7207 | 2184.3949 | 0 | 0 | 2184.3949 | 0.001461%
2027 | 1106 | CB 1106 | Tier-2 | Tier-2---7 | 4--5 | 24 | 2 | 1067.6226 | 5.884% | 94.04% | 0.07265% | 1.518 | 0 | 0 | 1.518 | 0 | 1.3814 | 0.21294 | 6.4872 | 1.3814 | 0.21294 | 6.4872 | 1.5329 | 0.2363 | 6.4872 | 0.1422% | 0.070774 | 0.069064 | 15084.9121 | 163.1311 | 12883.8022 | 2037.9789 | 15436.5126 | 0 | 0 | 15436.5126 | 0.0003186%
2027 | 1138 | CB 1138 | Tier-2 | Tier-2---10 | 5--4 | 291 | 6 | 305.5776 | 38.78% | 59.44% | 1.777% | 0.70856 | 0 | 0 | 0.70856 | 0 | 0.64478 | 0.63881 | 1.0093 | 0.64478 | 0.63881 | 1.0093 | 0.71552 | 0.7089 | 1.0093 | 0.2319% | 0.11418 | 0.1135 | 2676.3311 | 209.1802 | 1537.4835 | 929.6674 | 2686.1871 | 0 | 0 | 2686.1871 | 0.0001487%
2027 | 1162 | CB 1162 | Tier-2 | Tier-2---18 | 4--2 | 34 | 2 | 17.3545 | 85.79% | 8.389% | 5.825% | 0.25397 | 0 | 0 | 0.25397 | 0 | 0.23111 | 0.21294 | 1.0853 | 0.23111 | 0.21294 | 1.0853 | 0.25646 | 0.2363 | 1.0853 | 1.463% | 0.064214 | 0.063118 | 270.2621 | 35.4982 | 38.2909 | 196.4729 | 270.9287 | 0 | 0 | 270.9287 | 5.331e-05%
2027 | 1180 | CB 1180 | Tier-1 | Non-HFTD---7 | 1--4 | 39 | 4 | 23.5166 | 96.71% | 0% | 3.29% | 0.67645 | 0 | 0 | 0.67645 | 0 | 0.61556 | 0.42587 | 1.4454 | 0.61556 | 0.42587 | 1.4454 | 0.6831 | 0.4726 | 1.4454 | 2.876% | 0.0039062 | 0.00379 | 6020.3305 | 320.3195 | 4562.9117 | 1137.0994 | 6026.403 | 0 | 0 | 6026.403 | 0.000142%
2027 | 120 | CB 120 | Tier-1 | Non-HFTD---5 | 2--4 | 18 | 4 | 48.6192 | 22.12% | 76.27% | 1.618% | 0.69295 | 0 | 0 | 0.69295 | 0 | 0.63057 | 0.42587 | 1.4807 | 0.63057 | 0.42587 | 1.4807 | 0.69976 | 0.4726 | 1.4807 | 1.425% | 0.010618 | 0.0099339 | 4578.8511 | 172.1962 | 3419.1862 | 987.4687 | 4824.5034 | 0 | 0 | 4824.5034 | 0.0001454%
2027 | 1234 | CB 1234 | Tier-3 | Tier-3---10 | 5--5 | 240 | 23 | 1703.5911 | 47.26% | 52.1% | 0.6391% | 22.3757 | 0 | 0 | 22.3757 | 0 | 20.3615 | 2.4488 | 8.315 | 20.3615 | 2.4488 | 8.315 | 22.5956 | 2.7174 | 8.315 | 1.313% | 0.11961 | 0.11629 | 14242.4054 | 1075.4767 | 7121.7223 | 6045.2064 | 14457.1275 | 0 | 0 | 14457.1275 | 0.004697%
2027 | 1235 | CB 1235 | Tier-2 | Tier-2---6 | 4--5 | 622 | 31 | 1038.4291 | 94.32% | 4.296% | 1.381% | 14.1568 | 0 | 0 | 14.1568 | 0 | 12.8825 | 3.3005 | 3.9032 | 12.8825 | 3.3005 | 3.9032 | 14.2959 | 3.6626 | 3.9032 | 1.363% | 0.082825 | 0.081628 | 12537.6589 | 2179.7945 | 762.6013 | 9595.263 | 12548.0965 | 0 | 0 | 12548.0965 | 0.002972%
2027 | 1243 | CB 1243 | Tier-2 | Tier-2---7 | 3--5 | 116 | 8 | 199.4877 | 98.24% | 0% | 1.764% | 3.9194 | 0 | 0 | 3.9194 | 0 | 3.5666 | 0.85175 | 4.1874 | 3.5666 | 0.85175 | 4.1874 | 3.9579 | 0.9452 | 4.1874 | 1.965% | 0.019586 | 0.019194 | 10185.2188 | 1675.1434 | 207.9289 | 8302.1466 | 10188.8861 | 0 | 0 | 10188.8861 | 0.0008227%
2027 | 1299 | CB 1299 | Tier-2 | Tier-2---19 | 3--3 | 76 | 1 | 20.1766 | 88.04% | 0% | 11.96% | 0.067781 | 0 | 0 | 0.067781 | 0 | 0.06168 | 0.10647 | 0.57933 | 0.06168 | 0.10647 | 0.57933 | 0.068448 | 0.11815 | 0.57933 | 0.3359% | 0.014997 | 0.01494 | 1345.3401 | 209.983 | 174.7231 | 960.634 | 1345.9565 | 0 | 0 | 1345.9565 | 1.423e-05%
2027 | 1448 | CB 1448 | Tier-1 | Non-HFTD---15 | 1--3 | 16 | 2 | 2.9553 | 84.44% | 0% | 15.56% | 0.090458 | 0 | 0 | 0.090458 | 0 | 0.082316 | 0.21294 | 0.38657 | 0.082316 | 0.21294 | 0.38657 | 0.091347 | 0.2363 | 0.38657 | 3.061% | 0.002261 | 0.002179 | 1307.0696 | 93.2099 | 706.8191 | 507.0406 | 1314.7201 | 0 | 0 | 1314.7201 | 1.899e-05%
2027 | 1525 | CB 1525 | Tier-2 | Tier-2---13 | 4--4 | 184 | 4 | 193.8892 | 15.57% | 82.62% | 1.812% | 0.19026 | 0 | 0 | 0.19026 | 0 | 0.17314 | 0.42587 | 0.40655 | 0.17314 | 0.42587 | 0.40655 | 0.19213 | 0.4726 | 0.40655 | 0.09813% | 0.050512 | 0.050193 | 3838.4933 | 115.2522 | 3031.2128 | 692.0283 | 3859.0554 | 0 | 0 | 3859.0554 | 3.994e-05%
2027 | 200 | CB 200 | Tier-2 | Tier-2---9 | 4--5 | 478 | 17 | 748.3334 | 16.62% | 82.09% | 1.289% | 1.2828 | 0 | 0 | 1.2828 | 0 | 1.1673 | 1.81 | 0.64496 | 1.1673 | 1.81 | 0.64496 | 1.2954 | 2.0085 | 0.64496 | 0.1714% | 0.060261 | 0.059639 | 12418.2035 | 230.4691 | 10130.0521 | 2057.6824 | 12526.1077 | 0 | 0 | 12526.1077 | 0.0002693%
2027 | 202 | CB 202 | Tier-2 | Tier-2---16 | 4--3 | 193 | 18 | 63.0384 | 89.89% | 0% | 10.11% | 1.5326 | 0 | 0 | 1.5326 | 0 | 1.3947 | 1.9164 | 0.72774 | 1.3947 | 1.9164 | 0.72774 | 1.5477 | 2.1267 | 0.72774 | 2.431% | 0.040966 | 0.039858 | 1538.7821 | 188.6374 | 158.7642 | 1191.3805 | 1543.1062 | 0 | 0 | 1543.1062 | 0.0003217%
2027 | 203 | CB 203 | Tier-2 | Tier-2---13 | 4--4 | 233 | 9 | 187.9021 | 7.943% | 89.84% | 2.222% | 0.16718 | 0 | 0 | 0.16718 | 0 | 0.15213 | 0.95822 | 0.15877 | 0.15213 | 0.95822 | 0.15877 | 0.16882 | 1.0633 | 0.15877 | 0.08897% | 0.03541 | 0.035014 | 5306.4388 | 19.0742 | 4782.3725 | 504.9921 | 5361.7787 | 0 | 0 | 5361.7787 | 3.509e-05%
2027 | 204 | CB 204 | Tier-2 | Tier-2---9 | 4--4 | 229 | 33 | 421.5291 | 52.89% | 45.23% | 1.878% | 9.3174 | 0 | 0 | 9.3174 | 0 | 8.4787 | 3.5135 | 2.4132 | 8.4787 | 3.5135 | 2.4132 | 9.409 | 3.8989 | 2.4132 | 2.21% | 0.068524 | 0.06566 | 6151.5544 | 481.5982 | 2922.6769 | 2747.2793 | 6277.9393 | 0 | 0 | 6277.9393 | 0.001956%
2027 | 231 | CB 231 | Tier-2 | Tier-2---7 | 4--5 | 260 | 24 | 416.5176 | 95.81% | 2.821% | 1.365% | 10.6832 | 0 | 0 | 10.6832 | 0 | 9.7216 | 2.5552 | 3.8046 | 9.7216 | 2.5552 | 3.8046 | 10.7882 | 2.8356 | 3.8046 | 2.565% | 0.037573 | 0.036567 | 11085.6737 | 1859.8233 | 754.4202 | 8471.4303 | 11098.4359 | 0 | 0 | 11098.4359 | 0.002242%
2027 | 232 | CB 232 | Tier-2 | Tier-2---7 | 4--5 | 259 | 14 | 300.2122 | 85.96% | 12.43% | 1.615% | 4.0452 | 0 | 0 | 4.0452 | 0 | 3.6811 | 1.4906 | 2.4696 | 3.6811 | 1.4906 | 2.4696 | 4.085 | 1.6541 | 2.4696 | 1.347% | 0.029023 | 0.028568 | 10343.7991 | 1418.351 | 1554.0747 | 7371.3734 | 10366.9298 | 0 | 0 | 10366.9298 | 0.0008491%
2027 | 233 | CB 233 | Tier-2 | Tier-2---4 | 4--5 | 613 | 45 | 763.9567 | 93.34% | 4.903% | 1.762% | 15.1797 | 0 | 0 | 15.1797 | 0 | 13.8133 | 4.7911 | 2.8831 | 13.8133 | 4.7911 | 2.8831 | 15.3289 | 5.3167 | 2.8831 | 1.987% | 0.075451 | 0.073845 | 10125.1756 | 1595.7447 | 1194.5405 | 7334.8905 | 10139.8545 | 0 | 0 | 10139.8545 | 0.003186%
2027 | 234 | CB 234 | Tier-2 | Tier-2---4 | 4--5 | 352 | 38 | 535.5214 | 93.25% | 5.438% | 1.313% | 15.6336 | 0 | 0 | 15.6336 | 0 | 14.2264 | 4.0458 | 3.5163 | 14.2264 | 4.0458 | 3.5163 | 15.7872 | 4.4897 | 3.5163 | 2.919% | 0.044658 | 0.04326 | 11991.611 | 2064.9333 | 958.1122 | 8968.5654 | 12017.7756 | 0 | 0 | 12017.7756 | 0.003282%
2027 | 236 | CB 236 | Tier-2 | Tier-2---1 | 5--5 | 337 | 18 | 1431.5889 | 79.32% | 20.27% | 0.409% | 17.59 | 0 | 0 | 17.59 | 0 | 16.0067 | 1.9164 | 8.3523 | 16.0067 | 1.9164 | 8.3523 | 17.7629 | 2.1267 | 8.3523 | 1.229% | 0.1419 | 0.1397 | 10088.9585 | 1415.4843 | 1966.6729 | 6706.8012 | 10121.7774 | 0 | 0 | 10121.7774 | 0.003692%
2027 | 240 | CB 240 | Tier-2 | Tier-2---9 | 4--5 | 238 | 17 | 222.9994 | 87.14% | 10.79% | 2.065% | 4.0252 | 0 | 0 | 4.0252 | 0 | 3.6629 | 1.81 | 2.0237 | 3.6629 | 1.81 | 2.0237 | 4.0648 | 2.0085 | 2.0237 | 1.805% | 0.048511 | 0.047506 | 4596.922 | 825.8016 | 739.2506 | 3031.8699 | 4609.4265 | 0 | 0 | 4609.4265 | 0.0008449%
2027 | 242 | CB 242 | Tier-2 | Tier-2---11 | 5--3 | 87 | 1 | 207.8863 | 31.82% | 66.99% | 1.182% | 0.22052 | 0 | 0 | 0.22052 | 0 | 0.20067 | 0.10647 | 1.8848 | 0.20067 | 0.10647 | 1.8848 | 0.22269 | 0.11815 | 1.8848 | 0.1061% | 0.1014 | 0.10107 | 2050.064 | 80.1099 | 1437.2921 | 532.662 | 2054.7385 | 0 | 0 | 2054.7385 | 4.629e-05%
2027 | 244 | CB 244 | Tier-2 | Tier-2---14 | 4--4 | 197 | 1 | 218.1664 | 17.26% | 81.28% | 1.461% | 0.055439 | 0 | 0 | 0.055439 | 0 | 0.050448 | 0.10647 | 0.47383 | 0.050448 | 0.10647 | 0.47383 | 0.055983 | 0.11815 | 0.47383 | 0.02541% | 0.040668 | 0.040609 | 5364.5179 | 74.3952 | 4565.48 | 724.6427 | 5371.0614 | 0 | 0 | 5371.0614 | 1.164e-05%
2027 | 246 | CB 246 | Tier-2 | Tier-2---7 | 4--5 | 303 | 23 | 397.8494 | 64.68% | 33.47% | 1.858% | 5.6642 | 0 | 0 | 5.6642 | 0 | 5.1544 | 2.4488 | 2.1049 | 5.1544 | 2.4488 | 2.1049 | 5.7199 | 2.7174 | 2.1049 | 1.424% | 0.066431 | 0.064969 | 5988.8765 | 880.2356 | 2229.0372 | 2879.6037 | 6036.4949 | 0 | 0 | 6036.4949 | 0.001189%
2027 | 247 | CB 247 | Tier-2 | Tier-2---12 | 4--4 | 90 | 6 | 172.2064 | 35.95% | 62.53% | 1.527% | 1.1968 | 0 | 0 | 1.1968 | 0 | 1.0891 | 0.63881 | 1.7048 | 1.0891 | 0.63881 | 1.7048 | 1.2086 | 0.7089 | 1.7048 | 0.695% | 0.038566 | 0.037821 | 4465.2144 | 298.159 | 2868.7773 | 1298.2781 | 4521.5996 | 0 | 0 | 4521.5996 | 0.0002512%
2027 | 249 | CB 249 | Tier-3 | Tier-3---16 | 4--4 | 101 | 13 | 160.495 | 85.08% | 13.47% | 1.449% | 5.0968 | 0 | 0 | 5.0968 | 0 | 4.6381 | 1.3841 | 3.351 | 4.6381 | 1.3841 | 3.351 | 5.1469 | 1.5359 | 3.351 | 3.176% | 0.05906 | 0.056856 | 2717.4811 | 349.6551 | 457.423 | 1910.4031 | 2733.2035 | 0 | 0 | 2733.2035 | 0.00107%
2027 | 275 | CB 275 | Tier-1 | Non-HFTD---2 | 3--4 | 66 | 2 | 165.5736 | 33.89% | 65.12% | 0.9866% | 0.49314 | 0 | 0 | 0.49314 | 0 | 0.44875 | 0.21294 | 2.1074 | 0.44875 | 0.21294 | 2.1074 | 0.49798 | 0.2363 | 2.1074 | 0.2978% | 0.025053 | 0.024833 | 6608.8788 | 122.7006 | 5360.8641 | 1125.314 | 6647.6136 | 0 | 0 | 6647.6136 | 0.0001035%
2027 | 276 | CB 276 | Tier-1 | Non-HFTD---10 | 3--2 | 28 | 2 | 24.4329 | 51.97% | 44.22% | 3.809% | 0.26303 | 0 | 0 | 0.26303 | 0 | 0.23935 | 0.21294 | 1.124 | 0.23935 | 0.21294 | 1.124 | 0.26561 | 0.2363 | 1.124 | 1.077% | 0.01954 | 0.019135 | 1250.391 | 11.1414 | 1136.3901 | 102.8595 | 1263.0943 | 0 | 0 | 1263.0943 | 5.521e-05%
2027 | 277 | CB 277 | Tier-1 | Non-HFTD---11 | 1--4 | 11 | 1 | 8.8534 | 96.15% | 0% | 3.851% | 0.22442 | 0 | 0 | 0.22442 | 0 | 0.20422 | 0.10647 | 1.9181 | 0.20422 | 0.10647 | 1.9181 | 0.22662 | 0.11815 | 1.9181 | 2.535% | 0.0016702 | 0.0016262 | 5300.79 | 15.9394 | 5186.3758 | 98.4748 | 5306.3181 | 0 | 0 | 5306.3181 | 4.711e-05%
2027 | 292 | CB 292 | Tier-2 | Tier-2---18 | 4--3 | 17 | 1 | 47.5044 | 34.5% | 64.33% | 1.17% | 0.27961 | 0 | 0 | 0.27961 | 0 | 0.25444 | 0.10647 | 2.3898 | 0.25444 | 0.10647 | 2.3898 | 0.28236 | 0.11815 | 2.3898 | 0.5886% | 0.048129 | 0.047308 | 987.0231 | 50.0827 | 552.1658 | 384.7746 | 998.2423 | 0 | 0 | 998.2423 | 5.869e-05%
2027 | 305 | CB 305 | Tier-1 | Non-HFTD---1 | 4--5 | 170 | 6 | 426.407 | 81.51% | 17.47% | 1.023% | 3.5573 | 0 | 0 | 3.5573 | 0 | 3.2371 | 0.63881 | 5.0674 | 3.2371 | 0.63881 | 5.0674 | 3.5923 | 0.7089 | 5.0674 | 0.8342% | 0.073949 | 0.073192 | 5766.2462 | 770.8005 | 967.0955 | 4028.3501 | 5777.2734 | 0 | 0 | 5777.2734 | 0.0007467%
2027 | 306 | CB 306 | Tier-1 | Non-HFTD---1 | 4--4 | 46 | 1 | 110.4696 | 80.98% | 18.29% | 0.7285% | 0.56396 | 0 | 0 | 0.56396 | 0 | 0.51319 | 0.10647 | 4.8201 | 0.51319 | 0.10647 | 4.8201 | 0.5695 | 0.11815 | 4.8201 | 0.5105% | 0.057753 | 0.057389 | 1912.8015 | 255.6588 | 323.5474 | 1333.5953 | 1915.11 | 0 | 0 | 1915.11 | 0.0001184%
2027 | 307 | CB 307 | Tier-1 | Non-HFTD---1 | 4--4 | 30 | 4 | 128.7623 | 53.04% | 46.41% | 0.5455% | 2.6408 | 0 | 0 | 2.6408 | 0 | 2.4031 | 0.42587 | 5.6427 | 2.4031 | 0.42587 | 5.6427 | 2.6667 | 0.4726 | 5.6427 | 2.051% | 0.056404 | 0.054223 | 2282.8665 | 194.6492 | 961.0257 | 1127.1916 | 2325.9855 | 0 | 0 | 2325.9855 | 0.0005543%
2027 | 330 | CB 330 | Tier-2 | Tier-2---16 | 4--3 | 156 | 16 | 120.677 | 32.91% | 64.46% | 2.626% | 1.1813 | 0 | 0 | 1.1813 | 0 | 1.075 | 1.7035 | 0.63104 | 1.075 | 1.7035 | 0.63104 | 1.1929 | 1.8904 | 0.63104 | 0.9789% | 0.029702 | 0.028819 | 4062.9261 | 7.6233 | 3748.7743 | 306.5286 | 4146.4853 | 0 | 0 | 4146.4853 | 0.000248%
2027 | 351 | CB 351 | Tier-2 | Tier-2---3 | 5--5 | 154 | 4 | 1226.0332 | 96.06% | 3.555% | 0.3808% | 8.8715 | 0 | 0 | 8.8715 | 0 | 8.073 | 0.42587 | 18.9563 | 8.073 | 0.42587 | 18.9563 | 8.9587 | 0.4726 | 18.9563 | 0.7236% | 0.12463 | 0.1237 | 9837.0052 | 2175.7089 | 389.2547 | 7272.0416 | 9839.944 | 0 | 0 | 9839.944 | 0.001862%
2027 | 355 | CB 355 | Tier-2 | Tier-2---3 | 5--5 | 302 | 38 | 1277.9843 | 89.96% | 9.576% | 0.4654% | 41.9509 | 0 | 0 | 41.9509 | 0 | 38.1748 | 4.0458 | 9.4357 | 38.1748 | 4.0458 | 9.4357 | 42.3632 | 4.4897 | 9.4357 | 3.283% | 0.1048 | 0.10098 | 12194.1112 | 2321.0506 | 1198.9562 | 8674.1044 | 12240.485 | 0 | 0 | 12240.485 | 0.008806%
2027 | 357 | CB 357 | Tier-3 | Tier-3---10 | 5--5 | 162 | 13 | 902.4975 | 73.58% | 26.03% | 0.3952% | 15.4531 | 0 | 0 | 15.4531 | 0 | 14.0621 | 1.3841 | 10.1598 | 14.0621 | 1.3841 | 10.1598 | 15.605 | 1.5359 | 10.1598 | 1.712% | 0.12773 | 0.12476 | 7065.5334 | 866.3454 | 1820.4674 | 4378.7206 | 7110.0147 | 0 | 0 | 7110.0147 | 0.003244%
2027 | 441 | CB 441 | Tier-3 | Tier-3---15 | 5--3 | 94 | 1 | 331.3843 | 80.16% | 18.98% | 0.8593% | 0.8195 | 0 | 0 | 0.8195 | 0 | 0.74574 | 0.10647 | 7.0043 | 0.74574 | 0.10647 | 7.0043 | 0.82756 | 0.11815 | 7.0043 | 0.2473% | 0.54555 | 0.54386 | 607.4359 | 49.8353 | 106.5497 | 451.0509 | 607.8089 | 0 | 0 | 607.8089 | 0.000172%
2027 | 443 | CB 443 | Tier-2 | Tier-2---17 | 2--4 | 36 | 10 | 20.1638 | 94.45% | 0% | 5.554% | 1.5341 | 0 | 0 | 1.5341 | 0 | 1.396 | 1.0647 | 1.3112 | 1.396 | 1.0647 | 1.3112 | 1.5492 | 1.1815 | 1.3112 | 7.608% | 0.007405 | 0.0068085 | 2722.9916 | 539.7491 | 142.9952 | 2040.2473 | 2736.2429 | 0 | 0 | 2736.2429 | 0.000322%
2027 | 461 | CB 461 | Tier-2 | Tier-2---15 | 2--4 | 36 | 2 | 41.2423 | 96.76% | 0% | 3.245% | 0.6429 | 0 | 0 | 0.6429 | 0 | 0.58503 | 0.21294 | 2.7474 | 0.58503 | 0.21294 | 2.7474 | 0.64922 | 0.2363 | 2.7474 | 1.559% | 0.0097562 | 0.009599 | 4227.2887 | 696.6246 | 1534.0336 | 1996.6306 | 4229.5347 | 0 | 0 | 4229.5347 | 0.0001349%
2027 | 470 | CB 470 | Tier-2 | Tier-2---6 | 5--5 | 381 | 2 | 1121.5891 | 72.77% | 26.47% | 0.763% | 1.2425 | 0 | 0 | 1.2425 | 0 | 1.1306 | 0.21294 | 5.3098 | 1.1306 | 0.21294 | 5.3098 | 1.2547 | 0.2363 | 5.3098 | 0.1108% | 0.114 | 0.11382 | 9838.8116 | 1666.77 | 2557.3386 | 5614.703 | 9842.8961 | 0 | 0 | 9842.8961 | 0.0002608%
2027 | 474 | CB 474 | Tier-1 | Non-HFTD---1 | 3--5 | 170 | 10 | 124.6839 | 97.54% | 0% | 2.46% | 2.0746 | 0 | 0 | 2.0746 | 0 | 1.8879 | 1.0647 | 1.7732 | 1.8879 | 1.0647 | 1.7732 | 2.095 | 1.1815 | 1.7732 | 1.664% | 0.016088 | 0.015813 | 7750.3124 | 1176.3035 | 603.5305 | 5970.4783 | 7753.6214 | 0 | 0 | 7753.6214 | 0.0004355%
2027 | 492 | CB 492 | Tier-1 | Non-HFTD---4 | 3--4 | 98 | 2 | 108.8426 | 33.96% | 64.46% | 1.579% | 0.21876 | 0 | 0 | 0.21876 | 0 | 0.19907 | 0.21294 | 0.93488 | 0.19907 | 0.21294 | 0.93488 | 0.22091 | 0.2363 | 0.93488 | 0.201% | 0.022696 | 0.022562 | 4795.6306 | 150.5643 | 3899.363 | 745.7033 | 4814.4858 | 0 | 0 | 4814.4858 | 4.592e-05%
2027 | 493 | CB 493 | Tier-1 | Non-HFTD---17 | 1--2 | 8 | 1 | 1.0185 | 81.42% | 0% | 18.58% | 0.030061 | 0 | 0 | 0.030061 | 0 | 0.027355 | 0.10647 | 0.25693 | 0.027355 | 0.10647 | 0.25693 | 0.030357 | 0.11815 | 0.25693 | 2.951% | 0.0008612 | 0.00082998 | 1182.6938 | 8.6702 | 1110.5611 | 63.4625 | 1190.9599 | 0 | 0 | 1190.9599 | 6.31e-06%
2027 | 511 | CB 511 | Tier-1 | Non-HFTD---4 | 3--4 | 40 | 1 | 71.6714 | 90.95% | 7.14% | 1.909% | 0.4726 | 0 | 0 | 0.4726 | 0 | 0.43006 | 0.10647 | 4.0393 | 0.43006 | 0.10647 | 4.0393 | 0.47725 | 0.11815 | 4.0393 | 0.6594% | 0.019336 | 0.019196 | 3706.591 | 253.2207 | 2132.1911 | 1321.1792 | 3709.0403 | 0 | 0 | 3709.0403 | 9.92e-05%
2027 | 521 | CB 521 | Tier-2 | Tier-2---20 | 3--1 | 14 | 1 | 11.4145 | 12.51% | 85.49% | 2% | 0.029573 | 0 | 0 | 0.029573 | 0 | 0.026911 | 0.10647 | 0.25276 | 0.026911 | 0.10647 | 0.25276 | 0.029863 | 0.11815 | 0.25276 | 0.2591% | 0.025917 | 0.02538 | 440.4321 | 3.6709 | 389.1723 | 47.5888 | 448.5831 | 0 | 0 | 448.5831 | 6.207e-06%
2027 | 522 | CB 522 | Tier-2 | Tier-2---9 | 4--5 | 253 | 38 | 287.6477 | 61.65% | 36.8% | 1.551% | 7.7246 | 0 | 0 | 7.7246 | 0 | 7.0293 | 4.0458 | 1.7374 | 7.0293 | 4.0458 | 1.7374 | 7.8006 | 4.4897 | 1.7374 | 2.685% | 0.049006 | 0.046871 | 5869.6662 | 552.6079 | 2337.7067 | 2979.3516 | 5972.1708 | 0 | 0 | 5972.1708 | 0.001621%
2027 | 523 | CB 523 | Tier-2 | Tier-2---13 | 4--4 | 259 | 26 | 222.6972 | 15.76% | 82.25% | 1.985% | 1.0219 | 0 | 0 | 1.0219 | 0 | 0.92988 | 2.7682 | 0.33592 | 0.92988 | 2.7682 | 0.33592 | 1.0319 | 3.0719 | 0.33592 | 0.4589% | 0.044603 | 0.043305 | 4992.8754 | 164.6768 | 3992.464 | 835.7347 | 5118.989 | 0 | 0 | 5118.989 | 0.0002145%
2027 | 524 | CB 524 | Tier-3 | Tier-3---17 | 3--5 | 90 | 3 | 116.6365 | 76.81% | 21.38% | 1.816% | 0.86598 | 0 | 0 | 0.86598 | 0 | 0.78803 | 0.31941 | 2.4672 | 0.78803 | 0.31941 | 2.4672 | 0.87449 | 0.35445 | 2.4672 | 0.7425% | 0.018139 | 0.017963 | 6430.2901 | 828.1118 | 2267.5068 | 3334.6715 | 6444.8478 | 0 | 0 | 6444.8478 | 0.0001818%
2027 | 589 | CB 589 | Tier-1 | Non-HFTD---4 | 2--5 | 31 | 3 | 31.3893 | 97.1% | 0% | 2.897% | 0.85541 | 0 | 0 | 0.85541 | 0 | 0.77841 | 0.31941 | 2.4371 | 0.77841 | 0.31941 | 2.4371 | 0.86382 | 0.35445 | 2.4371 | 2.725% | 0.0061356 | 0.0059634 | 5115.9322 | 824.4781 | 1445.7262 | 2845.7279 | 5120.2111 | 0 | 0 | 5120.2111 | 0.0001796%
2027 | 59 | CB 59 | Tier-1 | Non-HFTD---5 | 2--4 | 11 | 1 | 21.6875 | 97.74% | 0.7004% | 1.559% | 0.55885 | 0 | 0 | 0.55885 | 0 | 0.50854 | 0.10647 | 4.7765 | 0.50854 | 0.10647 | 4.7765 | 0.56434 | 0.11815 | 4.7765 | 2.577% | 0.0099342 | 0.0096723 | 2183.1179 | 225.3585 | 1033.0676 | 924.6917 | 2184.4533 | 0 | 0 | 2184.4533 | 0.0001173%
2027 | 599 | CB 599 | Tier-2 | Tier-2---4 | 4--5 | 369 | 49 | 599.9379 | 98.66% | 0% | 1.337% | 22.7943 | 0 | 0 | 22.7943 | 0 | 20.7425 | 5.217 | 3.976 | 20.7425 | 5.217 | 3.976 | 23.0183 | 5.7893 | 3.976 | 3.799% | 0.043095 | 0.041435 | 13921.4169 | 2931.9396 | 582.1864 | 10407.2909 | 13928.8738 | 0 | 0 | 13928.8738 | 0.004785%
2027 | 65 | CB 65 | Tier-1 | Non-HFTD---2 | 3--4 | 188 | 6 | 116.4587 | 39.74% | 56.49% | 3.766% | 0.42837 | 0 | 0 | 0.42837 | 0 | 0.38981 | 0.63881 | 0.61022 | 0.38981 | 0.63881 | 0.61022 | 0.43258 | 0.7089 | 0.61022 | 0.3678% | 0.027671 | 0.027415 | 4208.6321 | 185.6619 | 2974.6944 | 1048.2758 | 4232.3229 | 0 | 0 | 4232.3229 | 8.992e-05%
2027 | 702 | CB 702 | Tier-1 | Non-HFTD---5 | 2--4 | 21 | 2 | 44.9441 | 98.42% | 0% | 1.579% | 1.2217 | 0 | 0 | 1.2217 | 0 | 1.1117 | 0.21294 | 5.221 | 1.1117 | 0.21294 | 5.221 | 1.2337 | 0.2363 | 5.221 | 2.718% | 0.005363 | 0.0052149 | 8380.3982 | 304.8397 | 6515.079 | 1560.4795 | 8384.1557 | 0 | 0 | 8384.1557 | 0.0002564%
2027 | 788 | CB 788 | Tier-2 | Tier-2---2 | 5--5 | 708 | 3 | 1509.6378 | 72.67% | 26.38% | 0.9544% | 1.348 | 0 | 0 | 1.348 | 0 | 1.2266 | 0.31941 | 3.8404 | 1.2266 | 0.31941 | 3.8404 | 1.3612 | 0.35445 | 3.8404 | 0.08929% | 0.14181 | 0.14164 | 10645.451 | 1766.7834 | 2805.5671 | 6073.1005 | 10649.0311 | 0 | 0 | 10649.0311 | 0.0002829%
2027 | 907 | CB 907 | Tier-3 | Tier-3---13 | 3--5 | 51 | 2 | 230.3059 | 98.07% | 1.485% | 0.4463% | 2.5686 | 0 | 0 | 2.5686 | 0 | 2.3374 | 0.21294 | 10.9769 | 2.3374 | 0.21294 | 10.9769 | 2.5938 | 0.2363 | 10.9769 | 1.115% | 0.023668 | 0.023399 | 9730.5209 | 1957.65 | 164.6441 | 7608.2269 | 9732.6823 | 0 | 0 | 9732.6823 | 0.0005391%
2027 | 91 | CB 91 | Tier-2 | Tier-2---12 | 3--5 | 68 | 4 | 89.8564 | 75.83% | 22.36% | 1.818% | 1.1623 | 0 | 0 | 1.1623 | 0 | 1.0577 | 0.42587 | 2.4835 | 1.0577 | 0.42587 | 2.4835 | 1.1737 | 0.4726 | 2.4835 | 1.294% | 0.015476 | 0.015212 | 5806.255 | 775.6182 | 1813.9846 | 3216.6522 | 5830.6143 | 0 | 0 | 5830.6143 | 0.000244%
2027 | 971 | CB 971 | Tier-2 | Tier-2---3 | 5--5 | 167 | 3 | 1052.4948 | 94.77% | 4.863% | 0.3691% | 5.1962 | 0 | 0 | 5.1962 | 0 | 4.7285 | 0.31941 | 14.804 | 4.7285 | 0.31941 | 14.804 | 5.2473 | 0.35445 | 14.804 | 0.4937% | 0.12528 | 0.12462 | 8401.3813 | 1359.4082 | 538.7088 | 6503.2643 | 8403.6831 | 0 | 0 | 8403.6831 | 0.001091%
2027 | 975 | CB 975 | Tier-3 | Tier-3---16 | 5--4 | 11 | 1 | 120.9969 | 94.86% | 4.853% | 0.2849% | 3.026 | 0 | 0 | 3.026 | 0 | 2.7536 | 0.10647 | 25.8635 | 2.7536 | 0.10647 | 25.8635 | 3.0558 | 0.11815 | 25.8635 | 2.501% | 0.10726 | 0.10443 | 1128.0883 | 171.5054 | 73.8837 | 882.6993 | 1129.6577 | 0 | 0 | 1129.6577 | 0.0006352%
2027 | 980 | CB 980 | Tier-2 | Tier-2---12 | 2--5 | 35 | 1 | 71.0483 | 98.38% | 0% | 1.619% | 0.57916 | 0 | 0 | 0.57916 | 0 | 0.52702 | 0.10647 | 4.9501 | 0.52702 | 0.10647 | 4.9501 | 0.58485 | 0.11815 | 4.9501 | 0.8152% | 0.0069124 | 0.0068551 | 10278.3875 | 4306.656 | 761.4547 | 5210.2768 | 10279.7777 | 0 | 0 | 10279.7777 | 0.0001216%
2027 | CTL1 | CB CTL1 | Tier-3 | Tier-3---19 | 5--1 | 6 | 2 | 6.7195 | 60.86% | 38.02% | 1.116% | 0.39533 | 0 | 0 | 0.39533 | 0 | 0.35974 | 0.21294 | 1.6894 | 0.35974 | 0.21294 | 1.6894 | 0.39921 | 0.2363 | 1.6894 | 5.883% | 0.42111 | 0.38041 | 15.9564 | 1.4967 | 5.9559 | 8.5038 | 16.6247 | 0 | 0 | 16.6247 | 8.298e-05%
2027 | FB1 | CB FB1 | Tier-2 | Tier-2---11 | 4--4 | 371 | 21 | 245.022 | 12.75% | 85.01% | 2.236% | 0.5129 | 0 | 0 | 0.5129 | 0 | 0.46673 | 2.2358 | 0.20875 | 0.46673 | 2.2358 | 0.20875 | 0.51794 | 2.4811 | 0.20875 | 0.2093% | 0.04664 | 0.045874 | 5253.4738 | 206.1005 | 4090.6925 | 956.6808 | 5329.9687 | 0 | 0 | 5329.9687 | 0.0001077%
2027 | FB2 | CB FB2 | Tier-2 | Tier-2---9 | 4--5 | 173 | 22 | 225.8323 | 74.73% | 23.69% | 1.581% | 6.2236 | 0 | 0 | 6.2236 | 0 | 5.6634 | 2.3423 | 2.4179 | 5.6634 | 2.3423 | 2.4179 | 6.2848 | 2.5993 | 2.4179 | 2.756% | 0.045688 | 0.044003 | 4942.9022 | 871.2523 | 1151.504 | 2920.1458 | 4990.7344 | 0 | 0 | 4990.7344 | 0.001306%
2027 | JU1 | CB JU1 | Tier-3 | Tier-3---15 | 5--4 | 80 | 1 | 282.3719 | 88.57% | 10.71% | 0.7177% | 0.90665 | 0 | 0 | 0.90665 | 0 | 0.82504 | 0.10647 | 7.7491 | 0.82504 | 0.10647 | 7.7491 | 0.91556 | 0.11815 | 7.7491 | 0.3211% | 0.1808 | 0.18015 | 1561.7518 | 212.6103 | 161.3522 | 1187.7892 | 1562.401 | 0 | 0 | 1562.401 | 0.0001903%
2027 | MOR1 | CB MOR1 | Tier-2 | Tier-2---4 | 5--5 | 116 | 8 | 584.1991 | 87.63% | 11.93% | 0.4377% | 10.239 | 0 | 0 | 10.239 | 0 | 9.3174 | 0.85175 | 10.9391 | 9.3174 | 0.85175 | 10.9391 | 10.3396 | 0.9452 | 10.9391 | 1.753% | 0.12647 | 0.12394 | 4619.2848 | 721.3686 | 522.5493 | 3375.3669 | 4630.9433 | 0 | 0 | 4630.9433 | 0.002149%
2027 | OK1 | CB OK1 | Tier-3 | Tier-3---7 | 5--5 | 190 | 3 | 1048.1259 | 93.55% | 5.94% | 0.509% | 4.4898 | 0 | 0 | 4.4898 | 0 | 4.0857 | 0.31941 | 12.7915 | 4.0857 | 0.31941 | 12.7915 | 4.534 | 0.35445 | 12.7915 | 0.4284% | 0.20255 | 0.20162 | 5174.6627 | 847.3251 | 299.3088 | 4028.0288 | 5176.1977 | 0 | 0 | 5176.1977 | 0.0009424%
2027 | PE1 | CB PE1 | Tier-3 | Tier-3---13 | 5--4 | 247 | 7 | 620.7512 | 74.86% | 24.36% | 0.7799% | 3.8191 | 0 | 0 | 3.8191 | 0 | 3.4753 | 0.74528 | 4.6631 | 3.4753 | 0.74528 | 4.6631 | 3.8566 | 0.82705 | 4.6631 | 0.6152% | 0.24168 | 0.23969 | 2568.4774 | 292.3041 | 583.6879 | 1692.4855 | 2573.8285 | 0 | 0 | 2573.8285 | 0.0008016%
2027 | RA1 | CB RA1 | Tier-2 | Tier-2---2 | 5--5 | 353 | 23 | 1222.3715 | 85.76% | 13.62% | 0.6194% | 19.8073 | 0 | 0 | 19.8073 | 0 | 18.0244 | 2.4488 | 7.3606 | 18.0244 | 2.4488 | 7.3606 | 20.002 | 2.7174 | 7.3606 | 1.62% | 0.14726 | 0.14448 | 8300.6807 | 1160.1787 | 1072.7493 | 6067.7527 | 8323.4498 | 0 | 0 | 8323.4498 | 0.004158%
2027 | RA2 | CB RA2 | Tier-2 | Tier-2---4 | 5--5 | 118 | 3 | 579.2495 | 83.34% | 16.16% | 0.4909% | 3.5594 | 0 | 0 | 3.5594 | 0 | 3.239 | 0.31941 | 10.1408 | 3.239 | 0.31941 | 10.1408 | 3.5944 | 0.35445 | 10.1408 | 0.6145% | 0.12706 | 0.12612 | 4558.9302 | 908.2518 | 686.0992 | 2964.5792 | 4564.5701 | 0 | 0 | 4564.5701 | 0.0007471%
2027 | RA3 | CB RA3 | Tier-2 | Tier-2---10 | 5--4 | 241 | 5 | 353.8636 | 22.75% | 76.17% | 1.082% | 0.48437 | 0 | 0 | 0.48437 | 0 | 0.44077 | 0.53234 | 0.82799 | 0.44077 | 0.53234 | 0.82799 | 0.48913 | 0.59075 | 0.82799 | 0.1369% | 0.12911 | 0.12833 | 2740.8339 | 103.3538 | 1864.7752 | 772.7049 | 2753.6498 | 0 | 0 | 2753.6498 | 0.0001017%
2027 | RC1 | CB RC1 | Tier-2 | Tier-2---4 | 4--5 | 94 | 16 | 397.5199 | 92.07% | 7.427% | 0.5025% | 18.0664 | 0 | 0 | 18.0664 | 0 | 16.4402 | 1.7035 | 9.6508 | 16.4402 | 1.7035 | 9.6508 | 18.2439 | 1.8904 | 9.6508 | 4.545% | 0.084253 | 0.080095 | 4718.147 | 893.9653 | 343.0371 | 3481.1447 | 4737.5726 | 0 | 0 | 4737.5726 | 0.003792%
2027 | SL1 | CB SL1 | Tier-3 | Tier-3---11 | 5--5 | 225 | 27 | 677.9763 | 69.55% | 29.7% | 0.758% | 16.4083 | 0 | 0 | 16.4083 | 0 | 14.9313 | 2.8746 | 5.1941 | 14.9313 | 2.8746 | 5.1941 | 16.5696 | 3.19 | 5.1941 | 2.42% | 0.19527 | 0.18848 | 3471.9301 | 456.3042 | 974.4203 | 2041.2056 | 3510.0526 | 0 | 0 | 3510.0526 | 0.003444%
2027 | SSC1 | CB SSC1 | Tier-2 | Tier-2---18 | 4--3 | 220 | 9 | 91.8404 | 1.784% | 94.85% | 3.363% | 0.019441 | 0 | 0 | 0.019441 | 0 | 0.017691 | 0.95822 | 0.018463 | 0.017691 | 0.95822 | 0.018463 | 0.019632 | 1.0633 | 0.018463 | 0.02117% | 0.031528 | 0.031154 | 2912.9967 | 6.2531 | 2639.8755 | 266.8681 | 2947.3463 | 0 | 0 | 2947.3463 | 4.081e-06%
2027 | CTL1 | CTL1-3R | Tier-3 | Tier-3---14 | 5--4 | 314 | 18 | 691.1308 | 38.4% | 60.91% | 0.6868% | 4.4121 | 0 | 0 | 4.4121 | 0 | 4.015 | 1.9164 | 2.095 | 4.015 | 1.9164 | 2.095 | 4.4555 | 2.1267 | 2.095 | 0.6384% | 0.42513 | 0.41806 | 1625.6897 | 99.6026 | 905.5939 | 620.4932 | 1642.6186 | 0 | 0 | 1642.6186 | 0.0009261%
2027 | DV1 | DV1-3R | Tier-3 | Tier-3---11 | 5--5 | 235 | 10 | 634.2705 | 72.29% | 26.89% | 0.8162% | 5.6585 | 0 | 0 | 5.6585 | 0 | 5.1491 | 1.0647 | 4.8363 | 5.1491 | 1.0647 | 4.8363 | 5.7141 | 1.1815 | 4.8363 | 0.8921% | 0.19421 | 0.19182 | 3265.8667 | 390.6526 | 820.8791 | 2054.3349 | 3277.1728 | 0 | 0 | 3277.1728 | 0.001188%
2027 | RB1 | RB1-427R | Tier-3 | Tier-3---7 | 5--5 | 433 | 29 | 996.0696 | 83.51% | 15.68% | 0.8099% | 16.1568 | 0 | 0 | 16.1568 | 0 | 14.7024 | 3.0876 | 4.7618 | 14.7024 | 3.0876 | 4.7618 | 16.3156 | 3.4263 | 4.7618 | 1.622% | 0.15381 | 0.15082 | 6476.1764 | 929.4617 | 937.2221 | 4609.4925 | 6497.3245 | 0 | 0 | 6497.3245 | 0.003391%
2027 | RB1 | RB1-433R | Tier-3 | Tier-3---10 | 5--5 | 125 | 1 | 717.075 | 94.45% | 5% | 0.5477% | 1.5713 | 0 | 0 | 1.5713 | 0 | 1.4299 | 0.10647 | 13.4301 | 1.4299 | 0.10647 | 13.4301 | 1.5868 | 0.11815 | 13.4301 | 0.2191% | 0.15284 | 0.15249 | 4691.5909 | 760.1035 | 231.5295 | 3699.958 | 4692.1962 | 0 | 0 | 4692.1962 | 0.0003298%
2027 | TM1 | TM1-10R | Tier-3 | Tier-3---12 | 5--5 | 103 | 3 | 437.3004 | 95.61% | 3.838% | 0.5568% | 3.5314 | 0 | 0 | 3.5314 | 0 | 3.2135 | 0.31941 | 10.0609 | 3.2135 | 0.31941 | 10.0609 | 3.5661 | 0.35445 | 10.0609 | 0.8075% | 0.093421 | 0.092632 | 4680.975 | 712.9363 | 184.5612 | 3783.4774 | 4682.7274 | 0 | 0 | 4682.7274 | 0.0007412%
2028 | 1001 | 1001-1130R | Tier-2 | Tier-2---5 | 5--5 | 104 | 1 | 399.0185 | 76.25% | 23.08% | 0.668% | 0.84842 | 0 | 0 | 0.84842 | 0 | 0.73648 | 0.10156 | 7.2515 | 0.73648 | 0.10156 | 7.2515 | 0.86096 | 0.11873 | 7.2515 | 0.2126% | 0.10617 | 0.10587 | 3758.4182 | 467.4105 | 847.019 | 2443.9887 | 3760.9139 | 0 | 0 | 3760.9139 | 0.0001781%
2028 | 1001 | 1001-1231F | Tier-2 | Tier-2---15 | 3--3 | 4 | 1 | 14.0535 | 92.14% | 7.108% | 0.7568% | 0.93875 | 0 | 0 | 0.93875 | 0 | 0.81489 | 0.10156 | 8.0235 | 0.81489 | 0.10156 | 8.0235 | 0.95262 | 0.11873 | 8.0235 | 6.68% | 0.025088 | 0.023269 | 560.1576 | 85.0993 | 40.4936 | 434.5648 | 563.6012 | 0 | 0 | 563.6012 | 0.000197%
2028 | 1001 | 1001-1814AE | Tier-2 | Tier-2---11 | 5--3 | 10 | 6 | 47.9998 | 92.92% | 6.426% | 0.6525% | 7.7608 | 0 | 0 | 7.7608 | 0 | 6.7369 | 0.60938 | 11.0552 | 6.7369 | 0.60938 | 11.0552 | 7.8755 | 0.71237 | 11.0552 | 16.17% | 0.094213 | 0.07782 | 509.4829 | 78.1654 | 33.1388 | 398.1787 | 517.0799 | 0 | 0 | 517.0799 | 0.001629%
2028 | 1001 | 1001-1820F | Tier-2 | Tier-2---5 | 5--5 | 146 | 26 | 829.5199 | 57.26% | 42.23% | 0.5113% | 24.5307 | 0 | 0 | 24.5307 | 0 | 21.2942 | 2.6407 | 8.064 | 21.2942 | 2.6407 | 8.064 | 24.8932 | 3.087 | 8.064 | 2.957% | 0.12846 | 0.12183 | 6457.4377 | 610.0184 | 2517.829 | 3329.5903 | 6607.7258 | 0 | 0 | 6607.7258 | 0.005149%
2028 | 1021 | 1021-1748F | Tier-3 | Tier-3---2 | 5--5 | 516 | 60 | 3232.7645 | 89.58% | 10.03% | 0.3884% | 97.6532 | 0 | 0 | 97.6532 | 0 | 84.7694 | 6.0938 | 13.9107 | 84.7694 | 6.0938 | 13.9107 | 99.0964 | 7.1237 | 13.9107 | 3.021% | 0.16564 | 0.16005 | 19517.3055 | 3280.9667 | 1890.5731 | 14345.7657 | 19588.2744 | 0 | 0 | 19588.2744 | 0.0205%
2028 | 1021 | 1021-1760R | Tier-3 | Tier-3---6 | 5--5 | 85 | 6 | 678.7974 | 81.46% | 18.22% | 0.3148% | 11.3198 | 0 | 0 | 11.3198 | 0 | 9.8263 | 0.60938 | 16.1251 | 9.8263 | 0.60938 | 16.1251 | 11.4871 | 0.71237 | 16.1251 | 1.668% | 0.10829 | 0.10607 | 6268.2599 | 949.9835 | 1058.3856 | 4259.8908 | 6292.5407 | 0 | 0 | 6292.5407 | 0.002376%
2028 | 1021 | 1021-25R | Tier-3 | Tier-3---2 | 5--5 | 168 | 16 | 1498.4695 | 96.3% | 3.418% | 0.2826% | 39.8549 | 0 | 0 | 39.8549 | 0 | 34.5967 | 1.625 | 21.29 | 34.5967 | 1.625 | 21.29 | 40.4439 | 1.8997 | 21.29 | 2.66% | 0.12361 | 0.1202 | 12122.637 | 2220.1266 | 404.4712 | 9498.0392 | 12135.3776 | 0 | 0 | 12135.3776 | 0.008366%
2028 | 1021 | 1021-855 | Tier-3 | Tier-3---10 | 5--5 | 69 | 21 | 466.7529 | 94.79% | 4.788% | 0.426% | 39.0478 | 0 | 0 | 39.0478 | 0 | 33.8961 | 2.1328 | 15.8925 | 33.8961 | 2.1328 | 15.8925 | 39.6249 | 2.4933 | 15.8925 | 8.366% | 0.10909 | 0.099461 | 4278.6432 | 663.1014 | 202.1105 | 3413.4312 | 4300.2414 | 0 | 0 | 4300.2414 | 0.008196%
2028 | 1022 | 1022-17F | Tier-3 | Tier-3---4 | 5--5 | 139 | 13 | 887.1334 | 95.91% | 3.733% | 0.3607% | 23.076 | 0 | 0 | 23.076 | 0 | 20.0315 | 1.3203 | 15.1716 | 20.0315 | 1.3203 | 15.1716 | 23.4171 | 1.5435 | 15.1716 | 2.601% | 0.10945 | 0.10648 | 8105.3609 | 1393.5381 | 301.1063 | 6410.7165 | 8114.6118 | 0 | 0 | 8114.6118 | 0.004844%
2028 | 1022 | 1022-26R | Tier-3 | Tier-3---15 | 4--4 | 9 | 2 | 67.2303 | 92.09% | 7.549% | 0.3574% | 3.9901 | 0 | 0 | 3.9901 | 0 | 3.4636 | 0.20313 | 17.0516 | 3.4636 | 0.20313 | 17.0516 | 4.049 | 0.23746 | 17.0516 | 5.935% | 0.092662 | 0.08669 | 725.545 | 109.1423 | 50.7298 | 565.6729 | 729.4965 | 0 | 0 | 729.4965 | 0.0008375%
2028 | 1022 | 1022-322R | Tier-3 | Tier-3---10 | 5--5 | 89 | 6 | 526.8683 | 92.1% | 7.447% | 0.4577% | 9.4864 | 0 | 0 | 9.4864 | 0 | 8.2348 | 0.60938 | 13.5133 | 8.2348 | 0.60938 | 13.5133 | 9.6266 | 0.71237 | 13.5133 | 1.801% | 0.10587 | 0.1038 | 4976.7569 | 830.1937 | 356.0985 | 3790.4647 | 4984.6012 | 0 | 0 | 4984.6012 | 0.001991%
2028 | 1023 | 1023-46AE | Tier-2 | Tier-2---2 | 5--5 | 469 | 50 | 1480.046 | 74.84% | 24.29% | 0.8655% | 34.2466 | 0 | 0 | 34.2466 | 0 | 29.7283 | 5.0782 | 5.8541 | 29.7283 | 5.0782 | 5.8541 | 34.7527 | 5.9365 | 5.8541 | 2.314% | 0.13914 | 0.13483 | 10637.4667 | 1301.0798 | 2440.2216 | 6896.1652 | 10722.8442 | 0 | 0 | 10722.8442 | 0.007188%
2028 | 1023 | 1023-48R | Tier-2 | Tier-2---5 | 5--5 | 380 | 49 | 664.4014 | 85.5% | 12.99% | 1.509% | 21.2437 | 0 | 0 | 21.2437 | 0 | 18.4409 | 4.9766 | 3.7055 | 18.4409 | 4.9766 | 3.7055 | 21.5577 | 5.8177 | 3.7055 | 3.197% | 0.12816 | 0.12337 | 5184.0424 | 718.5028 | 688.8951 | 3776.6445 | 5213.2341 | 0 | 0 | 5213.2341 | 0.004459%
2028 | 1023 | 1023-89R | Tier-2 | Tier-2---11 | 4--4 | 119 | 4 | 171.3673 | 58.84% | 39.57% | 1.585% | 0.98296 | 0 | 0 | 0.98296 | 0 | 0.85327 | 0.40625 | 2.1003 | 0.85327 | 0.40625 | 2.1003 | 0.99748 | 0.47492 | 2.1003 | 0.5736% | 0.083403 | 0.08259 | 2054.6806 | 198.0279 | 761.6338 | 1095.0189 | 2063.005 | 0 | 0 | 2063.005 | 0.0002063%
2028 | 1030 | 1030-1728R | Tier-3 | Tier-3---9 | 5--5 | 85 | 4 | 527.0422 | 83.47% | 16.25% | 0.2733% | 6.0039 | 0 | 0 | 6.0039 | 0 | 5.2118 | 0.40625 | 12.8289 | 5.2118 | 0.40625 | 12.8289 | 6.0926 | 0.47492 | 12.8289 | 1.139% | 0.23544 | 0.23223 | 2238.5434 | 326.4296 | 340.3101 | 1571.8036 | 2243.662 | 0 | 0 | 2243.662 | 0.00126%
2028 | 1030 | 1030-1735F | Tier-3 | Not Applicable | Not Applicable | 6 | 1 | 0 | 0% | 0% | 0% | 0 | 0 | 0 | 0 | 0 | 0 | 0.10156 | 0 | 0 | 0.10156 | 0 | 0 | 0.11873 | 0 | 0% | 0 | 0 | 0 | 0 | 0 | 0 | 0 | 0 | 0 | 0 | 0%
2028 | 1030 | 1030-1777 | Tier-3 | Tier-3---5 | 5--5 | 193 | 8 | 1156.6044 | 85.87% | 13.79% | 0.3401% | 11.9383 | 0 | 0 | 11.9383 | 0 | 10.3632 | 0.81251 | 12.7546 | 10.3632 | 0.81251 | 12.7546 | 12.1147 | 0.94983 | 12.7546 | 1.032% | 0.24629 | 0.24333 | 4696.0317 | 680.3464 | 620.6467 | 3395.0386 | 4704.1068 | 0 | 0 | 4704.1068 | 0.002506%
2028 | 1030 | 1030-1823F | Tier-3 | Tier-3---13 | 5--5 | 20 | 2 | 202.5757 | 94.25% | 5.49% | 0.2586% | 5.537 | 0 | 0 | 5.537 | 0 | 4.8065 | 0.20313 | 23.6624 | 4.8065 | 0.20313 | 23.6624 | 5.6188 | 0.23746 | 23.6624 | 2.733% | 0.10605 | 0.10298 | 1910.1293 | 293.8795 | 98.2865 | 1517.9633 | 1913.4086 | 0 | 0 | 1913.4086 | 0.001162%
2028 | 1030 | 1030-20R | Tier-3 | Tier-3---3 | 5--5 | 367 | 5 | 2610.2797 | 91.86% | 7.744% | 0.3915% | 9.474 | 0 | 0 | 9.474 | 0 | 8.2241 | 0.50782 | 16.195 | 8.2241 | 0.50782 | 16.195 | 9.6141 | 0.59365 | 16.195 | 0.363% | 0.28668 | 0.28555 | 9105.2413 | 1516.1831 | 664.7389 | 6924.3193 | 9108.1797 | 0 | 0 | 9108.1797 | 0.001989%
2028 | 1030 | 1030-42R | Tier-3 | Tier-3---3 | 5--5 | 472 | 28 | 2942.2545 | 85.79% | 13.83% | 0.3713% | 43.4263 | 0 | 0 | 43.4263 | 0 | 37.6969 | 2.8438 | 13.2559 | 37.6969 | 2.8438 | 13.2559 | 44.0681 | 3.3244 | 13.2559 | 1.476% | 0.28228 | 0.27742 | 10423.3029 | 1628.0334 | 1345.6404 | 7449.6291 | 10449.2217 | 0 | 0 | 10449.2217 | 0.009115%
2028 | 1030 | 1030-989R | Tier-3 | Tier-3---3 | 5--5 | 422 | 19 | 3020.5785 | 92.73% | 6.883% | 0.3901% | 36.5708 | 0 | 0 | 36.5708 | 0 | 31.7459 | 1.9297 | 16.4511 | 31.7459 | 1.9297 | 16.4511 | 37.1113 | 2.2559 | 16.4511 | 1.211% | 0.30703 | 0.30302 | 9838.1975 | 1537.3198 | 631.4887 | 7669.389 | 9847.6639 | 0 | 0 | 9847.6639 | 0.007676%
2028 | 1039 | 1039-13 | Tier-2 | Tier-2---3 | 5--5 | 534 | 37 | 2056.5259 | 80.69% | 18.74% | 0.569% | 33.344 | 0 | 0 | 33.344 | 0 | 28.9448 | 3.7579 | 7.7025 | 28.9448 | 3.7579 | 7.7025 | 33.8368 | 4.393 | 7.7025 | 1.621% | 0.1351 | 0.13239 | 15222.1821 | 2652.795 | 2719.3692 | 9850.0179 | 15282.4535 | 0 | 0 | 15282.4535 | 0.006999%
2028 | 1090 | 1090-1734 | Tier-3 | Tier-3---16 | 2--5 | 44 | 1 | 102.6812 | 94.73% | 4.077% | 1.193% | 0.64109 | 0 | 0 | 0.64109 | 0 | 0.55651 | 0.10156 | 5.4794 | 0.55651 | 0.10156 | 5.4794 | 0.65057 | 0.11873 | 5.4794 | 0.6244% | 0.01345 | 0.013361 | 7634.5181 | 1203.6871 | 422.3196 | 6008.5114 | 7637.1878 | 0 | 0 | 7637.1878 | 0.0001346%
2028 | 1090 | 1090-636R | Tier-3 | Tier-3---15 | 5--3 | 122 | 2 | 202.402 | 73% | 25.01% | 1.988% | 0.70246 | 0 | 0 | 0.70246 | 0 | 0.60978 | 0.20313 | 3.002 | 0.60978 | 0.20313 | 3.002 | 0.71284 | 0.23746 | 3.002 | 0.3471% | 0.38465 | 0.38282 | 526.2047 | 57.0359 | 118.3494 | 350.8194 | 526.8833 | 0 | 0 | 526.8833 | 0.0001474%
2028 | 1090 | 1090-639R | Tier-3 | Tier-3---18 | 5--2 | 80 | 3 | 130.2918 | 69.21% | 28.83% | 1.952% | 0.98071 | 0 | 0 | 0.98071 | 0 | 0.85132 | 0.30469 | 2.794 | 0.85132 | 0.30469 | 2.794 | 0.9952 | 0.35619 | 2.794 | 0.7527% | 0.37006 | 0.36603 | 352.0864 | 32.8232 | 86.7133 | 232.5499 | 353.2782 | 0 | 0 | 353.2782 | 0.0002059%
2028 | 1090 | 1090-70F | Tier-2 | Tier-2---15 | 2--5 | 29 | 4 | 35.1863 | 53.14% | 45.71% | 1.154% | 0.74792 | 0 | 0 | 0.74792 | 0 | 0.64925 | 0.40625 | 1.5981 | 0.64925 | 0.40625 | 1.5981 | 0.75898 | 0.47492 | 1.5981 | 2.126% | 0.0083 | 0.007968 | 4239.3083 | 364.6844 | 1853.0615 | 2021.5624 | 4322.0801 | 0 | 0 | 4322.0801 | 0.000157%
2028 | 1090 | 1090-73F | Tier-3 | Tier-3---10 | 4--5 | 317 | 24 | 724.1417 | 96.98% | 2.008% | 1.013% | 15.4188 | 0 | 0 | 15.4188 | 0 | 13.3845 | 2.4375 | 5.491 | 13.3845 | 2.4375 | 5.491 | 15.6467 | 2.8495 | 5.491 | 2.129% | 0.046754 | 0.045727 | 15488.4699 | 2874.558 | 442.3847 | 12171.5272 | 15498.974 | 0 | 0 | 15498.974 | 0.003236%
2028 | 1090 | 1090-74F | Tier-3 | Tier-3---10 | 4--5 | 321 | 19 | 595.9278 | 96.92% | 1.794% | 1.287% | 9.914 | 0 | 0 | 9.914 | 0 | 8.606 | 1.9297 | 4.4598 | 8.606 | 1.9297 | 4.4598 | 10.0606 | 2.2559 | 4.4598 | 1.664% | 0.045737 | 0.044952 | 13029.5603 | 2451.0895 | 420.5295 | 10157.9412 | 13036.5707 | 0 | 0 | 13036.5707 | 0.002081%
2028 | 1094 | 1094-35F | Tier-2 | Tier-2---7 | 3--5 | 167 | 6 | 314.0502 | 98.71% | 0% | 1.287% | 3.23 | 0 | 0 | 3.23 | 0 | 2.8039 | 0.60938 | 4.6012 | 2.8039 | 0.60938 | 4.6012 | 3.2778 | 0.71237 | 4.6012 | 1.029% | 0.020398 | 0.020185 | 15396.4279 | 2493.2081 | 249.741 | 12653.4788 | 15398.5138 | 0 | 0 | 15398.5138 | 0.000678%
2028 | 1094 | 1094-7 | Tier-2 | Tier-2---17 | 2--4 | 65 | 2 | 23.6343 | 95.14% | 0% | 4.857% | 0.20065 | 0 | 0 | 0.20065 | 0 | 0.17418 | 0.20313 | 0.85747 | 0.17418 | 0.20313 | 0.85747 | 0.20361 | 0.23746 | 0.85747 | 0.849% | 0.0065074 | 0.0064493 | 3631.9148 | 548.3695 | 294.63 | 2788.9153 | 3633.503 | 0 | 0 | 3633.503 | 4.212e-05%
2028 | 1105 | 1105-1483 | Tier-2 | Tier-2---11 | 4--4 | 12 | 5 | 59.1581 | 61.98% | 37.43% | 0.5957% | 4.4303 | 0 | 0 | 4.4303 | 0 | 3.8458 | 0.50782 | 7.5732 | 3.8458 | 0.50782 | 7.5732 | 4.4958 | 0.59365 | 7.5732 | 7.489% | 0.063819 | 0.056107 | 926.9702 | 95.1212 | 282.7416 | 549.1075 | 975.4123 | 0 | 0 | 975.4123 | 0.0009299%
2028 | 1138 | 1138-6R | Tier-2 | Tier-2---5 | 5--5 | 804 | 73 | 1117.3657 | 63.79% | 34.95% | 1.264% | 18.7672 | 0 | 0 | 18.7672 | 0 | 16.2911 | 7.4141 | 2.1973 | 16.2911 | 7.4141 | 2.1973 | 19.0445 | 8.6672 | 2.1973 | 1.68% | 0.17153 | 0.16701 | 6514.2797 | 790.3405 | 2180.8634 | 3543.0757 | 6578.0725 | 0 | 0 | 6578.0725 | 0.003939%
2028 | 1162 | 1162-324R | Tier-2 | Tier-2---13 | 4--3 | 65 | 1 | 67.3479 | 58.69% | 38.45% | 2.854% | 0.17636 | 0 | 0 | 0.17636 | 0 | 0.15309 | 0.10156 | 1.5074 | 0.15309 | 0.10156 | 1.5074 | 0.17897 | 0.11873 | 1.5074 | 0.2619% | 0.068658 | 0.068352 | 980.9191 | 90.4084 | 338.5141 | 551.9967 | 982.735 | 0 | 0 | 982.735 | 3.702e-05%
2028 | 1162 | 1162-363 | Tier-2 | Tier-2---13 | 4--3 | 37 | 1 | 41.7736 | 86.9% | 10.44% | 2.668% | 0.28451 | 0 | 0 | 0.28451 | 0 | 0.24697 | 0.10156 | 2.4317 | 0.24697 | 0.10156 | 2.4317 | 0.28872 | 0.11873 | 2.4317 | 0.6811% | 0.064829 | 0.064321 | 644.3653 | 89.5043 | 68.646 | 486.215 | 645.0323 | 0 | 0 | 645.0323 | 5.972e-05%
2028 | 1166 | 1166-15R | Tier-3 | Tier-3---11 | 5--5 | 123 | 10 | 528.031 | 87.26% | 12.17% | 0.5736% | 10.8634 | 0 | 0 | 10.8634 | 0 | 9.4301 | 1.0156 | 9.285 | 9.4301 | 1.0156 | 9.285 | 11.0239 | 1.1873 | 9.285 | 2.057% | 0.19397 | 0.18939 | 2722.2863 | 390.5327 | 317.9476 | 2013.8061 | 2730.6611 | 0 | 0 | 2730.6611 | 0.00228%
2028 | 1166 | 1166-18R | Tier-3 | Tier-3---5 | 5--5 | 100 | 9 | 1129.6851 | 97.99% | 1.718% | 0.2919% | 28.8922 | 0 | 0 | 28.8922 | 0 | 25.0804 | 0.91407 | 27.438 | 25.0804 | 0.91407 | 27.438 | 29.3192 | 1.0686 | 27.438 | 2.558% | 0.21365 | 0.20807 | 5287.5602 | 933.108 | 102.1782 | 4252.2741 | 5290.4079 | 0 | 0 | 5290.4079 | 0.006065%
2028 | 1166 | 1166-342R | Tier-3 | Tier-3---5 | 5--5 | 216 | 7 | 1306.4494 | 92.9% | 6.658% | 0.4418% | 11.4064 | 0 | 0 | 11.4064 | 0 | 9.9015 | 0.71095 | 13.9273 | 9.9015 | 0.71095 | 13.9273 | 11.575 | 0.8311 | 13.9273 | 0.8731% | 0.21878 | 0.21672 | 5971.6251 | 888.1999 | 386.1133 | 4697.3119 | 5975.6477 | 0 | 0 | 5975.6477 | 0.002394%
2028 | 1215 | 1215-12R | Tier-3 | Tier-3---9 | 5--4 | 149 | 2 | 1149.8777 | 88.93% | 10.69% | 0.3802% | 3.9806 | 0 | 0 | 3.9806 | 0 | 3.4554 | 0.20313 | 17.0112 | 3.4554 | 0.20313 | 17.0112 | 4.0394 | 0.23746 | 17.0112 | 0.3462% | 0.69907 | 0.69635 | 1644.8687 | 214.1134 | 166.723 | 1264.0324 | 1645.5802 | 0 | 0 | 1645.5802 | 0.0008355%
2028 | 1215 | 1215-28R | Tier-3 | Tier-3---14 | 5--3 | 58 | 4 | 466.2657 | 75.31% | 24.3% | 0.3892% | 7.023 | 0 | 0 | 7.023 | 0 | 6.0964 | 0.40625 | 15.0064 | 6.0964 | 0.40625 | 15.0064 | 7.1268 | 0.47492 | 15.0064 | 1.506% | 0.66756 | 0.65421 | 698.4647 | 77.4157 | 150.4059 | 470.6431 | 701.984 | 0 | 0 | 701.984 | 0.001474%
2028 | 1215 | 1215-32R | Tier-3 | Tier-3---7 | 5--4 | 234 | 3 | 1677.0531 | 82.12% | 17.49% | 0.3917% | 5.1205 | 0 | 0 | 5.1205 | 0 | 4.445 | 0.30469 | 14.5884 | 4.445 | 0.30469 | 14.5884 | 5.1962 | 0.35619 | 14.5884 | 0.3053% | 0.68132 | 0.67879 | 2461.4685 | 295.8109 | 389.7657 | 1775.8918 | 2463.1106 | 0 | 0 | 2463.1106 | 0.001075%
2028 | 1233 | 1233-259R | Tier-3 | Tier-3---16 | 5--4 | 105 | 4 | 252.1704 | 91.31% | 7.348% | 1.341% | 2.5438 | 0 | 0 | 2.5438 | 0 | 2.2082 | 0.40625 | 5.4355 | 2.2082 | 0.40625 | 5.4355 | 2.5814 | 0.47492 | 5.4355 | 1.009% | 0.12749 | 0.12608 | 1978.0181 | 293.7888 | 180.7034 | 1503.5259 | 1979.9382 | 0 | 0 | 1979.9382 | 0.0005339%
2028 | 1233 | 1233-585R | Tier-3 | Tier-3---12 | 5--5 | 166 | 15 | 496.1989 | 88.91% | 10.23% | 0.8642% | 11.5606 | 0 | 0 | 11.5606 | 0 | 10.0353 | 1.5235 | 6.5872 | 10.0353 | 1.5235 | 6.5872 | 11.7314 | 1.7809 | 6.5872 | 2.33% | 0.12988 | 0.12648 | 3820.3589 | 569.6038 | 386.1666 | 2864.5885 | 3831.7616 | 0 | 0 | 3831.7616 | 0.002427%
2028 | 1233 | 1233-587R | Tier-3 | Tier-3---13 | 5--5 | 187 | 23 | 468.3326 | 86.93% | 12.01% | 1.054% | 14.5222 | 0 | 0 | 14.5222 | 0 | 12.6062 | 2.336 | 5.3966 | 12.6062 | 2.336 | 5.3966 | 14.7368 | 2.7308 | 5.3966 | 3.101% | 0.13489 | 0.13008 | 3472.0209 | 495.7254 | 420.8281 | 2555.4674 | 3488.7995 | 0 | 0 | 3488.7995 | 0.003048%
2028 | 1233 | 1233-589R | Tier-3 | Tier-3---16 | 5--4 | 58 | 1 | 204.2414 | 92.81% | 6.245% | 0.9483% | 0.94775 | 0 | 0 | 0.94775 | 0 | 0.82271 | 0.10156 | 8.1005 | 0.82271 | 0.10156 | 8.1005 | 0.96176 | 0.11873 | 8.1005 | 0.464% | 0.11751 | 0.11692 | 1738.0856 | 257.6679 | 107.3811 | 1373.0366 | 1738.7139 | 0 | 0 | 1738.7139 | 0.0001989%
2028 | 1233 | 1233-591R | Tier-3 | Tier-3---12 | 5--5 | 167 | 36 | 575.4654 | 90.21% | 8.957% | 0.8354% | 32.4525 | 0 | 0 | 32.4525 | 0 | 28.1709 | 3.6563 | 7.7048 | 28.1709 | 3.6563 | 7.7048 | 32.9321 | 4.2742 | 7.7048 | 5.639% | 0.13142 | 0.1232 | 4378.9662 | 686.8056 | 385.5684 | 3306.5923 | 4407.5591 | 0 | 0 | 4407.5591 | 0.006812%
2028 | 1242 | 1242-1084 | Tier-2 | Tier-2---12 | 2--5 | 34 | 1 | 67.671 | 98.5% | 0% | 1.502% | 0.56852 | 0 | 0 | 0.56852 | 0 | 0.49352 | 0.10156 | 4.8592 | 0.49352 | 0.10156 | 4.8592 | 0.57692 | 0.11873 | 4.8592 | 0.8401% | 0.005996 | 0.0059449 | 11286.0292 | 3154.1305 | 158.2746 | 7973.6241 | 11287.4878 | 0 | 0 | 11287.4878 | 0.0001193%
2028 | 1243 | 1243-319R | Tier-2 | Tier-2---9 | 4--4 | 64 | 3 | 157.976 | 95.24% | 3.794% | 0.9624% | 2.0453 | 0 | 0 | 2.0453 | 0 | 1.7755 | 0.30469 | 5.8272 | 1.7755 | 0.30469 | 5.8272 | 2.0756 | 0.35619 | 5.8272 | 1.295% | 0.081051 | 0.079949 | 1949.0936 | 286.756 | 79.621 | 1582.7166 | 1950.3712 | 0 | 0 | 1950.3712 | 0.0004293%
2028 | 1243 | 1243-38R | Tier-2 | Tier-2---16 | 4--3 | 7 | 6 | 20.6467 | 96.08% | 2.766% | 1.159% | 4.9307 | 0 | 0 | 4.9307 | 0 | 4.2802 | 0.60938 | 7.0238 | 4.2802 | 0.60938 | 7.0238 | 5.0036 | 0.71237 | 7.0238 | 23.88% | 0.072591 | 0.054547 | 284.4264 | 43.4839 | 9.2234 | 231.7191 | 288.1193 | 0 | 0 | 288.1193 | 0.001035%
2028 | 1250 | 1250-27R | Tier-2 | Tier-2---6 | 5--5 | 152 | 4 | 986.6118 | 55.72% | 43.98% | 0.301% | 4.1956 | 0 | 0 | 4.1956 | 0 | 3.642 | 0.40625 | 8.9649 | 3.642 | 0.40625 | 8.9649 | 4.2576 | 0.47492 | 8.9649 | 0.4252% | 0.097369 | 0.096626 | 10132.6684 | 1217.1368 | 4251.8401 | 4663.6915 | 10167.1708 | 0 | 0 | 10167.1708 | 0.0008807%
2028 | 1250 | 1250-671R | Tier-2 | Tier-2---6 | 4--5 | 48 | 4 | 929.0776 | 60.83% | 39% | 0.1645% | 13.6584 | 0 | 0 | 13.6584 | 0 | 11.8564 | 0.40625 | 29.1847 | 11.8564 | 0.40625 | 29.1847 | 13.8603 | 0.47492 | 29.1847 | 1.47% | 0.09205 | 0.089825 | 10093.1841 | 1136.9369 | 3676.6867 | 5279.5604 | 10191.0882 | 0 | 0 | 10191.0882 | 0.002867%
2028 | 1250 | 1250-677R | Tier-2 | Tier-2---3 | 5--5 | 267 | 8 | 1140.8126 | 92.57% | 6.885% | 0.545% | 9.1762 | 0 | 0 | 9.1762 | 0 | 7.9656 | 0.81251 | 9.8036 | 7.9656 | 0.81251 | 9.8036 | 9.3118 | 0.94983 | 9.8036 | 0.8044% | 0.11659 | 0.11557 | 9785.2264 | 1563.6458 | 667.8739 | 7553.7067 | 9791.5987 | 0 | 0 | 9791.5987 | 0.001926%
2028 | 1250 | 1250-8R | Tier-2 | Tier-2---4 | 4--5 | 146 | 1 | 384.7428 | 82.72% | 16.59% | 0.6903% | 0.63216 | 0 | 0 | 0.63216 | 0 | 0.54875 | 0.10156 | 5.4031 | 0.54875 | 0.10156 | 5.4031 | 0.6415 | 0.11873 | 5.4031 | 0.1643% | 0.092289 | 0.092105 | 4168.9089 | 570.5627 | 668.7462 | 2929.6001 | 4170.3427 | 0 | 0 | 4170.3427 | 0.0001327%
2028 | 139 | 139-245AE | Tier-1 | Non-HFTD---14 | 2--2 | 165 | 1 | 4.6628 | 42.86% | 0% | 57.14% | 0.0035128 | 0 | 0 | 0.0035128 | 0 | 0.0030493 | 0.10156 | 0.030024 | 0.0030493 | 0.10156 | 0.030024 | 0.0035647 | 0.11873 | 0.030024 | 0.07534% | 0.010451 | 0.010433 | 446.1485 | 11.1532 | 367.0594 | 67.9359 | 446.5974 | 0 | 0 | 446.5974 | 7.373e-07%
2028 | 140 | 140-481R | Tier-1 | Non-HFTD---6 | 3--3 | 247 | 7 | 69.9626 | 16.81% | 77.41% | 5.778% | 0.096678 | 0 | 0 | 0.096678 | 0 | 0.083923 | 0.71095 | 0.11804 | 0.083923 | 0.71095 | 0.11804 | 0.098107 | 0.8311 | 0.11804 | 0.1382% | 0.022011 | 0.02183 | 3178.5592 | 32.5154 | 2786.3768 | 359.667 | 3200.4703 | 0 | 0 | 3200.4703 | 2.029e-05%
2028 | 140 | 140-496 | Tier-1 | Non-HFTD---5 | 3--4 | 98 | 3 | 72.5242 | 7.956% | 89.04% | 3.002% | 0.051221 | 0 | 0 | 0.051221 | 0 | 0.044463 | 0.30469 | 0.14593 | 0.044463 | 0.30469 | 0.14593 | 0.051978 | 0.35619 | 0.14593 | 0.07063% | 0.01454 | 0.014411 | 4987.9767 | 22.7891 | 4477.377 | 487.8106 | 5029.1 | 0 | 0 | 5029.1 | 1.075e-05%
2028 | 1448 | 1448-368 | Tier-1 | Non-HFTD---11 | 2--3 | 58 | 11 | 9.6516 | 81.66% | 0% | 18.34% | 0.43349 | 0 | 0 | 0.43349 | 0 | 0.37629 | 1.1172 | 0.33682 | 0.37629 | 1.1172 | 0.33682 | 0.43989 | 1.306 | 0.33682 | 4.491% | 0.0077936 | 0.007365 | 1238.3992 | 84.9711 | 737.9517 | 415.4764 | 1251.6175 | 0 | 0 | 1251.6175 | 9.099e-05%
2028 | 1458 | 1458-1057F | Tier-3 | Tier-3---18 | 5--2 | 3 | 1 | 152.4609 | 0% | 100% | 0% | 0 | 0 | 0 | 0 | 0 | 0 | 0.10156 | 0 | 0 | 0.10156 | 0 | 0 | 0.11873 | 0 | 0% | 0.13292 | 0.12007 | 1147.0231 | 1.8883 | 1045.7628 | 99.3719 | 1269.7672 | 0 | 0 | 1269.7672 | 0%
2028 | 1458 | 1458-1058F | Tier-3 | Tier-3---13 | 5--5 | 36 | 1 | 533.9366 | 37.36% | 62.45% | 0.1834% | 1.6071 | 0 | 0 | 1.6071 | 0 | 1.395 | 0.10156 | 13.7355 | 1.395 | 0.10156 | 13.7355 | 1.6308 | 0.11873 | 13.7355 | 0.301% | 0.13833 | 0.13722 | 3859.7922 | 265.8584 | 2184.7015 | 1409.2323 | 3879.4259 | 0 | 0 | 3879.4259 | 0.0003373%
2028 | 1458 | 1458-1061 | Tier-2 | Tier-2---5 | 5--5 | 80 | 4 | 412.6338 | 86.27% | 13.38% | 0.3514% | 5.1617 | 0 | 0 | 5.1617 | 0 | 4.4807 | 0.40625 | 11.0293 | 4.4807 | 0.40625 | 11.0293 | 5.238 | 0.47492 | 11.0293 | 1.251% | 0.14228 | 0.14021 | 2900.2061 | 586.2064 | 364.6762 | 1949.3235 | 2906.0649 | 0 | 0 | 2906.0649 | 0.001083%
2028 | 1458 | 1458-456F | Tier-2 | Tier-2---16 | 4--3 | 7 | 1 | 120.5031 | 4.551% | 95.42% | 0.02562% | 0.22718 | 0 | 0 | 0.22718 | 0 | 0.19721 | 0.10156 | 1.9417 | 0.19721 | 0.10156 | 1.9417 | 0.23054 | 0.11873 | 1.9417 | 0.1885% | 0.091761 | 0.087959 | 1313.2339 | 11.3935 | 1113.5701 | 188.2703 | 1367.4079 | 0 | 0 | 1367.4079 | 4.769e-05%
2028 | 1458 | 1458-565R | Tier-3 | Tier-3---6 | 5--5 | 127 | 12 | 865.4889 | 93.04% | 6.555% | 0.3997% | 22.0663 | 0 | 0 | 22.0663 | 0 | 19.155 | 1.2188 | 15.7168 | 19.155 | 1.2188 | 15.7168 | 22.3924 | 1.4247 | 15.7168 | 2.55% | 0.15819 | 0.15386 | 5471.15 | 831.2842 | 343.7471 | 4296.1187 | 5481.8707 | 0 | 0 | 5481.8707 | 0.004632%
2028 | 1458 | 1458-601R | Tier-3 | Tier-3---2 | 5--5 | 441 | 12 | 3446.9071 | 93.23% | 6.468% | 0.3015% | 25.3589 | 0 | 0 | 25.3589 | 0 | 22.0132 | 1.2188 | 18.0619 | 22.0132 | 1.2188 | 18.0619 | 25.7336 | 1.4247 | 18.0619 | 0.7357% | 0.20421 | 0.2026 | 16878.9798 | 3452.9233 | 1062.0214 | 12364.0351 | 16888.0676 | 0 | 0 | 16888.0676 | 0.005323%
2028 | 1525 | 1525-23R | Tier-2 | Tier-2---20 | 4--1 | 9 | 1 | 2.2492 | 62.24% | 25.04% | 12.72% | 0.045105 | 0 | 0 | 0.045105 | 0 | 0.039154 | 0.10156 | 0.38551 | 0.039154 | 0.10156 | 0.38551 | 0.045772 | 0.11873 | 0.38551 | 2.005% | 0.032823 | 0.031765 | 68.526 | 7.5628 | 21.4776 | 39.4855 | 69.3876 | 0 | 0 | 69.3876 | 9.468e-06%
2028 | 157 | 157-165R | Tier-3 | Tier-3---18 | 5--2 | 87 | 4 | 161.4875 | 68.83% | 29.58% | 1.593% | 1.482 | 0 | 0 | 1.482 | 0 | 1.2865 | 0.40625 | 3.1667 | 1.2865 | 0.40625 | 3.1667 | 1.5039 | 0.47492 | 3.1667 | 0.9177% | 0.28262 | 0.27885 | 571.4006 | 45.3664 | 164.9781 | 361.0561 | 573.8075 | 0 | 0 | 573.8075 | 0.0003111%
2028 | 157 | 157-189R | Tier-3 | Tier-3---9 | 5--4 | 669 | 20 | 1466.7959 | 72.32% | 26.57% | 1.114% | 9.1962 | 0 | 0 | 9.1962 | 0 | 7.9829 | 2.0313 | 3.93 | 7.9829 | 2.0313 | 3.93 | 9.3321 | 2.3746 | 3.93 | 0.627% | 0.3705 | 0.36728 | 3959.0061 | 404.1268 | 974.6501 | 2580.2292 | 3968.591 | 0 | 0 | 3968.591 | 0.00193%
2028 | 157 | 157-1928R | Tier-3 | Tier-3---11 | 5--4 | 60 | 2 | 379.4778 | 92.67% | 6.848% | 0.4867% | 3.3992 | 0 | 0 | 3.3992 | 0 | 2.9508 | 0.20313 | 14.5266 | 2.9508 | 0.20313 | 14.5266 | 3.4495 | 0.23746 | 14.5266 | 0.8958% | 0.2812 | 0.27849 | 1349.4751 | 199.7127 | 87.7056 | 1062.0567 | 1350.4412 | 0 | 0 | 1350.4412 | 0.0007135%
2028 | 157 | 157-204R | Tier-3 | Tier-3---11 | 5--4 | 213 | 2 | 728.9999 | 94.73% | 4.338% | 0.9356% | 1.8804 | 0 | 0 | 1.8804 | 0 | 1.6323 | 0.20313 | 8.0359 | 1.6323 | 0.20313 | 8.0359 | 1.9082 | 0.23746 | 8.0359 | 0.2579% | 0.32777 | 0.32687 | 2224.1461 | 315.248 | 151.9679 | 1756.9302 | 2224.4663 | 0 | 0 | 2224.4663 | 0.0003947%
2028 | 157 | 157-232R | Tier-3 | Tier-3---11 | 5--4 | 250 | 21 | 737.6356 | 80.19% | 18.85% | 0.9654% | 14.4084 | 0 | 0 | 14.4084 | 0 | 12.5074 | 2.1328 | 5.8642 | 12.5074 | 2.1328 | 5.8642 | 14.6213 | 2.4933 | 5.8642 | 1.953% | 0.32167 | 0.31383 | 2293.1426 | 264.1373 | 427.4504 | 1601.5549 | 2304.4874 | 0 | 0 | 2304.4874 | 0.003024%
2028 | 157 | 157-257R | Tier-3 | Tier-3---14 | 5--4 | 554 | 19 | 854.144 | 56.45% | 41.98% | 1.572% | 4.7953 | 0 | 0 | 4.7953 | 0 | 4.1626 | 1.9297 | 2.1571 | 4.1626 | 1.9297 | 2.1571 | 4.8661 | 2.2559 | 2.1571 | 0.5614% | 0.36686 | 0.36321 | 2328.2535 | 169.8306 | 913.7375 | 1244.6854 | 2338.4402 | 0 | 0 | 2338.4402 | 0.001007%
2028 | 157 | 157-273R | Tier-3 | Tier-3---14 | 5--4 | 173 | 12 | 480.7998 | 81.05% | 17.89% | 1.052% | 7.8392 | 0 | 0 | 7.8392 | 0 | 6.8049 | 1.2188 | 5.5835 | 6.8049 | 1.2188 | 5.5835 | 7.9551 | 1.4247 | 5.5835 | 1.63% | 0.32295 | 0.31645 | 1488.7712 | 174.3464 | 278.1483 | 1036.2764 | 1494.5615 | 0 | 0 | 1494.5615 | 0.001645%
2028 | 157 | 157-81R | Tier-3 | Tier-3---3 | 5--5 | 675 | 93 | 2882.5826 | 80.96% | 18.44% | 0.5996% | 93.2409 | 0 | 0 | 93.2409 | 0 | 80.9392 | 9.4454 | 8.5692 | 80.9392 | 9.4454 | 8.5692 | 94.6189 | 11.0418 | 8.5692 | 3.235% | 0.38414 | 0.36879 | 7504.0834 | 990.345 | 1294.8297 | 5218.9087 | 7563.5601 | 0 | 0 | 7563.5601 | 0.01957%
2028 | 168 | 168-702F | Tier-1 | Non-HFTD---5 | 3--3 | 160 | 2 | 31.8762 | 89.8% | 0% | 10.2% | 0.10376 | 0 | 0 | 0.10376 | 0 | 0.090074 | 0.20313 | 0.44344 | 0.090074 | 0.20313 | 0.44344 | 0.1053 | 0.23746 | 0.44344 | 0.3255% | 0.018904 | 0.018836 | 1686.196 | 324.8328 | 315.7054 | 1045.6578 | 1686.8218 | 0 | 0 | 1686.8218 | 2.178e-05%
2028 | 175 | 175-2024R | Tier-2 | Tier-2---5 | 5--5 | 103 | 3 | 563.0882 | 93.71% | 5.71% | 0.5784% | 4.4571 | 0 | 0 | 4.4571 | 0 | 3.869 | 0.30469 | 12.6983 | 3.869 | 0.30469 | 12.6983 | 4.523 | 0.35619 | 12.6983 | 0.7915% | 0.19114 | 0.18953 | 2945.925 | 621.2029 | 162.2415 | 2162.4806 | 2947.5031 | 0 | 0 | 2947.5031 | 0.0009355%
2028 | 175 | 175-64R | Tier-3 | Tier-3---11 | 5--5 | 239 | 30 | 731.7191 | 85.48% | 13.53% | 0.984% | 22.769 | 0 | 0 | 22.769 | 0 | 19.765 | 3.0469 | 6.4869 | 19.765 | 3.0469 | 6.4869 | 23.1055 | 3.5619 | 6.4869 | 3.112% | 0.20232 | 0.19496 | 3616.5854 | 555.855 | 463.329 | 2597.4013 | 3636.4193 | 0 | 0 | 3636.4193 | 0.004779%
2028 | 175 | 175-90R | Tier-3 | Tier-3---9 | 5--5 | 300 | 13 | 894.6693 | 80.29% | 18.79% | 0.921% | 9.0273 | 0 | 0 | 9.0273 | 0 | 7.8363 | 1.3203 | 5.9351 | 7.8363 | 1.3203 | 5.9351 | 9.1607 | 1.5435 | 5.9351 | 1.009% | 0.20491 | 0.20234 | 4366.1148 | 584.0624 | 757.6208 | 3024.4316 | 4377.0653 | 0 | 0 | 4377.0653 | 0.001895%
2028 | 175 | 175-94R | Tier-2 | Tier-2---10 | 5--4 | 52 | 8 | 275.6722 | 39.95% | 59.59% | 0.4576% | 4.9139 | 0 | 0 | 4.9139 | 0 | 4.2656 | 0.81251 | 5.2499 | 4.2656 | 0.81251 | 5.2499 | 4.9865 | 0.94983 | 5.2499 | 1.783% | 0.16555 | 0.15816 | 1665.1861 | 117.2564 | 895.8047 | 652.125 | 1711.8803 | 0 | 0 | 1711.8803 | 0.001031%
2028 | 176 | 176-161R | Tier-3 | Tier-3---5 | 5--5 | 236 | 7 | 1442.7596 | 90.39% | 9.157% | 0.4576% | 11.217 | 0 | 0 | 11.217 | 0 | 9.7371 | 0.71095 | 13.696 | 9.7371 | 0.71095 | 13.696 | 11.3828 | 0.8311 | 13.696 | 0.7775% | 0.22417 | 0.22224 | 6436.0353 | 957.8537 | 605.899 | 4872.2826 | 6441.404 | 0 | 0 | 6441.404 | 0.002354%
2028 | 176 | 176-164R | Tier-3 | Tier-3---11 | 5--5 | 131 | 4 | 613.402 | 87.29% | 12.01% | 0.6968% | 4.7415 | 0 | 0 | 4.7415 | 0 | 4.1159 | 0.40625 | 10.1314 | 4.1159 | 0.40625 | 10.1314 | 4.8116 | 0.47492 | 10.1314 | 0.773% | 0.20727 | 0.20544 | 2959.4233 | 422.7131 | 329.6607 | 2207.0495 | 2962.7827 | 0 | 0 | 2962.7827 | 0.0009952%
2028 | 176 | 176-1834R | Tier-3 | Tier-3---5 | 5--5 | 312 | 19 | 1527.634 | 81.51% | 17.94% | 0.5573% | 21.9894 | 0 | 0 | 21.9894 | 0 | 19.0882 | 1.9297 | 9.8918 | 19.0882 | 1.9297 | 9.8918 | 22.3144 | 2.2559 | 9.8918 | 1.439% | 0.23205 | 0.22795 | 6583.3295 | 1087.0711 | 1168.7765 | 4327.4819 | 6605.2161 | 0 | 0 | 6605.2161 | 0.004616%
2028 | 176 | 176-1836R | Tier-2 | Tier-2---11 | 5--3 | 50 | 1 | 176.1999 | 27.39% | 72.07% | 0.5367% | 0.27992 | 0 | 0 | 0.27992 | 0 | 0.24299 | 0.10156 | 2.3925 | 0.24299 | 0.10156 | 2.3925 | 0.28406 | 0.11873 | 2.3925 | 0.1589% | 0.10638 | 0.10576 | 1656.3379 | 87.619 | 1121.6433 | 447.0755 | 1663.354 | 0 | 0 | 1663.354 | 5.876e-05%
2028 | 176 | 176-1845R | Tier-3 | Tier-3---11 | 5--5 | 172 | 11 | 550.3123 | 86.34% | 12.77% | 0.8885% | 8.8125 | 0 | 0 | 8.8125 | 0 | 7.6498 | 1.1172 | 6.8473 | 7.6498 | 1.1172 | 6.8473 | 8.9427 | 1.306 | 6.8473 | 1.601% | 0.20978 | 0.20589 | 2623.3078 | 370.7068 | 320.9781 | 1931.6229 | 2630.0778 | 0 | 0 | 2630.0778 | 0.00185%
2028 | 176 | 176-194R | Tier-3 | Tier-3---9 | 5--5 | 214 | 8 | 677.779 | 83.64% | 15.51% | 0.8494% | 6.1457 | 0 | 0 | 6.1457 | 0 | 5.3349 | 0.81251 | 6.5659 | 5.3349 | 0.81251 | 6.5659 | 6.2365 | 0.94983 | 6.5659 | 0.9067% | 0.21542 | 0.21308 | 3146.314 | 445.8846 | 458.0112 | 2242.4182 | 3151.9557 | 0 | 0 | 3151.9557 | 0.00129%
2028 | 176 | 176-197F | Tier-3 | Tier-3---5 | 5--5 | 345 | 15 | 1901.6652 | 78.35% | 21.16% | 0.4918% | 18.7871 | 0 | 0 | 18.7871 | 0 | 16.3085 | 1.5235 | 10.7049 | 16.3085 | 1.5235 | 10.7049 | 19.0648 | 1.7809 | 10.7049 | 0.9879% | 0.23242 | 0.22949 | 8182.1472 | 1427.4932 | 1620.6818 | 5133.9723 | 8204.7646 | 0 | 0 | 8204.7646 | 0.003943%
2028 | 176 | 176-200F | Tier-3 | Tier-3---15 | 5--4 | 30 | 5 | 342.7574 | 49.83% | 49.91% | 0.2576% | 8.2551 | 0 | 0 | 8.2551 | 0 | 7.1659 | 0.50782 | 14.1112 | 7.1659 | 0.50782 | 14.1112 | 8.377 | 0.59365 | 14.1112 | 2.408% | 0.18529 | 0.17634 | 1849.8169 | 153.4619 | 845.5193 | 850.8357 | 1896.9514 | 0 | 0 | 1896.9514 | 0.001733%
2028 | 178 | 178-968AE | Tier-2 | Tier-2---18 | 3--3 | 200 | 1 | 15.4322 | 73.56% | 0% | 26.44% | 0.01646 | 0 | 0 | 0.01646 | 0 | 0.014288 | 0.10156 | 0.14068 | 0.014288 | 0.10156 | 0.14068 | 0.016703 | 0.11873 | 0.14068 | 0.1067% | 0.018466 | 0.018439 | 835.6994 | 94.2014 | 379.7988 | 361.6992 | 836.0202 | 0 | 0 | 836.0202 | 3.455e-06%
2028 | 182 | 182-2240F | Tier-2 | Tier-2---2 | 5--5 | 291 | 13 | 1849.4802 | 64.04% | 35.59% | 0.3658% | 15.3443 | 0 | 0 | 15.3443 | 0 | 13.3199 | 1.3203 | 10.0883 | 13.3199 | 1.3203 | 10.0883 | 15.5711 | 1.5435 | 10.0883 | 0.8297% | 0.1455 | 0.14362 | 12710.8197 | 2473.4049 | 4337.8066 | 5899.6082 | 12770.8137 | 0 | 0 | 12770.8137 | 0.003221%
2028 | 182 | 182-2250 | Tier-2 | Tier-2---8 | 5--5 | 26 | 1 | 188.3209 | 97.39% | 2.141% | 0.4657% | 2.0458 | 0 | 0 | 2.0458 | 0 | 1.7758 | 0.10156 | 17.485 | 1.7758 | 0.10156 | 17.485 | 2.076 | 0.11873 | 17.485 | 1.086% | 0.10496 | 0.10379 | 1794.2707 | 286.1267 | 42.0773 | 1466.0666 | 1794.7982 | 0 | 0 | 1794.7982 | 0.0004294%
2028 | 182 | 182-2252R | Tier-2 | Tier-2---5 | 5--5 | 104 | 3 | 437.4034 | 92.58% | 6.861% | 0.5557% | 3.3877 | 0 | 0 | 3.3877 | 0 | 2.9407 | 0.30469 | 9.6515 | 2.9407 | 0.30469 | 9.6515 | 3.4377 | 0.35619 | 9.6515 | 0.7745% | 0.11307 | 0.11213 | 3868.3889 | 593.9237 | 259.5961 | 3014.8691 | 3870.8091 | 0 | 0 | 3870.8091 | 0.0007111%
2028 | 183 | 183-439 | Tier-2 | Tier-2---14 | 3--5 | 42 | 4 | 138.4322 | 24.55% | 74.86% | 0.5956% | 0.93855 | 0 | 0 | 0.93855 | 0 | 0.81472 | 0.40625 | 2.0054 | 0.81472 | 0.40625 | 2.0054 | 0.95242 | 0.47492 | 2.0054 | 0.678% | 0.018422 | 0.017913 | 7514.4213 | 312.7649 | 5165.0291 | 2036.6274 | 7675.4636 | 0 | 0 | 7675.4636 | 0.000197%
2028 | 183 | 183-440 | Tier-2 | Tier-2---12 | 3--5 | 114 | 1 | 173.9797 | 32.16% | 66.62% | 1.222% | 0.14234 | 0 | 0 | 0.14234 | 0 | 0.12356 | 0.10156 | 1.2166 | 0.12356 | 0.10156 | 1.2166 | 0.14445 | 0.11873 | 1.2166 | 0.08182% | 0.025335 | 0.025271 | 6867.059 | 365.5871 | 4285.7066 | 2215.7653 | 6878.9397 | 0 | 0 | 6878.9397 | 2.988e-05%
2028 | 185 | 185-51F | Tier-2 | Tier-2---7 | 4--5 | 260 | 17 | 390.6047 | 65.18% | 33.32% | 1.503% | 4.8273 | 0 | 0 | 4.8273 | 0 | 4.1904 | 1.7266 | 2.427 | 4.1904 | 1.7266 | 2.427 | 4.8987 | 2.0184 | 2.427 | 1.236% | 0.048222 | 0.047307 | 8100.2023 | 1032.7815 | 2609.1587 | 4458.2621 | 8154.7213 | 0 | 0 | 8154.7213 | 0.001013%
2028 | 198 | 198-37R | Tier-2 | Tier-2---9 | 4--5 | 188 | 2 | 225.7204 | 81.18% | 16.94% | 1.877% | 0.56535 | 0 | 0 | 0.56535 | 0 | 0.49076 | 0.20313 | 2.416 | 0.49076 | 0.20313 | 2.416 | 0.5737 | 0.23746 | 2.416 | 0.2505% | 0.030671 | 0.030576 | 7359.4074 | 2410.2174 | 1700.5946 | 3248.5954 | 7363.6926 | 0 | 0 | 7363.6926 | 0.0001187%
2028 | 204 | 204-32R | Tier-2 | Tier-2---11 | 4--4 | 336 | 18 | 174.7993 | 90.03% | 3.465% | 6.507% | 2.4448 | 0 | 0 | 2.4448 | 0 | 2.1223 | 1.8281 | 1.1609 | 2.1223 | 1.8281 | 1.1609 | 2.481 | 2.1371 | 1.1609 | 1.399% | 0.087106 | 0.085753 | 2006.7428 | 246.9421 | 179.8959 | 1579.9048 | 2009.9008 | 0 | 0 | 2009.9008 | 0.0005132%
2028 | 205 | 205-1550 | Tier-2 | Tier-2---15 | 2--4 | 102 | 1 | 27.6639 | 93.54% | 0% | 6.46% | 0.073571 | 0 | 0 | 0.073571 | 0 | 0.063864 | 0.10156 | 0.62881 | 0.063864 | 0.10156 | 0.62881 | 0.074658 | 0.11873 | 0.62881 | 0.2659% | 0.008789 | 0.008764 | 3147.5552 | 439.5356 | 466.2565 | 2241.7631 | 3148.135 | 0 | 0 | 3148.135 | 1.544e-05%
2028 | 206 | 206-1105 | Tier-2 | Tier-2---9 | 3--5 | 132 | 1 | 189.805 | 98.58% | 0% | 1.419% | 0.41108 | 0 | 0 | 0.41108 | 0 | 0.35684 | 0.10156 | 3.5135 | 0.35684 | 0.10156 | 3.5135 | 0.41716 | 0.11873 | 3.5135 | 0.2166% | 0.014019 | 0.013988 | 13539.1253 | 2187.5417 | 263.1851 | 11088.3985 | 13539.5482 | 0 | 0 | 13539.5482 | 8.629e-05%
2028 | 206 | 206-1817 | Tier-2 | Tier-2---4 | 4--5 | 413 | 11 | 414.414 | 98.25% | 0% | 1.752% | 3.1448 | 0 | 0 | 3.1448 | 0 | 2.7299 | 1.1172 | 2.4435 | 2.7299 | 1.1172 | 2.4435 | 3.1913 | 1.306 | 2.4435 | 0.7589% | 0.038208 | 0.037913 | 10846.319 | 1742.1104 | 241.9911 | 8862.2175 | 10847.7985 | 0 | 0 | 10847.7985 | 0.0006601%
2028 | 209 | 209-1769F | Tier-2 | Tier-2---6 | 5--5 | 1069 | 43 | 1246.6839 | 98.28% | 0% | 1.716% | 14.2931 | 0 | 0 | 14.2931 | 0 | 12.4074 | 4.3672 | 2.841 | 12.4074 | 4.3672 | 2.841 | 14.5043 | 5.1053 | 2.841 | 1.146% | 0.11169 | 0.11039 | 11161.7212 | 1795.9566 | 261.2581 | 9104.5065 | 11163.9822 | 0 | 0 | 11163.9822 | 0.003%
2028 | 210 | 210-172R | Tier-2 | Tier-2---11 | 5--2 | 111 | 2 | 187.8449 | 74.26% | 23.89% | 1.85% | 0.72891 | 0 | 0 | 0.72891 | 0 | 0.63274 | 0.20313 | 3.115 | 0.63274 | 0.20313 | 3.115 | 0.73968 | 0.23746 | 3.115 | 0.388% | 0.32588 | 0.32417 | 576.4292 | 39.7856 | 130.795 | 405.8486 | 577.2085 | 0 | 0 | 577.2085 | 0.000153%
2028 | 210 | 210-392R | Tier-2 | Tier-2---10 | 5--3 | 221 | 21 | 420.3387 | 65.56% | 32.94% | 1.504% | 7.5939 | 0 | 0 | 7.5939 | 0 | 6.592 | 2.1328 | 3.0907 | 6.592 | 2.1328 | 3.0907 | 7.7062 | 2.4933 | 3.0907 | 1.807% | 0.34771 | 0.33812 | 1208.8925 | 89.1732 | 378.0363 | 741.683 | 1220.6904 | 0 | 0 | 1220.6904 | 0.001594%
2028 | 210 | 210-394R | Tier-2 | Tier-2---16 | 5--2 | 77 | 1 | 90.8214 | 45.65% | 51.72% | 2.624% | 0.15616 | 0 | 0 | 0.15616 | 0 | 0.13556 | 0.10156 | 1.3347 | 0.13556 | 0.10156 | 1.3347 | 0.15847 | 0.11873 | 1.3347 | 0.1719% | 0.31841 | 0.31721 | 285.2308 | 14.2948 | 124.8192 | 146.1168 | 285.8168 | 0 | 0 | 285.8168 | 3.278e-05%
2028 | 210 | 210-9R | Tier-2 | Tier-2---13 | 5--2 | 95 | 3 | 204.3186 | 25.26% | 73.76% | 0.9801% | 0.47266 | 0 | 0 | 0.47266 | 0 | 0.4103 | 0.30469 | 1.3466 | 0.4103 | 0.30469 | 1.3466 | 0.47965 | 0.35619 | 1.3466 | 0.2313% | 0.31397 | 0.31109 | 650.7604 | 21.6073 | 447.6112 | 181.5419 | 655.2557 | 0 | 0 | 655.2557 | 9.921e-05%
2028 | 211 | 211-279R | Tier-2 | Tier-2---10 | 5--3 | 293 | 10 | 472.6727 | 73.92% | 24.32% | 1.766% | 3.4582 | 0 | 0 | 3.4582 | 0 | 3.0019 | 1.0156 | 2.9557 | 3.0019 | 1.0156 | 2.9557 | 3.5093 | 1.1873 | 2.9557 | 0.7316% | 0.37314 | 0.36944 | 1266.7597 | 81.8701 | 334.8802 | 850.0094 | 1270.0624 | 0 | 0 | 1270.0624 | 0.0007259%
2028 | 211 | 211-312R | Tier-2 | Tier-2---8 | 5--3 | 420 | 18 | 754.0624 | 63.09% | 35.39% | 1.526% | 5.9124 | 0 | 0 | 5.9124 | 0 | 5.1324 | 1.8281 | 2.8074 | 5.1324 | 1.8281 | 2.8074 | 5.9998 | 2.1371 | 2.8074 | 0.7841% | 0.39031 | 0.38545 | 1931.9795 | 162.2508 | 643.7527 | 1125.9761 | 1940.9546 | 0 | 0 | 1940.9546 | 0.001241%
2028 | 211 | 211-771R | Tier-3 | Tier-3---14 | 5--4 | 279 | 7 | 617.3051 | 73.22% | 25.44% | 1.334% | 3.2889 | 0 | 0 | 3.2889 | 0 | 2.8549 | 0.71095 | 4.0157 | 2.8549 | 0.71095 | 4.0157 | 3.3375 | 0.8311 | 4.0157 | 0.5328% | 0.3743 | 0.37158 | 1649.207 | 127.1804 | 388.1922 | 1133.8343 | 1652.4436 | 0 | 0 | 1652.4436 | 0.0006903%
2028 | 212 | 212-1177R | Tier-2 | Tier-2---8 | 5--4 | 287 | 6 | 484.9484 | 83.96% | 14.37% | 1.67% | 2.4686 | 0 | 0 | 2.4686 | 0 | 2.1429 | 0.60938 | 3.5165 | 2.1429 | 0.60938 | 3.5165 | 2.505 | 0.71237 | 3.5165 | 0.509% | 0.15054 | 0.14962 | 3221.4606 | 348.4219 | 528.8758 | 2344.1629 | 3224.6121 | 0 | 0 | 3224.6121 | 0.0005182%
2028 | 212 | 212-1204R | Tier-2 | Tier-2---8 | 5--4 | 219 | 13 | 431.7599 | 82.12% | 16.51% | 1.365% | 6.1037 | 0 | 0 | 6.1037 | 0 | 5.2984 | 1.3203 | 4.0129 | 5.2984 | 1.3203 | 4.0129 | 6.1939 | 1.5435 | 4.0129 | 1.414% | 0.19221 | 0.1889 | 2246.3396 | 244.3912 | 383.4547 | 1618.4937 | 2253.3748 | 0 | 0 | 2253.3748 | 0.001281%
2028 | 212 | 212-638R | Tier-2 | Tier-2---11 | 5--4 | 79 | 1 | 157.455 | 96.47% | 1.863% | 1.664% | 0.55761 | 0 | 0 | 0.55761 | 0 | 0.48404 | 0.10156 | 4.7659 | 0.48404 | 0.10156 | 4.7659 | 0.56585 | 0.11873 | 4.7659 | 0.3541% | 0.10708 | 0.10668 | 1470.5114 | 155.1186 | 63.8116 | 1251.5811 | 1470.7025 | 0 | 0 | 1470.7025 | 0.000117%
2028 | 212 | 212-725R | Tier-3 | Tier-3---10 | 5--5 | 218 | 10 | 749.6423 | 94.58% | 4.636% | 0.779% | 9.4323 | 0 | 0 | 9.4323 | 0 | 8.1878 | 1.0156 | 8.0618 | 8.1878 | 1.0156 | 8.0618 | 9.5717 | 1.1873 | 8.0618 | 1.258% | 0.13941 | 0.13755 | 5377.288 | 738.7725 | 258.1994 | 4380.3161 | 5381.2141 | 0 | 0 | 5381.2141 | 0.00198%
2028 | 212 | 212-734R | Tier-2 | Tier-2---10 | 5--4 | 273 | 7 | 405.6391 | 93.64% | 4.241% | 2.118% | 2.8245 | 0 | 0 | 2.8245 | 0 | 2.4518 | 0.71095 | 3.4487 | 2.4518 | 0.71095 | 3.4487 | 2.8662 | 0.8311 | 3.4487 | 0.6963% | 0.17753 | 0.17621 | 2284.84 | 188.9421 | 239.3419 | 1856.5561 | 2285.9285 | 0 | 0 | 2285.9285 | 0.0005929%
2028 | 212 | 212-739R | Tier-3 | Tier-3---15 | 5--4 | 201 | 12 | 301.7157 | 89.07% | 9.028% | 1.906% | 4.6526 | 0 | 0 | 4.6526 | 0 | 4.0388 | 1.2188 | 3.3138 | 4.0388 | 1.2188 | 3.3138 | 4.7213 | 1.4247 | 3.3138 | 1.542% | 0.13097 | 0.1287 | 2303.7005 | 251.0522 | 237.9772 | 1814.6711 | 2308.1382 | 0 | 0 | 2308.1382 | 0.0009766%
2028 | 212 | 212-743R | Tier-2 | Tier-2---13 | 5--3 | 71 | 1 | 81.923 | 90.82% | 6.613% | 2.567% | 0.3039 | 0 | 0 | 0.3039 | 0 | 0.2638 | 0.10156 | 2.5974 | 0.2638 | 0.10156 | 2.5974 | 0.30839 | 0.11873 | 2.5974 | 0.371% | 0.11654 | 0.11607 | 702.9342 | 71.3752 | 58.8304 | 572.7286 | 703.1988 | 0 | 0 | 703.1988 | 6.379e-05%
2028 | 212 | 212-758R | Tier-2 | Tier-2---8 | 5--4 | 201 | 3 | 381.3507 | 89.63% | 8.808% | 1.561% | 1.4795 | 0 | 0 | 1.4795 | 0 | 1.2843 | 0.30469 | 4.2151 | 1.2843 | 0.30469 | 4.2151 | 1.5013 | 0.35619 | 4.2151 | 0.388% | 0.1427 | 0.14209 | 2672.3387 | 313.5648 | 256.9237 | 2101.8502 | 2673.5432 | 0 | 0 | 2673.5432 | 0.0003105%
2028 | 212 | 212-773R | Tier-2 | Tier-2---5 | 5--4 | 297 | 22 | 677.1103 | 83.18% | 15.77% | 1.046% | 12.0991 | 0 | 0 | 12.0991 | 0 | 10.5028 | 2.2344 | 4.7005 | 10.5028 | 2.2344 | 4.7005 | 12.2779 | 2.612 | 4.7005 | 1.787% | 0.19881 | 0.19454 | 3405.7885 | 402.585 | 522.8709 | 2480.3327 | 3418.3629 | 0 | 0 | 3418.3629 | 0.00254%
2028 | 212 | 212-799R | Tier-2 | Tier-2---10 | 5--4 | 115 | 1 | 254.923 | 88.52% | 10.12% | 1.358% | 0.56906 | 0 | 0 | 0.56906 | 0 | 0.49398 | 0.10156 | 4.8638 | 0.49398 | 0.10156 | 4.8638 | 0.57747 | 0.11873 | 4.8638 | 0.2232% | 0.12493 | 0.12461 | 2040.5268 | 236.751 | 211.9535 | 1591.8223 | 2041.1189 | 0 | 0 | 2041.1189 | 0.0001194%
2028 | 212 | 212-886R | Tier-2 | Tier-2---8 | 5--4 | 155 | 2 | 472.8052 | 94.27% | 4.633% | 1.099% | 1.6678 | 0 | 0 | 1.6678 | 0 | 1.4478 | 0.20313 | 7.1274 | 1.4478 | 0.20313 | 7.1274 | 1.6924 | 0.23746 | 7.1274 | 0.3527% | 0.18767 | 0.18697 | 2519.3545 | 323.5371 | 126.2126 | 2069.6048 | 2519.8968 | 0 | 0 | 2519.8968 | 0.0003501%
2028 | 212 | 212-888R | Tier-2 | Tier-2---8 | 5--4 | 147 | 4 | 346.5382 | 90.95% | 7.817% | 1.237% | 2.487 | 0 | 0 | 2.487 | 0 | 2.1589 | 0.40625 | 5.3141 | 2.1589 | 0.40625 | 5.3141 | 2.5237 | 0.47492 | 5.3141 | 0.7177% | 0.13116 | 0.13012 | 2642.179 | 334.1686 | 213.131 | 2094.8795 | 2644.0818 | 0 | 0 | 2644.0818 | 0.000522%
2028 | 214 | 214-1122R | Tier-3 | Tier-3---3 | 5--5 | 446 | 12 | 2893.3725 | 90.28% | 9.311% | 0.4067% | 20.3823 | 0 | 0 | 20.3823 | 0 | 17.6932 | 1.2188 | 14.5173 | 17.6932 | 1.2188 | 14.5173 | 20.6835 | 1.4247 | 14.5173 | 0.7044% | 0.26918 | 0.26708 | 10749.0069 | 1574.7708 | 951.5348 | 8222.7013 | 10757.2211 | 0 | 0 | 10757.2211 | 0.004278%
2028 | 214 | 214-1135R | Tier-3 | Tier-3---6 | 4--5 | 285 | 17 | 805.3146 | 95.2% | 3.81% | 0.9931% | 13.2614 | 0 | 0 | 13.2614 | 0 | 11.5118 | 1.7266 | 6.6674 | 11.5118 | 1.7266 | 6.6674 | 13.4574 | 2.0184 | 6.6674 | 1.647% | 0.090777 | 0.089207 | 8871.3507 | 1468.4713 | 438.4999 | 6964.3795 | 8878.8515 | 0 | 0 | 8878.8515 | 0.002784%
2028 | 214 | 214-583R | Tier-3 | Tier-3---13 | 4--5 | 174 | 4 | 328.9866 | 94.06% | 4.474% | 1.469% | 2.0629 | 0 | 0 | 2.0629 | 0 | 1.7907 | 0.40625 | 4.4079 | 1.7907 | 0.40625 | 4.4079 | 2.0934 | 0.47492 | 4.4079 | 0.627% | 0.070413 | 0.069944 | 4672.2426 | 712.2083 | 352.9213 | 3607.1129 | 4674.106 | 0 | 0 | 4674.106 | 0.000433%
2028 | 214 | 214-613R | Tier-3 | Tier-3---14 | 5--3 | 196 | 1 | 480.8617 | 49.89% | 49.25% | 0.8586% | 0.35494 | 0 | 0 | 0.35494 | 0 | 0.30811 | 0.10156 | 3.0337 | 0.30811 | 0.10156 | 3.0337 | 0.36019 | 0.11873 | 3.0337 | 0.07381% | 0.43289 | 0.43225 | 1110.8228 | 86.441 | 501.4412 | 522.9406 | 1111.6477 | 0 | 0 | 1111.6477 | 7.45e-05%
2028 | 214 | 214-647R | Tier-3 | Tier-3---8 | 5--5 | 264 | 18 | 2287.3818 | 92.77% | 6.976% | 0.2574% | 41.9562 | 0 | 0 | 41.9562 | 0 | 36.4208 | 1.8281 | 19.9222 | 36.4208 | 1.8281 | 19.9222 | 42.5763 | 2.1371 | 19.9222 | 1.834% | 0.23844 | 0.23372 | 9593.2735 | 1427.6996 | 628.6999 | 7536.874 | 9607.2711 | 0 | 0 | 9607.2711 | 0.008807%
2028 | 215 | 215-1531R | Tier-2 | Tier-2---2 | 5--5 | 256 | 28 | 1398.9852 | 84.15% | 15.42% | 0.4283% | 37.3413 | 0 | 0 | 37.3413 | 0 | 32.4147 | 2.8438 | 11.3984 | 32.4147 | 2.8438 | 11.3984 | 37.8931 | 3.3244 | 11.3984 | 2.669% | 0.20291 | 0.19647 | 6894.5825 | 1039.1679 | 1002.2008 | 4853.2138 | 6930.3773 | 0 | 0 | 6930.3773 | 0.007838%
2028 | 215 | 215-1534R | Tier-2 | Tier-2---1 | 5--5 | 243 | 16 | 1734.1452 | 88.98% | 10.7% | 0.3246% | 29.4638 | 0 | 0 | 29.4638 | 0 | 25.5765 | 1.625 | 15.7392 | 25.5765 | 1.625 | 15.7392 | 29.8992 | 1.8997 | 15.7392 | 1.699% | 0.1982 | 0.19442 | 8749.2684 | 1441.1188 | 882.1072 | 6426.0424 | 8768.0376 | 0 | 0 | 8768.0376 | 0.006184%
2028 | 215 | 215-1544R | Tier-2 | Tier-2---8 | 5--4 | 53 | 4 | 205.9069 | 87.21% | 11.98% | 0.8132% | 3.9303 | 0 | 0 | 3.9303 | 0 | 3.4117 | 0.40625 | 8.398 | 3.4117 | 0.40625 | 8.398 | 3.9883 | 0.47492 | 8.398 | 1.909% | 0.10891 | 0.10652 | 1890.6466 | 333.0962 | 217.1495 | 1340.4009 | 1896.0574 | 0 | 0 | 1896.0574 | 0.000825%
2028 | 215 | 215-38R | Tier-3 | Tier-3---10 | 5--5 | 126 | 5 | 650.1784 | 91.15% | 8.25% | 0.6037% | 6.8198 | 0 | 0 | 6.8198 | 0 | 5.92 | 0.50782 | 11.6578 | 5.92 | 0.50782 | 11.6578 | 6.9206 | 0.59365 | 11.6578 | 1.049% | 0.12528 | 0.12384 | 5189.8024 | 828.3476 | 472.2938 | 3889.161 | 5195.1515 | 0 | 0 | 5195.1515 | 0.001431%
2028 | 216 | 216-1859F | Tier-3 | Tier-3---4 | 5--5 | 268 | 10 | 1336.0946 | 91.63% | 7.965% | 0.4046% | 13.2477 | 0 | 0 | 13.2477 | 0 | 11.4999 | 1.0156 | 11.3228 | 11.4999 | 1.0156 | 11.3228 | 13.4435 | 1.1873 | 11.3228 | 0.9915% | 0.15704 | 0.15534 | 8507.7615 | 1421.0211 | 648.1937 | 6438.5467 | 8515.551 | 0 | 0 | 8515.551 | 0.002781%
2028 | 217 | 217-41AE | Tier-2 | Tier-2---8 | 5--4 | 456 | 16 | 548.1248 | 61.28% | 37.04% | 1.683% | 3.4178 | 0 | 0 | 3.4178 | 0 | 2.9669 | 1.625 | 1.8257 | 2.9669 | 1.625 | 1.8257 | 3.4683 | 1.8997 | 1.8257 | 0.6235% | 0.19664 | 0.19464 | 2787.4845 | 272.106 | 973.6181 | 1541.7603 | 2798.5801 | 0 | 0 | 2798.5801 | 0.0007174%
2028 | 217 | 217-48AE | Tier-2 | Tier-2---8 | 5--4 | 344 | 9 | 701.5771 | 53.79% | 44.81% | 1.4% | 2.8632 | 0 | 0 | 2.8632 | 0 | 2.4854 | 0.91407 | 2.7191 | 2.4854 | 0.91407 | 2.7191 | 2.9055 | 1.0686 | 2.7191 | 0.4081% | 0.20236 | 0.20082 | 3466.9889 | 313.4539 | 1406.954 | 1746.581 | 3479.2376 | 0 | 0 | 3479.2376 | 0.000601%
2028 | 217 | 217-835R | Tier-3 | Tier-3---5 | 5--5 | 319 | 14 | 1459.42 | 90.56% | 8.764% | 0.6769% | 16.8209 | 0 | 0 | 16.8209 | 0 | 14.6016 | 1.4219 | 10.2692 | 14.6016 | 1.4219 | 10.2692 | 17.0694 | 1.6622 | 10.2692 | 1.153% | 0.28412 | 0.28051 | 5136.5819 | 779.5394 | 417.5644 | 3939.4781 | 5142.8334 | 0 | 0 | 5142.8334 | 0.003531%
2028 | 217 | 217-837R | Tier-3 | Tier-3---12 | 5--5 | 293 | 3 | 680.508 | 71.93% | 26.93% | 1.134% | 1.4535 | 0 | 0 | 1.4535 | 0 | 1.2617 | 0.30469 | 4.141 | 1.2617 | 0.30469 | 4.141 | 1.475 | 0.35619 | 4.141 | 0.2136% | 0.14269 | 0.14227 | 4769.0891 | 589.9072 | 1292.048 | 2887.1339 | 4773.0754 | 0 | 0 | 4773.0754 | 0.0003051%
2028 | 217 | 217-972R | Tier-2 | Tier-2---8 | 5--4 | 256 | 14 | 360.9866 | 64.42% | 33.78% | 1.803% | 3.6881 | 0 | 0 | 3.6881 | 0 | 3.2015 | 1.4219 | 2.2516 | 3.2015 | 1.4219 | 2.2516 | 3.7426 | 1.6622 | 2.2516 | 1.022% | 0.18227 | 0.17938 | 1980.496 | 214.776 | 614.2082 | 1151.5119 | 1991.8515 | 0 | 0 | 1991.8515 | 0.0007741%
2028 | 220 | 220-288R | Tier-3 | Tier-3---14 | 5--4 | 132 | 3 | 437.6752 | 81.99% | 17.08% | 0.9315% | 2.3652 | 0 | 0 | 2.3652 | 0 | 2.0532 | 0.30469 | 6.7385 | 2.0532 | 0.30469 | 6.7385 | 2.4002 | 0.35619 | 6.7385 | 0.5404% | 0.37523 | 0.37276 | 1166.4109 | 131.8052 | 200.8528 | 833.7529 | 1167.8045 | 0 | 0 | 1167.8045 | 0.0004965%
2028 | 220 | 220-294R | Tier-3 | Tier-3---14 | 5--3 | 328 | 15 | 720.9399 | 58.97% | 39.92% | 1.12% | 5.6378 | 0 | 0 | 5.6378 | 0 | 4.894 | 1.5235 | 3.2124 | 4.894 | 1.5235 | 3.2124 | 5.7211 | 1.7809 | 3.2124 | 0.782% | 0.44397 | 0.43809 | 1623.8364 | 124.0259 | 599.3861 | 900.4244 | 1632.7923 | 0 | 0 | 1632.7923 | 0.001183%
2028 | 220 | 220-298R | Tier-3 | Tier-3---11 | 5--4 | 614 | 22 | 1053.2838 | 64.6% | 33.51% | 1.887% | 7.0707 | 0 | 0 | 7.0707 | 0 | 6.1378 | 2.2344 | 2.747 | 6.1378 | 2.2344 | 2.747 | 7.1752 | 2.612 | 2.747 | 0.6713% | 0.50177 | 0.49655 | 2099.1459 | 164.9638 | 658.2461 | 1275.9359 | 2106.9474 | 0 | 0 | 2106.9474 | 0.001484%
2028 | 221 | 221-1230F | Tier-3 | Tier-3---12 | 4--5 | 97 | 1 | 637.2245 | 99.48% | 0% | 0.5187% | 1.8952 | 0 | 0 | 1.8952 | 0 | 1.6452 | 0.10156 | 16.1985 | 1.6452 | 0.10156 | 16.1985 | 1.9232 | 0.11873 | 16.1985 | 0.2974% | 0.035843 | 0.035736 | 17778.1145 | 2647.4462 | 83.7682 | 15046.9001 | 17778.391 | 0 | 0 | 17778.391 | 0.0003978%
2028 | 221 | 221-23R | Tier-3 | Tier-3---11 | 5--5 | 307 | 4 | 764.9858 | 67.26% | 31.99% | 0.7569% | 1.944 | 0 | 0 | 1.944 | 0 | 1.6876 | 0.40625 | 4.1539 | 1.6876 | 0.40625 | 4.1539 | 1.9728 | 0.47492 | 4.1539 | 0.2541% | 0.19945 | 0.19869 | 3835.5267 | 452.4998 | 1178.7605 | 2204.2664 | 3840.2901 | 0 | 0 | 3840.2901 | 0.0004081%
2028 | 221 | 221-344R | Tier-3 | Tier-3---13 | 5--4 | 293 | 7 | 642.3372 | 83.79% | 15.02% | 1.193% | 3.729 | 0 | 0 | 3.729 | 0 | 3.237 | 0.71095 | 4.5531 | 3.237 | 0.71095 | 4.5531 | 3.7841 | 0.8311 | 4.5531 | 0.5805% | 0.2115 | 0.21004 | 3037.0437 | 366.2743 | 441.4951 | 2229.2742 | 3040.4778 | 0 | 0 | 3040.4778 | 0.0007827%
2028 | 221 | 221-37AE | Tier-3 | Tier-3---11 | 5--5 | 244 | 9 | 769.7343 | 85.13% | 14.19% | 0.6769% | 7.0097 | 0 | 0 | 7.0097 | 0 | 6.0849 | 0.91407 | 6.6569 | 6.0849 | 0.91407 | 6.6569 | 7.1133 | 1.0686 | 6.6569 | 0.9107% | 0.19925 | 0.19712 | 3863.0999 | 511.5521 | 574.4994 | 2777.0485 | 3869.3091 | 0 | 0 | 3869.3091 | 0.001471%
2028 | 221 | 221-38AE | Tier-3 | Tier-3---17 | 5--3 | 18 | 1 | 225.9712 | 8.218% | 91.4% | 0.3782% | 0.29917 | 0 | 0 | 0.29917 | 0 | 0.2597 | 0.10156 | 2.557 | 0.2597 | 0.10156 | 2.557 | 0.30359 | 0.11873 | 2.557 | 0.1324% | 0.16917 | 0.16645 | 1335.7574 | 19.3633 | 1034.9942 | 281.3999 | 1355.8329 | 0 | 0 | 1355.8329 | 6.28e-05%
2028 | 221 | 221-675R | Tier-2 | Tier-2---8 | 5--4 | 99 | 2 | 383.5958 | 97.43% | 1.747% | 0.8215% | 2.1896 | 0 | 0 | 2.1896 | 0 | 1.9007 | 0.20313 | 9.3573 | 1.9007 | 0.20313 | 9.3573 | 2.222 | 0.23746 | 9.3573 | 0.5708% | 0.22072 | 0.21943 | 1737.9263 | 228.1325 | 87.6764 | 1422.1174 | 1738.1893 | 0 | 0 | 1738.1893 | 0.0004596%
2028 | 221 | 221-788 | Tier-3 | Tier-3---12 | 5--5 | 67 | 1 | 677.5152 | 96.42% | 3.298% | 0.2798% | 2.8276 | 0 | 0 | 2.8276 | 0 | 2.4546 | 0.10156 | 24.1676 | 2.4546 | 0.10156 | 24.1676 | 2.8694 | 0.11873 | 24.1676 | 0.4174% | 0.18975 | 0.18893 | 3570.5978 | 586.4326 | 168.8515 | 2815.3137 | 3571.1532 | 0 | 0 | 3571.1532 | 0.0005935%
2028 | 221 | 221-824 | Tier-3 | Tier-3---13 | 5--4 | 106 | 1 | 431.5232 | 83.48% | 15.96% | 0.5616% | 0.98551 | 0 | 0 | 0.98551 | 0 | 0.85549 | 0.10156 | 8.4232 | 0.85549 | 0.10156 | 8.4232 | 1.0001 | 0.11873 | 8.4232 | 0.2284% | 0.18396 | 0.18346 | 2345.6862 | 321.7207 | 355.7349 | 1668.2306 | 2346.7494 | 0 | 0 | 2346.7494 | 0.0002069%
2028 | 222 | 222-1433R | Tier-3 | Tier-3---5 | 5--5 | 123 | 1 | 1073.7524 | 96.43% | 3.224% | 0.3472% | 2.4412 | 0 | 0 | 2.4412 | 0 | 2.1191 | 0.10156 | 20.8649 | 2.1191 | 0.10156 | 20.8649 | 2.4773 | 0.11873 | 20.8649 | 0.2274% | 0.37266 | 0.37178 | 2881.3332 | 440.8984 | 92.1003 | 2348.3345 | 2881.5764 | 0 | 0 | 2881.5764 | 0.0005124%
2028 | 222 | 222-1503R | Tier-3 | Tier-3---15 | 5--4 | 76 | 3 | 289.1141 | 77.72% | 21.59% | 0.6888% | 2.5723 | 0 | 0 | 2.5723 | 0 | 2.2329 | 0.30469 | 7.3286 | 2.2329 | 0.30469 | 7.3286 | 2.6103 | 0.35619 | 7.3286 | 0.8897% | 0.23465 | 0.23196 | 1232.1205 | 140.7183 | 258.7997 | 832.6024 | 1235.2989 | 0 | 0 | 1235.2989 | 0.0005399%
2028 | 222 | 222-1523R | Tier-3 | Tier-3---7 | 5--5 | 367 | 22 | 1341.7279 | 81.78% | 17.54% | 0.6801% | 19.0745 | 0 | 0 | 19.0745 | 0 | 16.5579 | 2.2344 | 7.4104 | 16.5579 | 2.2344 | 7.4104 | 19.3564 | 2.612 | 7.4104 | 1.422% | 0.26901 | 0.26433 | 4987.6805 | 618.9983 | 835.0785 | 3533.6036 | 5003.7602 | 0 | 0 | 5003.7602 | 0.004004%
2028 | 222 | 222-1986R | Tier-3 | Tier-3---1 | 5--5 | 451 | 8 | 6887.3845 | 91.59% | 8.216% | 0.1933% | 32.4502 | 0 | 0 | 32.4502 | 0 | 28.1689 | 0.81251 | 34.669 | 28.1689 | 0.81251 | 34.669 | 32.9297 | 0.94983 | 34.669 | 0.4712% | 0.41507 | 0.41294 | 16593.3004 | 2725.7619 | 1237.4149 | 12630.1236 | 16600.5155 | 0 | 0 | 16600.5155 | 0.006811%
2028 | 222 | 222-1988R | Tier-3 | Tier-3---11 | 5--4 | 18 | 1 | 316.0275 | 91.8% | 8.01% | 0.1868% | 4.6742 | 0 | 0 | 4.6742 | 0 | 4.0575 | 0.10156 | 39.9506 | 4.0575 | 0.10156 | 39.9506 | 4.7433 | 0.11873 | 39.9506 | 1.479% | 0.34461 | 0.33906 | 917.0546 | 137.1058 | 68.1895 | 711.7593 | 918.2855 | 0 | 0 | 918.2855 | 0.0009811%
2028 | 222 | 222-1990R | Tier-3 | Tier-3---1 | 5--5 | 287 | 13 | 4318.7821 | 96.21% | 3.588% | 0.2018% | 54.5813 | 0 | 0 | 54.5813 | 0 | 47.3801 | 1.3203 | 35.8851 | 47.3801 | 1.3203 | 35.8851 | 55.3879 | 1.5435 | 35.8851 | 1.264% | 0.41211 | 0.4067 | 10479.6421 | 1615.523 | 393.9401 | 8470.179 | 10484.928 | 0 | 0 | 10484.928 | 0.01146%
2028 | 222 | 222-1992R | Tier-3 | Tier-3---18 | 5--2 | 43 | 1 | 77.8798 | 51.19% | 47.85% | 0.9609% | 0.26888 | 0 | 0 | 0.26888 | 0 | 0.23341 | 0.10156 | 2.2981 | 0.23341 | 0.10156 | 2.2981 | 0.27285 | 0.11873 | 2.2981 | 0.3452% | 0.22115 | 0.21966 | 352.1575 | 26.3738 | 147.8812 | 177.9024 | 353.3245 | 0 | 0 | 353.3245 | 5.644e-05%
2028 | 222 | 222-2013R | Tier-3 | Tier-3---7 | 5--5 | 407 | 9 | 1434.8215 | 80% | 19.3% | 0.6983% | 7.3613 | 0 | 0 | 7.3613 | 0 | 6.3901 | 0.91407 | 6.9908 | 6.3901 | 0.91407 | 6.9908 | 7.4701 | 1.0686 | 6.9908 | 0.513% | 0.27927 | 0.27748 | 5137.7317 | 647.5611 | 923.7481 | 3566.4225 | 5144.3622 | 0 | 0 | 5144.3622 | 0.001545%
2028 | 222 | 222-2085 | Tier-3 | Tier-3---3 | 5--5 | 910 | 32 | 3261.4227 | 83.38% | 16% | 0.6198% | 27.7323 | 0 | 0 | 27.7323 | 0 | 24.0734 | 3.25 | 7.4071 | 24.0734 | 3.25 | 7.4071 | 28.1421 | 3.7993 | 7.4071 | 0.8503% | 0.35117 | 0.34759 | 9287.3202 | 1207.9834 | 1459.1451 | 6620.1916 | 9303.2213 | 0 | 0 | 9303.2213 | 0.005821%
2028 | 230 | 230-127AE | Tier-2 | Tier-2---7 | 5--5 | 269 | 28 | 422.4651 | 76.79% | 21.48% | 1.73% | 9.7922 | 0 | 0 | 9.7922 | 0 | 8.5003 | 2.8438 | 2.9891 | 8.5003 | 2.8438 | 2.9891 | 9.9369 | 3.3244 | 2.9891 | 2.318% | 0.093988 | 0.091151 | 4494.8739 | 563.2432 | 960.6446 | 2970.9861 | 4527.3501 | 0 | 0 | 4527.3501 | 0.002055%
2028 | 230 | 230-133AE | Tier-2 | Tier-2---6 | 5--5 | 328 | 4 | 947.6516 | 88.55% | 10.64% | 0.8078% | 2.9678 | 0 | 0 | 2.9678 | 0 | 2.5762 | 0.40625 | 6.3414 | 2.5762 | 0.40625 | 6.3414 | 3.0116 | 0.47492 | 6.3414 | 0.3132% | 0.095565 | 0.095227 | 9916.3461 | 1445.4329 | 1050.4793 | 7420.4339 | 9920.3752 | 0 | 0 | 9920.3752 | 0.0006229%
2028 | 230 | 230-1586R | Tier-2 | Tier-2---7 | 4--5 | 245 | 18 | 476.4865 | 62.01% | 36.72% | 1.273% | 6.2952 | 0 | 0 | 6.2952 | 0 | 5.4647 | 1.8281 | 2.9892 | 5.4647 | 1.8281 | 2.9892 | 6.3883 | 2.1371 | 2.9892 | 1.321% | 0.084625 | 0.082822 | 5630.5637 | 561.1393 | 2038.0856 | 3031.3388 | 5677.1318 | 0 | 0 | 5677.1318 | 0.001321%
2028 | 230 | 230-1606R | Tier-2 | Tier-2---11 | 4--4 | 71 | 8 | 185.0767 | 40.42% | 58.67% | 0.9045% | 2.4446 | 0 | 0 | 2.4446 | 0 | 2.1221 | 0.81251 | 2.6118 | 2.1221 | 0.81251 | 2.6118 | 2.4807 | 0.94983 | 2.6118 | 1.321% | 0.062818 | 0.060765 | 2946.2367 | 194.5466 | 1610.7155 | 1140.9746 | 3005.5298 | 0 | 0 | 3005.5298 | 0.0005131%
2028 | 230 | 230-2060R | Tier-2 | Tier-2---4 | 4--5 | 236 | 29 | 578.2503 | 86.36% | 12.53% | 1.105% | 17.7959 | 0 | 0 | 17.7959 | 0 | 15.448 | 2.9453 | 5.2449 | 15.448 | 2.9453 | 5.2449 | 18.0589 | 3.4431 | 5.2449 | 3.078% | 0.088414 | 0.085264 | 6540.2273 | 927.2098 | 823.7907 | 4789.2268 | 6573.1889 | 0 | 0 | 6573.1889 | 0.003735%
2028 | 230 | 230-2067 | Tier-2 | Tier-2---16 | 4--3 | 6 | 1 | 24.6544 | 66.14% | 33% | 0.8592% | 0.78818 | 0 | 0 | 0.78818 | 0 | 0.68419 | 0.10156 | 6.7365 | 0.68419 | 0.10156 | 6.7365 | 0.79982 | 0.11873 | 6.7365 | 3.197% | 0.054619 | 0.051979 | 451.389 | 49.4904 | 139.1284 | 262.7702 | 459.1509 | 0 | 0 | 459.1509 | 0.0001654%
2028 | 231 | 231-1136R | Tier-2 | Tier-2---7 | 4--5 | 357 | 56 | 532.5953 | 91.49% | 6.883% | 1.625% | 22.1667 | 0 | 0 | 22.1667 | 0 | 19.2421 | 5.6876 | 3.3832 | 19.2421 | 5.6876 | 3.3832 | 22.4942 | 6.6488 | 3.3832 | 4.162% | 0.054655 | 0.052168 | 9744.7482 | 1528.1869 | 1244.2736 | 6972.2877 | 9784.2588 | 0 | 0 | 9784.2588 | 0.004653%
2028 | 231 | 231-1635R | Tier-2 | Tier-2---4 | 5--5 | 862 | 121 | 1024.1696 | 93.53% | 4.422% | 2.048% | 38.9943 | 0 | 0 | 38.9943 | 0 | 33.8496 | 12.2892 | 2.7544 | 33.8496 | 12.2892 | 2.7544 | 39.5705 | 14.3662 | 2.7544 | 3.807% | 0.11648 | 0.11174 | 8792.8912 | 1469.9696 | 598.2137 | 6724.7079 | 8817.0311 | 0 | 0 | 8817.0311 | 0.008185%
2028 | 232 | 232-40AE | Tier-2 | Tier-2---19 | 2--3 | 5 | 1 | 11.1503 | 0.2712% | 98.76% | 0.9657% | 0.001754 | 0 | 0 | 0.001754 | 0 | 0.0015226 | 0.10156 | 0.014992 | 0.0015226 | 0.10156 | 0.014992 | 0.0017799 | 0.11873 | 0.014992 | 0.01573% | 0.0059544 | 0.005609 | 1872.6196 | 2.8979 | 1701.602 | 168.1196 | 1987.6062 | 0 | 0 | 1987.6062 | 3.682e-07%
2028 | 233 | 233-123R | Tier-2 | Tier-2---4 | 4--5 | 412 | 42 | 528.7545 | 93.49% | 4.613% | 1.898% | 14.6138 | 0 | 0 | 14.6138 | 0 | 12.6857 | 4.2657 | 2.9739 | 12.6857 | 4.2657 | 2.9739 | 14.8298 | 4.9866 | 2.9739 | 2.764% | 0.06125 | 0.05944 | 8632.6707 | 1309.838 | 600.1971 | 6722.6355 | 8649.7942 | 0 | 0 | 8649.7942 | 0.003067%
2028 | 233 | 233-41R | Tier-2 | Tier-2---9 | 4--5 | 273 | 24 | 183.353 | 90.69% | 5.205% | 4.101% | 4.2395 | 0 | 0 | 4.2395 | 0 | 3.6802 | 2.4375 | 1.5098 | 3.6802 | 2.4375 | 1.5098 | 4.3021 | 2.8495 | 1.5098 | 2.312% | 0.044487 | 0.043353 | 4121.4954 | 626.0879 | 496.8097 | 2998.5978 | 4131.5295 | 0 | 0 | 4131.5295 | 0.0008899%
2028 | 233 | 233-81F | Tier-2 | Tier-2---12 | 3--5 | 99 | 1 | 110.7293 | 80.07% | 17.19% | 2.737% | 0.25972 | 0 | 0 | 0.25972 | 0 | 0.22545 | 0.10156 | 2.2198 | 0.22545 | 0.10156 | 2.2198 | 0.26355 | 0.11873 | 2.2198 | 0.2345% | 0.02204 | 0.021975 | 5024.0598 | 647.7753 | 960.0108 | 3416.2738 | 5027.0015 | 0 | 0 | 5027.0015 | 5.451e-05%
2028 | 233 | 233-86F | Tier-2 | Tier-2---8 | 5--5 | 412 | 8 | 706.2331 | 54.32% | 44.07% | 1.616% | 2.16 | 0 | 0 | 2.16 | 0 | 1.8751 | 0.81251 | 2.3077 | 1.8751 | 0.81251 | 2.3077 | 2.192 | 0.94983 | 2.3077 | 0.3059% | 0.1204 | 0.11972 | 5865.9084 | 518.326 | 2449.0121 | 2898.5703 | 5881.0841 | 0 | 0 | 5881.0841 | 0.0004534%
2028 | 234 | 234-48R | Tier-2 | Tier-2---4 | 4--5 | 334 | 24 | 716.3442 | 96.34% | 2.639% | 1.021% | 14.3811 | 0 | 0 | 14.3811 | 0 | 12.4837 | 2.4375 | 5.1215 | 12.4837 | 2.4375 | 5.1215 | 14.5936 | 2.8495 | 5.1215 | 2.008% | 0.047931 | 0.046933 | 14945.1963 | 2921.5226 | 549.3325 | 11474.3413 | 14956.8373 | 0 | 0 | 14956.8373 | 0.003019%
2028 | 235 | 235-897R | Tier-2 | Tier-2---5 | 5--5 | 241 | 8 | 866.8246 | 43.88% | 55.6% | 0.5206% | 3.6618 | 0 | 0 | 3.6618 | 0 | 3.1787 | 0.81251 | 3.9122 | 3.1787 | 0.81251 | 3.9122 | 3.716 | 0.94983 | 3.9122 | 0.4224% | 0.1179 | 0.11677 | 7352.2019 | 570.5761 | 3790.2833 | 2991.3426 | 7392.3055 | 0 | 0 | 7392.3055 | 0.0007686%
2028 | 235 | 235-899R | Tier-2 | Tier-2---1 | 5--5 | 531 | 62 | 2436.3247 | 84.48% | 15.14% | 0.3828% | 69.6937 | 0 | 0 | 69.6937 | 0 | 60.4987 | 6.2969 | 9.6076 | 60.4987 | 6.2969 | 9.6076 | 70.7236 | 7.3612 | 9.6076 | 2.861% | 0.15496 | 0.14972 | 15721.7941 | 2441.7508 | 2344.0438 | 10935.9995 | 15807.3006 | 0 | 0 | 15807.3006 | 0.01463%
2028 | 236 | 236-1535R | Tier-3 | Tier-3---4 | 5--5 | 252 | 32 | 1123.8498 | 89.29% | 10.22% | 0.4922% | 36.953 | 0 | 0 | 36.953 | 0 | 32.0776 | 3.25 | 9.8699 | 32.0776 | 3.25 | 9.8699 | 37.4991 | 3.7993 | 9.8699 | 3.288% | 0.12847 | 0.12374 | 8747.8328 | 1479.3496 | 871.8453 | 6396.6378 | 8783.6595 | 0 | 0 | 8783.6595 | 0.007756%
2028 | 236 | 236-1561R | Tier-3 | Tier-3---13 | 5--4 | 137 | 8 | 444.4117 | 83% | 16.25% | 0.7514% | 6.2461 | 0 | 0 | 6.2461 | 0 | 5.422 | 0.81251 | 6.6732 | 5.422 | 0.81251 | 6.6732 | 6.3384 | 0.94983 | 6.6732 | 1.405% | 0.17766 | 0.17465 | 2501.5323 | 344.8298 | 385.247 | 1771.4555 | 2508.8598 | 0 | 0 | 2508.8598 | 0.001311%
2028 | 236 | 236-1567R | Tier-3 | Tier-3---10 | 5--5 | 171 | 7 | 728.3381 | 86.22% | 13.17% | 0.6054% | 7.455 | 0 | 0 | 7.455 | 0 | 6.4714 | 0.71095 | 9.1026 | 6.4714 | 0.71095 | 9.1026 | 7.5652 | 0.8311 | 9.1026 | 1.024% | 0.18129 | 0.17914 | 4017.5481 | 642.8423 | 507.3315 | 2867.3744 | 4024.1985 | 0 | 0 | 4024.1985 | 0.001565%
2028 | 236 | 236-1569R | Tier-3 | Tier-3---8 | 5--5 | 498 | 55 | 2598.3213 | 86.94% | 12.66% | 0.4079% | 72.3471 | 0 | 0 | 72.3471 | 0 | 62.802 | 5.586 | 11.2427 | 62.802 | 5.586 | 11.2427 | 73.4162 | 6.5301 | 11.2427 | 2.784% | 0.21435 | 0.20748 | 12122.1344 | 1764.7125 | 1443.2517 | 8914.1702 | 12174.5358 | 0 | 0 | 12174.5358 | 0.01519%
2028 | 236 | 236-1573R | Tier-3 | Tier-3---7 | 5--5 | 192 | 16 | 969.4749 | 84.94% | 14.59% | 0.4654% | 19.9008 | 0 | 0 | 19.9008 | 0 | 17.2752 | 1.625 | 10.6308 | 17.2752 | 1.625 | 10.6308 | 20.1949 | 1.8997 | 10.6308 | 2.053% | 0.18488 | 0.18041 | 5243.9365 | 792.3542 | 712.8146 | 3738.7677 | 5263.493 | 0 | 0 | 5263.493 | 0.004177%
2028 | 237 | 237-1761R | Tier-3 | Tier-3---12 | 5--5 | 126 | 4 | 522.7762 | 95.9% | 3.361% | 0.7442% | 4.6153 | 0 | 0 | 4.6153 | 0 | 4.0064 | 0.40625 | 9.8618 | 4.0064 | 0.40625 | 9.8618 | 4.6835 | 0.47492 | 9.8618 | 0.8828% | 0.14935 | 0.14798 | 3500.2866 | 538.7804 | 128.5026 | 2833.0037 | 3501.6217 | 0 | 0 | 3501.6217 | 0.0009688%
2028 | 237 | 237-1765R | Tier-3 | Tier-3---1 | 5--5 | 223 | 7 | 2444.4351 | 92.59% | 7.183% | 0.2234% | 20.6039 | 0 | 0 | 20.6039 | 0 | 17.8856 | 0.71095 | 25.1574 | 17.8856 | 0.71095 | 25.1574 | 20.9084 | 0.8311 | 25.1574 | 0.8429% | 0.25909 | 0.25673 | 9434.877 | 1790.0282 | 634.4518 | 7010.397 | 9441.2967 | 0 | 0 | 9441.2967 | 0.004325%
2028 | 237 | 237-17R | Tier-2 | Tier-2---1 | 5--5 | 536 | 38 | 2654.2774 | 88.95% | 10.68% | 0.3671% | 48.5424 | 0 | 0 | 48.5424 | 0 | 42.1379 | 3.8594 | 10.9182 | 42.1379 | 3.8594 | 10.9182 | 49.2597 | 4.5117 | 10.9182 | 1.829% | 0.15539 | 0.1522 | 17081.2815 | 2840.7254 | 1819.0583 | 12421.4979 | 17120.8935 | 0 | 0 | 17120.8935 | 0.01019%
2028 | 237 | 237-26F | Tier-2 | Tier-2---10 | 5--4 | 113 | 4 | 243.3269 | 22.41% | 76.53% | 1.061% | 0.55981 | 0 | 0 | 0.55981 | 0 | 0.48595 | 0.40625 | 1.1962 | 0.48595 | 0.40625 | 1.1962 | 0.56808 | 0.47492 | 1.1962 | 0.2301% | 0.10897 | 0.10785 | 2232.9014 | 83.0982 | 1551.1406 | 598.6626 | 2250.8705 | 0 | 0 | 2250.8705 | 0.0001175%
2028 | 237 | 237-28F | Tier-2 | Tier-2---7 | 5--5 | 59 | 6 | 276.8464 | 89.51% | 9.983% | 0.5111% | 7.3078 | 0 | 0 | 7.3078 | 0 | 6.3437 | 0.60938 | 10.41 | 6.3437 | 0.60938 | 10.41 | 7.4158 | 0.71237 | 10.41 | 2.64% | 0.10804 | 0.10486 | 2562.3441 | 370.7553 | 259.1168 | 1932.4719 | 2570.5153 | 0 | 0 | 2570.5153 | 0.001534%
2028 | 237 | 237-2R | Tier-3 | Tier-3---2 | 5--5 | 499 | 35 | 3287.5739 | 91.84% | 7.803% | 0.3572% | 61.4144 | 0 | 0 | 61.4144 | 0 | 53.3117 | 3.5547 | 14.9974 | 53.3117 | 3.5547 | 14.9974 | 62.322 | 4.1555 | 14.9974 | 1.868% | 0.18156 | 0.17786 | 18107.5885 | 3632.5791 | 1358.7984 | 13116.211 | 18138.2696 | 0 | 0 | 18138.2696 | 0.01289%
2028 | 237 | 237-30R | Tier-3 | Tier-3---1 | 5--5 | 651 | 42 | 6959.5787 | 90.17% | 9.556% | 0.2771% | 117.4081 | 0 | 0 | 117.4081 | 0 | 101.9178 | 4.2657 | 23.8926 | 101.9178 | 4.2657 | 23.8926 | 119.1431 | 4.9866 | 23.8926 | 1.687% | 0.49249 | 0.48327 | 14131.5489 | 2201.6928 | 1248.2128 | 10681.6433 | 14158.0422 | 0 | 0 | 14158.0422 | 0.02464%
2028 | 239 | 239-2207R | Tier-3 | Tier-3---16 | 4--4 | 127 | 17 | 165.8683 | 90.26% | 7.593% | 2.142% | 5.812 | 0 | 0 | 5.812 | 0 | 5.0452 | 1.7266 | 2.9221 | 5.0452 | 1.7266 | 2.9221 | 5.8979 | 2.0184 | 2.9221 | 3.504% | 0.078224 | 0.075187 | 2120.4383 | 333.2176 | 179.7389 | 1607.4818 | 2128.7752 | 0 | 0 | 2128.7752 | 0.00122%
2028 | 239 | 239-2213R | Tier-3 | Tier-3---15 | 5--4 | 134 | 15 | 215.3295 | 82.04% | 16.39% | 1.578% | 5.7344 | 0 | 0 | 5.7344 | 0 | 4.9779 | 1.5235 | 3.2675 | 4.9779 | 1.5235 | 3.2675 | 5.8192 | 1.7809 | 3.2675 | 2.663% | 0.1294 | 0.1252 | 1664.0021 | 212.2821 | 299.3019 | 1152.4181 | 1674.0317 | 0 | 0 | 1674.0317 | 0.001204%
2028 | 239 | 239-2215R | Tier-3 | Tier-3---10 | 5--5 | 305 | 22 | 915.8385 | 88.22% | 10.91% | 0.8692% | 16.9007 | 0 | 0 | 16.9007 | 0 | 14.6709 | 2.2344 | 6.5659 | 14.6709 | 2.2344 | 6.5659 | 17.1504 | 2.612 | 6.5659 | 1.845% | 0.15408 | 0.15085 | 5944.0776 | 898.9932 | 660.8714 | 4384.2129 | 5959.0383 | 0 | 0 | 5959.0383 | 0.003547%
2028 | 239 | 239-2217R | Tier-3 | Tier-3---16 | 4--4 | 108 | 7 | 444.3449 | 30.41% | 68.9% | 0.6851% | 2.5401 | 0 | 0 | 2.5401 | 0 | 2.205 | 0.71095 | 3.1014 | 2.205 | 0.71095 | 3.1014 | 2.5776 | 0.8311 | 3.1014 | 0.5716% | 0.073205 | 0.071829 | 6069.8378 | 288.4259 | 3924.7521 | 1856.6598 | 6150.7512 | 0 | 0 | 6150.7512 | 0.0005332%
2028 | 240 | 240-1028R | Tier-2 | Tier-2---9 | 4--5 | 165 | 9 | 195.1953 | 90.44% | 7.788% | 1.769% | 2.7925 | 0 | 0 | 2.7925 | 0 | 2.4241 | 0.91407 | 2.652 | 2.4241 | 0.91407 | 2.652 | 2.8338 | 1.0686 | 2.652 | 1.431% | 0.045174 | 0.04446 | 4320.9466 | 718.78 | 412.5342 | 3189.6324 | 4327.5844 | 0 | 0 | 4327.5844 | 0.0005862%
2028 | 240 | 240-1148 | Tier-3 | Tier-3---17 | 4--4 | 75 | 2 | 81.4187 | 85.86% | 11.44% | 2.706% | 0.54058 | 0 | 0 | 0.54058 | 0 | 0.46926 | 0.20313 | 2.3102 | 0.46926 | 0.20313 | 2.3102 | 0.54857 | 0.23746 | 2.3102 | 0.664% | 0.037482 | 0.037192 | 2172.1964 | 294.7676 | 257.633 | 1619.7958 | 2174.5909 | 0 | 0 | 2174.5909 | 0.0001135%
2028 | 240 | 240-2004R | Tier-3 | Tier-3---12 | 5--5 | 623 | 40 | 772.9985 | 88.27% | 9.933% | 1.797% | 12.7046 | 0 | 0 | 12.7046 | 0 | 11.0284 | 4.0625 | 2.7147 | 11.0284 | 4.0625 | 2.7147 | 12.8923 | 4.7492 | 2.7147 | 1.644% | 0.095775 | 0.093992 | 8070.9504 | 1314.8813 | 873.0539 | 5883.0151 | 8088.9127 | 0 | 0 | 8088.9127 | 0.002667%
2028 | 240 | 240-2006R | Tier-3 | Tier-3---12 | 4--5 | 269 | 12 | 539.6343 | 93.67% | 5.127% | 1.207% | 6.539 | 0 | 0 | 6.539 | 0 | 5.6763 | 1.2188 | 4.6574 | 5.6763 | 1.2188 | 4.6574 | 6.6356 | 1.4247 | 4.6574 | 1.212% | 0.06999 | 0.069085 | 7710.1411 | 1171.5655 | 451.3222 | 6087.2534 | 7716.5415 | 0 | 0 | 7716.5415 | 0.001373%
2028 | 240 | 240-2032R | Tier-3 | Tier-3---12 | 5--5 | 344 | 11 | 650.049 | 82.45% | 16.15% | 1.395% | 4.9704 | 0 | 0 | 4.9704 | 0 | 4.3146 | 1.1172 | 3.862 | 4.3146 | 1.1172 | 3.862 | 5.0438 | 1.306 | 3.862 | 0.7646% | 0.12278 | 0.12164 | 5294.5591 | 720.5691 | 843.0129 | 3730.977 | 5303.2547 | 0 | 0 | 5303.2547 | 0.001043%
2028 | 242 | 242-1426F | Tier-2 | Tier-2---10 | 5--4 | 117 | 13 | 427.3794 | 25.24% | 74.25% | 0.5092% | 3.4764 | 0 | 0 | 3.4764 | 0 | 3.0177 | 1.3203 | 2.2856 | 3.0177 | 1.3203 | 2.2856 | 3.5278 | 1.5435 | 2.2856 | 0.8134% | 0.10724 | 0.10379 | 3985.1049 | 204.0417 | 2738.8493 | 1042.2139 | 4084.2943 | 0 | 0 | 4084.2943 | 0.0007297%
2028 | 242 | 242-1427F | Tier-2 | Tier-2---20 | 5--1 | 5 | 1 | 9.9641 | 28.96% | 70.38% | 0.6624% | 0.16735 | 0 | 0 | 0.16735 | 0 | 0.14527 | 0.10156 | 1.4303 | 0.14527 | 0.10156 | 1.4303 | 0.16982 | 0.11873 | 1.4303 | 1.68% | 0.096908 | 0.091287 | 102.8209 | 5.0667 | 61.0208 | 36.7333 | 107.3184 | 0 | 0 | 107.3184 | 3.513e-05%
2028 | 243 | 243-14R | Tier-2 | Tier-2---11 | 4--4 | 470 | 1 | 321.4724 | 13.36% | 84.05% | 2.591% | 0.026499 | 0 | 0 | 0.026499 | 0 | 0.023003 | 0.10156 | 0.22649 | 0.023003 | 0.10156 | 0.22649 | 0.026891 | 0.11873 | 0.22649 | 0.008243% | 0.066445 | 0.066404 | 4838.1873 | 94.8929 | 3936.5433 | 806.7511 | 4840.7754 | 0 | 0 | 4840.7754 | 5.562e-06%
2028 | 246 | 246-34R | Tier-3 | Tier-3---12 | 4--5 | 436 | 42 | 673.2377 | 73.17% | 25.57% | 1.264% | 13.7611 | 0 | 0 | 13.7611 | 0 | 11.9455 | 4.2657 | 2.8004 | 11.9455 | 4.2657 | 2.8004 | 13.9644 | 4.9866 | 2.8004 | 2.044% | 0.070488 | 0.068519 | 9551.097 | 1283.5559 | 2416.0529 | 5851.4883 | 9624.7461 | 0 | 0 | 9624.7461 | 0.002888%
2028 | 247 | 247-46 | Tier-3 | Tier-3---16 | 4--5 | 227 | 27 | 297.9922 | 66.6% | 32.06% | 1.34% | 6.8454 | 0 | 0 | 6.8454 | 0 | 5.9423 | 2.7422 | 2.167 | 5.9423 | 2.7422 | 2.167 | 6.9466 | 3.2057 | 2.167 | 2.297% | 0.045228 | 0.043668 | 6588.6081 | 720.5327 | 2027.5414 | 3840.534 | 6667.2311 | 0 | 0 | 6667.2311 | 0.001437%
2028 | 249 | 249-24R | Tier-3 | Tier-3---12 | 5--5 | 464 | 43 | 678.7483 | 77.57% | 20.95% | 1.472% | 14.1504 | 0 | 0 | 14.1504 | 0 | 12.2834 | 4.3672 | 2.8126 | 12.2834 | 4.3672 | 2.8126 | 14.3595 | 5.1053 | 2.8126 | 2.085% | 0.10094 | 0.098224 | 6724.4875 | 983.1026 | 1380.1319 | 4361.253 | 6766.137 | 0 | 0 | 6766.137 | 0.00297%
2028 | 252 | 252-129 | Tier-2 | Tier-2---18 | 3--3 | 98 | 3 | 18.3528 | 64.84% | 17.74% | 17.42% | 0.10564 | 0 | 0 | 0.10564 | 0 | 0.091704 | 0.30469 | 0.30097 | 0.091704 | 0.30469 | 0.30097 | 0.1072 | 0.35619 | 0.30097 | 0.5756% | 0.02391 | 0.023697 | 767.5898 | 85.4984 | 240.0519 | 442.0395 | 770.0072 | 0 | 0 | 770.0072 | 2.217e-05%
2028 | 276 | 276-228 | Tier-1 | Non-HFTD---2 | 4--3 | 773 | 1 | 268.495 | 8.826% | 86.58% | 4.594% | 0.0088899 | 0 | 0 | 0.0088899 | 0 | 0.007717 | 0.10156 | 0.075982 | 0.007717 | 0.10156 | 0.075982 | 0.0090213 | 0.11873 | 0.075982 | 0.003311% | 0.065634 | 0.065609 | 4090.7919 | 23.5608 | 3645.1421 | 422.089 | 4092.1917 | 0 | 0 | 4092.1917 | 1.866e-06%
2028 | 283 | 283-55R | Tier-3 | Tier-3---9 | 5--5 | 109 | 10 | 691.0798 | 89.15% | 10.28% | 0.5685% | 16.3925 | 0 | 0 | 16.3925 | 0 | 14.2297 | 1.0156 | 14.0107 | 14.2297 | 1.0156 | 14.0107 | 16.6347 | 1.1873 | 14.0107 | 2.372% | 0.20157 | 0.19621 | 3428.458 | 524.1491 | 347.4063 | 2556.9026 | 3438.6209 | 0 | 0 | 3438.6209 | 0.003441%
2028 | 283 | 283-71F | Tier-3 | Tier-3---13 | 5--4 | 127 | 14 | 488.2766 | 50.8% | 48.52% | 0.6792% | 7.9304 | 0 | 0 | 7.9304 | 0 | 6.8841 | 1.4219 | 4.8415 | 6.8841 | 1.4219 | 4.8415 | 8.0476 | 1.6622 | 4.8415 | 1.624% | 0.19011 | 0.18404 | 2568.3277 | 217.0861 | 1132.2268 | 1219.0148 | 2610.0535 | 0 | 0 | 2610.0535 | 0.001665%
2028 | 288 | 288-149R | Tier-2 | Tier-2---12 | 3--5 | 170 | 7 | 110.4011 | 75.76% | 21.09% | 3.152% | 0.99873 | 0 | 0 | 0.99873 | 0 | 0.86696 | 0.71095 | 1.2195 | 0.86696 | 0.71095 | 1.2195 | 1.0135 | 0.8311 | 1.2195 | 0.9046% | 0.02124 | 0.020986 | 5197.889 | 630.048 | 1286.7386 | 3281.1025 | 5213.1176 | 0 | 0 | 5213.1176 | 0.0002096%
2028 | 288 | 288-2380F | Tier-2 | Tier-2---12 | 4--5 | 43 | 7 | 114.0664 | 66.42% | 32.7% | 0.8812% | 3.5768 | 0 | 0 | 3.5768 | 0 | 3.1049 | 0.71095 | 4.3673 | 3.1049 | 0.71095 | 4.3673 | 3.6297 | 0.8311 | 4.3673 | 3.136% | 0.030344 | 0.028911 | 3759.1098 | 411.8777 | 1165.9601 | 2181.2719 | 3821.6519 | 0 | 0 | 3821.6519 | 0.0007508%
2028 | 299 | 299-814AE | Tier-1 | Non-HFTD---4 | 2--4 | 100 | 8 | 23.0652 | 91.5% | 0% | 8.496% | 0.48965 | 0 | 0 | 0.48965 | 0 | 0.42505 | 0.81251 | 0.52313 | 0.42505 | 0.81251 | 0.52313 | 0.49688 | 0.94983 | 0.52313 | 2.123% | 0.0089936 | 0.0087849 | 2564.6192 | 490.8786 | 279.5757 | 1794.165 | 2569.7944 | 0 | 0 | 2569.7944 | 0.0001028%
2028 | 300 | 300-483F | Tier-2 | Tier-2---12 | 3--5 | 69 | 1 | 101.1563 | 97.7% | 0% | 2.297% | 0.41538 | 0 | 0 | 0.41538 | 0 | 0.36058 | 0.10156 | 3.5503 | 0.36058 | 0.10156 | 3.5503 | 0.42152 | 0.11873 | 3.5503 | 0.4106% | 0.018397 | 0.01832 | 5498.5218 | 994.0131 | 114.7317 | 4389.777 | 5499.0549 | 0 | 0 | 5499.0549 | 8.719e-05%
2028 | 300 | 300-484F | Tier-2 | Tier-2---9 | 4--5 | 250 | 4 | 230.1484 | 75.7% | 22.04% | 2.261% | 0.80834 | 0 | 0 | 0.80834 | 0 | 0.70169 | 0.40625 | 1.7272 | 0.70169 | 0.40625 | 1.7272 | 0.82028 | 0.47492 | 1.7272 | 0.3512% | 0.039922 | 0.039737 | 5764.9522 | 606.5801 | 1692.4173 | 3465.9548 | 5771.4839 | 0 | 0 | 5771.4839 | 0.0001697%
2028 | 305 | 305-32R | Tier-1 | Non-HFTD---1 | 4--5 | 233 | 6 | 633.9034 | 79.92% | 19.23% | 0.8547% | 3.7833 | 0 | 0 | 3.7833 | 0 | 3.2842 | 0.60938 | 5.3893 | 3.2842 | 0.60938 | 5.3893 | 3.8392 | 0.71237 | 5.3893 | 0.5968% | 0.080233 | 0.079634 | 7900.762 | 1041.9386 | 1418.0692 | 5440.7542 | 7912.6986 | 0 | 0 | 7912.6986 | 0.0007941%
2028 | 305 | 305-35R | Tier-1 | Non-HFTD---1 | 4--5 | 152 | 2 | 370.4162 | 85.68% | 13.19% | 1.128% | 1.211 | 0 | 0 | 1.211 | 0 | 1.0512 | 0.20313 | 5.1752 | 1.0512 | 0.20313 | 5.1752 | 1.2289 | 0.23746 | 5.1752 | 0.3269% | 0.074138 | 0.073855 | 4996.3339 | 703.3348 | 666.4871 | 3626.5121 | 4999.0748 | 0 | 0 | 4999.0748 | 0.0002542%
2028 | 307 | 307-1492R | Tier-2 | Tier-2---9 | 4--4 | 39 | 3 | 135.641 | 60.1% | 39.31% | 0.5883% | 1.8186 | 0 | 0 | 1.8186 | 0 | 1.5787 | 0.30469 | 5.1812 | 1.5787 | 0.30469 | 5.1812 | 1.8455 | 0.35619 | 5.1812 | 1.341% | 0.057115 | 0.055841 | 2374.8758 | 235.5368 | 867.2272 | 1272.1118 | 2396.495 | 0 | 0 | 2396.495 | 0.0003817%
2028 | 307 | 307-1538F | Tier-2 | Tier-2---7 | 5--5 | 53 | 5 | 433.4142 | 51.51% | 48.13% | 0.3587% | 6.1081 | 0 | 0 | 6.1081 | 0 | 5.3022 | 0.50782 | 10.4412 | 5.3022 | 0.50782 | 10.4412 | 6.1984 | 0.59365 | 10.4412 | 1.409% | 0.10098 | 0.098216 | 4292.1557 | 366.942 | 1865.6861 | 2059.5276 | 4350.6949 | 0 | 0 | 4350.6949 | 0.001282%
2028 | 307 | 307-1684R | Tier-1 | Non-HFTD---1 | 4--5 | 98 | 2 | 299.1743 | 82.9% | 16.12% | 0.9775% | 1.4679 | 0 | 0 | 1.4679 | 0 | 1.2742 | 0.20313 | 6.273 | 1.2742 | 0.20313 | 6.273 | 1.4896 | 0.23746 | 6.273 | 0.4906% | 0.067442 | 0.067043 | 4435.9974 | 605.3114 | 695.0553 | 3135.6307 | 4440.513 | 0 | 0 | 4440.513 | 0.0003081%
2028 | 307 | 307-234R | Tier-2 | Tier-2---4 | 5--5 | 109 | 2 | 684.1346 | 69.69% | 29.83% | 0.4763% | 2.537 | 0 | 0 | 2.537 | 0 | 2.2023 | 0.20313 | 10.8417 | 2.2023 | 0.20313 | 10.8417 | 2.5745 | 0.23746 | 10.8417 | 0.3708% | 0.11001 | 0.10942 | 6219.0213 | 711.7212 | 1737.152 | 3770.148 | 6229.105 | 0 | 0 | 6229.105 | 0.0005325%
2028 | 308 | 308-563AE | Tier-2 | Tier-2---18 | 4--3 | 39 | 2 | 81.5523 | 7.703% | 91.46% | 0.8327% | 0.093423 | 0 | 0 | 0.093423 | 0 | 0.081097 | 0.20313 | 0.39924 | 0.081097 | 0.20313 | 0.39924 | 0.094803 | 0.23746 | 0.39924 | 0.1146% | 0.03316 | 0.032666 | 2459.3887 | 44.7352 | 2075.3977 | 339.2558 | 2493.6565 | 0 | 0 | 2493.6565 | 1.961e-05%
2028 | 311 | 311-1199 | Tier-2 | Tier-2---20 | 3--2 | 15 | 1 | 10.8001 | 28.53% | 67.91% | 3.563% | 0.059562 | 0 | 0 | 0.059562 | 0 | 0.051704 | 0.10156 | 0.50908 | 0.051704 | 0.10156 | 0.50908 | 0.060442 | 0.11873 | 0.50908 | 0.5515% | 0.018336 | 0.017981 | 589.0165 | 20.3604 | 431.6923 | 136.9639 | 597.3163 | 0 | 0 | 597.3163 | 1.25e-05%
2028 | 311 | 311-43 | Tier-2 | Tier-2---15 | 3--4 | 195 | 7 | 155.2668 | 1.703% | 96.44% | 1.86% | 0.027532 | 0 | 0 | 0.027532 | 0 | 0.023899 | 0.71095 | 0.033616 | 0.023899 | 0.71095 | 0.033616 | 0.027939 | 0.8311 | 0.033616 | 0.01773% | 0.027937 | 0.027646 | 5557.7075 | 11.1328 | 4976.695 | 569.8797 | 5615.1775 | 0 | 0 | 5615.1775 | 5.779e-06%
2028 | 312 | 312-14F | Tier-2 | Tier-2---14 | 3--4 | 53 | 2 | 197.5178 | 0.1105% | 99.63% | 0.2595% | 0.0023877 | 0 | 0 | 0.0023877 | 0 | 0.0020727 | 0.20313 | 0.010204 | 0.0020727 | 0.20313 | 0.010204 | 0.002423 | 0.23746 | 0.010204 | 0.001209% | 0.018868 | 0.018662 | 10468.4008 | 14.5481 | 9413.1367 | 1040.7161 | 10584.1002 | 0 | 0 | 10584.1002 | 5.012e-07%
2028 | 315 | 315-485AE | Tier-2 | Tier-2---14 | 2--5 | 39 | 4 | 44.4978 | 97.71% | 0% | 2.29% | 1.2932 | 0 | 0 | 1.2932 | 0 | 1.1226 | 0.40625 | 2.7633 | 1.1226 | 0.40625 | 2.7633 | 1.3123 | 0.47492 | 2.7633 | 2.906% | 0.00637 | 0.0061805 | 6985.5251 | 2468.7203 | 170.1118 | 4346.6929 | 6990.4296 | 0 | 0 | 6990.4296 | 0.0002714%
2028 | 334 | 334-21 | Tier-1 | Non-HFTD---2 | 5--3 | 183 | 1 | 128.6939 | 68.6% | 27.4% | 4% | 0.13991 | 0 | 0 | 0.13991 | 0 | 0.12145 | 0.10156 | 1.1958 | 0.12145 | 0.10156 | 1.1958 | 0.14197 | 0.11873 | 1.1958 | 0.1087% | 0.11474 | 0.11456 | 1121.623 | 145.1568 | 296.7237 | 679.7426 | 1122.1819 | 0 | 0 | 1122.1819 | 2.937e-05%
2028 | 350 | 350-2182R | Tier-2 | Tier-2---13 | 4--3 | 15 | 1 | 36.1393 | 94.02% | 5.411% | 0.5649% | 0.65694 | 0 | 0 | 0.65694 | 0 | 0.57026 | 0.10156 | 5.6148 | 0.57026 | 0.10156 | 5.6148 | 0.66665 | 0.11873 | 5.6148 | 1.818% | 0.068991 | 0.067657 | 523.8262 | 80.2912 | 27.7458 | 415.7892 | 524.4434 | 0 | 0 | 524.4434 | 0.0001379%
2028 | 350 | 350-2188R | Tier-2 | Tier-2---5 | 5--5 | 565 | 54 | 752.4795 | 78.87% | 19.12% | 2.014% | 16.4486 | 0 | 0 | 16.4486 | 0 | 14.2785 | 5.4844 | 2.6035 | 14.2785 | 5.4844 | 2.6035 | 16.6917 | 6.4114 | 2.6035 | 2.186% | 0.15121 | 0.14702 | 4976.3874 | 631.9786 | 954.5279 | 3389.8809 | 5006.3682 | 0 | 0 | 5006.3682 | 0.003453%
2028 | 350 | 350-2192R | Tier-2 | Tier-2---2 | 5--5 | 826 | 89 | 2025.3012 | 87.53% | 11.37% | 1.097% | 55.3915 | 0 | 0 | 55.3915 | 0 | 48.0834 | 9.0392 | 5.3195 | 48.0834 | 9.0392 | 5.3195 | 56.2101 | 10.5669 | 5.3195 | 2.735% | 0.18928 | 0.18336 | 10700.2197 | 1640.6573 | 1261.0201 | 7798.5423 | 10743.2658 | 0 | 0 | 10743.2658 | 0.01163%
2028 | 350 | 350-2196R | Tier-2 | Tier-2---5 | 5--5 | 807 | 70 | 1111.1446 | 85.23% | 12.69% | 2.072% | 23.8235 | 0 | 0 | 23.8235 | 0 | 20.6804 | 7.1095 | 2.9089 | 20.6804 | 7.1095 | 2.9089 | 24.1756 | 8.311 | 2.9089 | 2.144% | 0.19915 | 0.19414 | 5579.5197 | 797.1006 | 755.2806 | 4027.1385 | 5600.7789 | 0 | 0 | 5600.7789 | 0.005001%
2028 | 350 | 350-2201R | Tier-3 | Tier-3---4 | 5--5 | 361 | 47 | 1600.0661 | 94.09% | 5.343% | 0.5699% | 56.8404 | 0 | 0 | 56.8404 | 0 | 49.3412 | 4.7735 | 10.3365 | 49.3412 | 4.7735 | 10.3365 | 57.6804 | 5.5803 | 10.3365 | 3.552% | 0.1241 | 0.11942 | 12893.008 | 2307.4254 | 698.8971 | 9886.6855 | 12922.9201 | 0 | 0 | 12922.9201 | 0.01193%
2028 | 350 | 350-41R | Tier-2 | Tier-2---3 | 5--5 | 475 | 36 | 1428.3995 | 91.38% | 7.839% | 0.7806% | 28.6885 | 0 | 0 | 28.6885 | 0 | 24.9035 | 3.6563 | 6.8111 | 24.9035 | 3.6563 | 6.8111 | 29.1125 | 4.2742 | 6.8111 | 2.008% | 0.12896 | 0.12613 | 11076.0411 | 1996.9228 | 1010.9834 | 8068.135 | 11097.4971 | 0 | 0 | 11097.4971 | 0.006022%
2028 | 351 | 351-819R | Tier-2 | Tier-2---1 | 5--5 | 341 | 29 | 2090.3176 | 91.75% | 7.875% | 0.3732% | 47.3006 | 0 | 0 | 47.3006 | 0 | 41.06 | 2.9453 | 13.9406 | 41.06 | 2.9453 | 13.9406 | 47.9996 | 3.4431 | 13.9406 | 2.263% | 0.14376 | 0.14021 | 14540.4698 | 3135.0555 | 1103.9508 | 10301.4635 | 14570.7978 | 0 | 0 | 14570.7978 | 0.009928%
2028 | 351 | 351-871R | Tier-3 | Tier-3---6 | 5--5 | 110 | 18 | 781.5367 | 96.92% | 2.713% | 0.3715% | 35.9437 | 0 | 0 | 35.9437 | 0 | 31.2015 | 1.8281 | 17.0673 | 31.2015 | 1.8281 | 17.0673 | 36.4749 | 2.1371 | 17.0673 | 4.599% | 0.11468 | 0.10924 | 6814.8869 | 1079.7555 | 189.4866 | 5545.6448 | 6825.3574 | 0 | 0 | 6825.3574 | 0.007545%
2028 | 352 | 352-27R | Tier-3 | Tier-3---2 | 5--5 | 359 | 35 | 1835.8142 | 93.66% | 5.876% | 0.4611% | 48.6146 | 0 | 0 | 48.6146 | 0 | 42.2006 | 3.5547 | 11.8717 | 42.2006 | 3.5547 | 11.8717 | 49.333 | 4.1555 | 11.8717 | 2.648% | 0.11814 | 0.1148 | 15539.9427 | 3024.467 | 902.1857 | 11613.29 | 15568.5971 | 0 | 0 | 15568.5971 | 0.0102%
2028 | 353 | 353-1429R | Tier-2 | Tier-2---6 | 5--5 | 204 | 38 | 1003.2846 | 77.44% | 22.07% | 0.495% | 41.9677 | 0 | 0 | 41.9677 | 0 | 36.4307 | 3.8594 | 9.4394 | 36.4307 | 3.8594 | 9.4394 | 42.5879 | 4.5117 | 9.4394 | 4.183% | 0.12141 | 0.11485 | 8263.4579 | 1440.9039 | 1734.7877 | 5087.7663 | 8369.9359 | 0 | 0 | 8369.9359 | 0.008809%
2028 | 353 | 353-593F | Tier-2 | Tier-2---7 | 5--5 | 56 | 1 | 254.848 | 92.09% | 7.347% | 0.5637% | 1.2153 | 0 | 0 | 1.2153 | 0 | 1.055 | 0.10156 | 10.3876 | 1.055 | 0.10156 | 10.3876 | 1.2333 | 0.11873 | 10.3876 | 0.4769% | 0.10537 | 0.10483 | 2418.5368 | 364.9212 | 170.4852 | 1883.1304 | 2419.5327 | 0 | 0 | 2419.5327 | 0.0002551%
2028 | 353 | 353-594F | Tier-2 | Tier-2---7 | 5--5 | 25 | 1 | 200.2632 | 99.27% | 0.3225% | 0.4078% | 2.3061 | 0 | 0 | 2.3061 | 0 | 2.0018 | 0.10156 | 19.7102 | 2.0018 | 0.10156 | 19.7102 | 2.3402 | 0.11873 | 19.7102 | 1.152% | 0.10216 | 0.10097 | 1960.3623 | 318.7574 | 13.0779 | 1628.5269 | 1960.5303 | 0 | 0 | 1960.5303 | 0.000484%
2028 | 353 | 353-901F | Tier-2 | Tier-2---4 | 5--5 | 82 | 2 | 613.1191 | 58.62% | 41.08% | 0.303% | 2.5422 | 0 | 0 | 2.5422 | 0 | 2.2068 | 0.20313 | 10.8643 | 2.2068 | 0.20313 | 10.8643 | 2.5798 | 0.23746 | 10.8643 | 0.4146% | 0.10618 | 0.10543 | 5774.1958 | 681.1246 | 2172.7932 | 2920.278 | 5791.2159 | 0 | 0 | 5791.2159 | 0.0005336%
2028 | 353 | 353-904R | Tier-2 | Tier-2---3 | 5--5 | 181 | 33 | 1250.3913 | 94% | 5.586% | 0.417% | 62.1431 | 0 | 0 | 62.1431 | 0 | 53.9443 | 3.3516 | 16.0951 | 53.9443 | 3.3516 | 16.0951 | 63.0615 | 3.9181 | 16.0951 | 4.97% | 0.12577 | 0.11912 | 9941.809 | 1678.6898 | 757.2282 | 7505.891 | 9975.1255 | 0 | 0 | 9975.1255 | 0.01304%
2028 | 354 | 354-1706R | Tier-2 | Tier-2---1 | 5--5 | 481 | 61 | 2161.9809 | 92.27% | 7.167% | 0.5599% | 73.3685 | 0 | 0 | 73.3685 | 0 | 63.6886 | 6.1954 | 10.28 | 63.6886 | 6.1954 | 10.28 | 74.4527 | 7.2425 | 10.28 | 3.394% | 0.13939 | 0.13426 | 15510.3907 | 2900.5229 | 1230.7208 | 11379.147 | 15556.1507 | 0 | 0 | 15556.1507 | 0.0154%
2028 | 354 | 354-24AE | Tier-2 | Tier-2---4 | 4--5 | 89 | 4 | 742.9911 | 44.89% | 54.76% | 0.3554% | 4.3467 | 0 | 0 | 4.3467 | 0 | 3.7732 | 0.40625 | 9.2878 | 3.7732 | 0.40625 | 9.2878 | 4.4109 | 0.47492 | 9.2878 | 0.585% | 0.080555 | 0.079505 | 9223.4472 | 670.0529 | 4646.9314 | 3906.4629 | 9290.5781 | 0 | 0 | 9290.5781 | 0.0009124%
2028 | 355 | 355-41R | Tier-2 | Tier-2---6 | 4--5 | 226 | 15 | 876.3288 | 87.46% | 12.04% | 0.4997% | 14.7517 | 0 | 0 | 14.7517 | 0 | 12.8054 | 1.5235 | 8.4055 | 12.8054 | 1.5235 | 8.4055 | 14.9697 | 1.7809 | 8.4055 | 1.683% | 0.092253 | 0.090478 | 9499.1702 | 1363.9545 | 1082.9983 | 7052.2174 | 9522.5539 | 0 | 0 | 9522.5539 | 0.003096%
2028 | 356 | 356-16R | Tier-2 | Tier-2---4 | 4--5 | 216 | 8 | 692.7279 | 85.74% | 13.66% | 0.5932% | 6.3796 | 0 | 0 | 6.3796 | 0 | 5.5379 | 0.81251 | 6.8158 | 5.5379 | 0.81251 | 6.8158 | 6.4739 | 0.94983 | 6.8158 | 0.9209% | 0.090754 | 0.089779 | 7633.0284 | 1263.3568 | 1174.8968 | 5194.7749 | 7644.8443 | 0 | 0 | 7644.8443 | 0.001339%
2028 | 356 | 356-19R | Tier-3 | Tier-3---8 | 5--5 | 736 | 44 | 2142.9106 | 83.66% | 15.67% | 0.6694% | 31.081 | 0 | 0 | 31.081 | 0 | 26.9803 | 4.4688 | 6.0375 | 26.9803 | 4.4688 | 6.0375 | 31.5403 | 5.2241 | 6.0375 | 1.45% | 0.16775 | 0.16485 | 12774.1099 | 1993.4622 | 1945.7185 | 8834.9292 | 12810.9357 | 0 | 0 | 12810.9357 | 0.006524%
2028 | 356 | 356-30AE | Tier-3 | Tier-3---6 | 5--5 | 730 | 41 | 1548.5525 | 73.09% | 26.03% | 0.8808% | 18.4337 | 0 | 0 | 18.4337 | 0 | 16.0017 | 4.1641 | 3.8428 | 16.0017 | 4.1641 | 3.8428 | 18.7062 | 4.8679 | 3.8428 | 1.19% | 0.14106 | 0.13876 | 10978.0949 | 1533.3184 | 2733.1665 | 6711.61 | 11027.0176 | 0 | 0 | 11027.0176 | 0.003869%
2028 | 357 | 357-1299R | Tier-3 | Tier-3---9 | 5--5 | 48 | 1 | 500.7555 | 96.82% | 2.879% | 0.2981% | 2.9293 | 0 | 0 | 2.9293 | 0 | 2.5428 | 0.10156 | 25.0367 | 2.5428 | 0.10156 | 25.0367 | 2.9726 | 0.11873 | 25.0367 | 0.585% | 0.2409 | 0.23945 | 2078.6481 | 381.924 | 60.0907 | 1636.6334 | 2079.0494 | 0 | 0 | 2079.0494 | 0.0006149%
2028 | 357 | 357-2047F | Tier-2 | Tier-2---10 | 5--4 | 17 | 4 | 117.0163 | 66.86% | 32.9% | 0.2354% | 5.3386 | 0 | 0 | 5.3386 | 0 | 4.6343 | 0.40625 | 11.4074 | 4.6343 | 0.40625 | 11.4074 | 5.4175 | 0.47492 | 11.4074 | 4.562% | 0.14128 | 0.13164 | 828.2369 | 91.3768 | 250.8108 | 486.0494 | 848.3367 | 0 | 0 | 848.3367 | 0.001121%
2028 | 357 | 357-2049F | Tier-3 | Tier-3---8 | 5--5 | 271 | 29 | 1568.933 | 87.25% | 12.44% | 0.3075% | 42.4802 | 0 | 0 | 42.4802 | 0 | 36.8756 | 2.9453 | 12.52 | 36.8756 | 2.9453 | 12.52 | 43.108 | 3.4431 | 12.52 | 2.708% | 0.18286 | 0.17719 | 8579.8277 | 1438.1344 | 1001.8193 | 6139.874 | 8614.8684 | 0 | 0 | 8614.8684 | 0.008917%
2028 | 357 | 357-45R | Tier-3 | Tier-3---8 | 5--5 | 363 | 20 | 2182.2622 | 79.98% | 19.64% | 0.3802% | 27.888 | 0 | 0 | 27.888 | 0 | 24.2086 | 2.0313 | 11.918 | 24.2086 | 2.0313 | 11.918 | 28.3001 | 2.3746 | 11.918 | 1.278% | 0.18538 | 0.18242 | 11771.8449 | 1935.5654 | 2204.1059 | 7632.1736 | 11810.1092 | 0 | 0 | 11810.1092 | 0.005854%
2028 | 357 | 357-50R | Tier-3 | Tier-3---4 | 5--5 | 383 | 29 | 1441.553 | 79.05% | 20.4% | 0.5522% | 25.0233 | 0 | 0 | 25.0233 | 0 | 21.7219 | 2.9453 | 7.375 | 21.7219 | 2.9453 | 7.375 | 25.3931 | 3.4431 | 7.375 | 1.736% | 0.14913 | 0.14585 | 9666.6259 | 1487.063 | 1867.4945 | 6312.0683 | 9712.0871 | 0 | 0 | 9712.0871 | 0.005252%
2028 | 357 | 357-750R | Tier-2 | Tier-2---2 | 5--5 | 272 | 31 | 1439.7107 | 82.49% | 17.1% | 0.4096% | 39.2513 | 0 | 0 | 39.2513 | 0 | 34.0727 | 3.1485 | 10.822 | 34.0727 | 3.1485 | 10.822 | 39.8314 | 3.6806 | 10.822 | 2.726% | 0.171 | 0.16535 | 8419.2134 | 1423.2143 | 1353.8833 | 5642.1158 | 8469.6107 | 0 | 0 | 8469.6107 | 0.008239%
2028 | 358 | 358-682F | Tier-3 | Tier-3---3 | 5--5 | 344 | 15 | 3753.9781 | 86.22% | 13.57% | 0.2039% | 40.9304 | 0 | 0 | 40.9304 | 0 | 35.5303 | 1.5235 | 23.3222 | 35.5303 | 1.5235 | 23.3222 | 41.5353 | 1.7809 | 23.3222 | 1.09% | 0.54241 | 0.53556 | 6920.8673 | 1067.6333 | 861.2358 | 4991.9981 | 6933.0788 | 0 | 0 | 6933.0788 | 0.008591%
2028 | 362 | 362-47F | Tier-1 | Non-HFTD---3 | 4--3 | 650 | 34 | 131.0851 | 20.32% | 71.77% | 7.903% | 0.40413 | 0 | 0 | 0.40413 | 0 | 0.35081 | 3.4532 | 0.10159 | 0.35081 | 3.4532 | 0.10159 | 0.4101 | 4.0368 | 0.10159 | 0.3083% | 0.049116 | 0.048371 | 2668.8987 | 110.6162 | 2049.0301 | 509.2524 | 2701.6526 | 0 | 0 | 2701.6526 | 8.483e-05%
2028 | 393 | 393-14R | Tier-2 | Tier-2---10 | 5--4 | 76 | 2 | 777.0926 | 5.544% | 94.24% | 0.2191% | 0.3288 | 0 | 0 | 0.3288 | 0 | 0.28542 | 0.20313 | 1.4051 | 0.28542 | 0.20313 | 1.4051 | 0.33366 | 0.23746 | 1.4051 | 0.04231% | 0.10079 | 0.10002 | 7709.7876 | 115.9827 | 6667.436 | 926.369 | 7765.7907 | 0 | 0 | 7765.7907 | 6.902e-05%
2028 | 396 | 396-699R | Tier-2 | Tier-2---5 | 5--5 | 748 | 84 | 888.3486 | 59.21% | 39.34% | 1.447% | 17.131 | 0 | 0 | 17.131 | 0 | 14.8708 | 8.5313 | 1.7431 | 14.8708 | 8.5313 | 1.7431 | 17.3842 | 9.9732 | 1.7431 | 1.928% | 0.15664 | 0.15154 | 5671.3841 | 668.179 | 2146.3409 | 2856.8642 | 5749.2516 | 0 | 0 | 5749.2516 | 0.003596%
2028 | 411 | 411-1873R | Tier-2 | Tier-2---7 | 4--5 | 342 | 29 | 340.3229 | 88.45% | 9.585% | 1.967% | 7.402 | 0 | 0 | 7.402 | 0 | 6.4254 | 2.9453 | 2.1815 | 6.4254 | 2.9453 | 2.1815 | 7.5114 | 3.4431 | 2.1815 | 2.175% | 0.04682 | 0.045669 | 7268.7189 | 1142.008 | 975.4979 | 5151.213 | 7289.8881 | 0 | 0 | 7289.8881 | 0.001554%
2028 | 411 | 411-30R | Tier-3 | Tier-3---6 | 5--5 | 856 | 79 | 1028.3805 | 90.72% | 7.641% | 1.643% | 24.9683 | 0 | 0 | 24.9683 | 0 | 21.6741 | 8.0235 | 2.7013 | 21.6741 | 8.0235 | 2.7013 | 25.3373 | 9.3796 | 2.7013 | 2.428% | 0.10309 | 0.10033 | 9975.2889 | 1901.318 | 929.458 | 7144.5129 | 10000.7569 | 0 | 0 | 10000.7569 | 0.005241%
2028 | 411 | 411-47R | Tier-2 | Tier-2---9 | 4--5 | 459 | 3 | 334.7019 | 84.13% | 13.18% | 2.693% | 0.53372 | 0 | 0 | 0.53372 | 0 | 0.46331 | 0.30469 | 1.5206 | 0.46331 | 0.30469 | 1.5206 | 0.54161 | 0.35619 | 1.5206 | 0.1595% | 0.063274 | 0.063154 | 5289.7062 | 845.5012 | 1035.5091 | 3408.6958 | 5291.3004 | 0 | 0 | 5291.3004 | 0.000112%
2028 | 441 | 441-23R | Tier-3 | Tier-3---11 | 5--4 | 84 | 5 | 647.4088 | 86.44% | 13.14% | 0.4218% | 9.6602 | 0 | 0 | 9.6602 | 0 | 8.3857 | 0.50782 | 16.5132 | 8.3857 | 0.50782 | 16.5132 | 9.803 | 0.59365 | 16.5132 | 1.492% | 0.54783 | 0.53837 | 1181.7687 | 148.5478 | 135.1005 | 898.1204 | 1184.5833 | 0 | 0 | 1184.5833 | 0.002028%
2028 | 441 | 441-279R | Tier-3 | Tier-3---18 | 5--2 | 48 | 1 | 161.5568 | 69.39% | 29.65% | 0.9602% | 0.67733 | 0 | 0 | 0.67733 | 0 | 0.58796 | 0.10156 | 5.7891 | 0.58796 | 0.10156 | 5.7891 | 0.68733 | 0.11873 | 5.7891 | 0.4192% | 0.53527 | 0.53204 | 301.8227 | 28.024 | 73.3421 | 200.4565 | 302.3842 | 0 | 0 | 302.3842 | 0.0001422%
2028 | 441 | 441-27R | Tier-3 | Tier-3---9 | 5--4 | 133 | 4 | 878.0372 | 89.43% | 10.14% | 0.4287% | 6.8486 | 0 | 0 | 6.8486 | 0 | 5.945 | 0.40625 | 14.6337 | 5.945 | 0.40625 | 14.6337 | 6.9498 | 0.47492 | 14.6337 | 0.78% | 0.55752 | 0.55266 | 1574.8947 | 207.3126 | 146.5629 | 1221.0192 | 1576.3594 | 0 | 0 | 1576.3594 | 0.001438%
2028 | 441 | 441-30R | Tier-3 | Tier-3---9 | 5--4 | 101 | 16 | 950.7549 | 92.15% | 7.507% | 0.3471% | 40.2477 | 0 | 0 | 40.2477 | 0 | 34.9376 | 1.625 | 21.4999 | 34.9376 | 1.625 | 21.4999 | 40.8425 | 1.8997 | 21.4999 | 4.233% | 0.55519 | 0.52969 | 1712.4757 | 231.3815 | 120.1168 | 1360.9775 | 1718.9522 | 0 | 0 | 1718.9522 | 0.008448%
2028 | 442 | 442-16R | Tier-3 | Tier-3---14 | 5--3 | 201 | 10 | 453.4046 | 84.5% | 14% | 1.497% | 5.5276 | 0 | 0 | 5.5276 | 0 | 4.7983 | 1.0156 | 4.7245 | 4.7983 | 1.0156 | 4.7245 | 5.6093 | 1.1873 | 4.7245 | 1.219% | 0.45792 | 0.45131 | 990.1415 | 105.6368 | 130.7729 | 753.7318 | 992.3884 | 0 | 0 | 992.3884 | 0.00116%
2028 | 442 | 442-509R | Tier-3 | Tier-3---15 | 5--3 | 145 | 3 | 278.3023 | 54.83% | 44.11% | 1.062% | 0.91548 | 0 | 0 | 0.91548 | 0 | 0.7947 | 0.30469 | 2.6082 | 0.7947 | 0.30469 | 2.6082 | 0.92901 | 0.35619 | 2.6082 | 0.329% | 0.36954 | 0.36733 | 753.0994 | 59.1542 | 305.0958 | 388.8494 | 755.153 | 0 | 0 | 755.153 | 0.0001922%
2028 | 442 | 442-525 | Tier-3 | Tier-3---18 | 5--2 | 144 | 4 | 299.6774 | 27.82% | 71.36% | 0.8189% | 0.67158 | 0 | 0 | 0.67158 | 0 | 0.58298 | 0.40625 | 1.435 | 0.58298 | 0.40625 | 1.435 | 0.68151 | 0.47492 | 1.435 | 0.2241% | 0.36155 | 0.35864 | 828.8663 | 34.3592 | 535.1133 | 259.3938 | 833.7249 | 0 | 0 | 833.7249 | 0.000141%
2028 | 442 | 442-728R | Tier-3 | Tier-3---5 | 5--5 | 763 | 12 | 2907.2477 | 55.16% | 44.36% | 0.4825% | 7.3142 | 0 | 0 | 7.3142 | 0 | 6.3492 | 1.2188 | 5.2095 | 6.3492 | 1.2188 | 5.2095 | 7.4223 | 1.4247 | 5.2095 | 0.2516% | 0.35802 | 0.35639 | 8120.3954 | 853.7381 | 3313.1015 | 3953.5558 | 8137.0784 | 0 | 0 | 8137.0784 | 0.001535%
2028 | 442 | 442-758F | Tier-3 | Tier-3---18 | 5--2 | 25 | 1 | 96.5341 | 94% | 5.101% | 0.8948% | 1.0527 | 0 | 0 | 1.0527 | 0 | 0.91377 | 0.10156 | 8.997 | 0.91377 | 0.10156 | 8.997 | 1.0682 | 0.11873 | 8.997 | 1.09% | 0.35119 | 0.34711 | 274.8807 | 37.0629 | 13.3172 | 224.5005 | 275.0741 | 0 | 0 | 275.0741 | 0.000221%
2028 | 442 | 442-764R | Tier-3 | Tier-3---18 | 5--2 | 74 | 1 | 133.0317 | 69.69% | 29.04% | 1.271% | 0.3633 | 0 | 0 | 0.3633 | 0 | 0.31537 | 0.10156 | 3.1051 | 0.31537 | 0.10156 | 3.1051 | 0.36867 | 0.11873 | 3.1051 | 0.2731% | 0.35448 | 0.35309 | 375.2846 | 31.8241 | 102.8444 | 240.6162 | 375.7322 | 0 | 0 | 375.7322 | 7.626e-05%
2028 | 444 | 444-15R | Tier-2 | Tier-2---13 | 5--3 | 122 | 2 | 151.5646 | 92.72% | 4.981% | 2.303% | 0.66807 | 0 | 0 | 0.66807 | 0 | 0.57993 | 0.20313 | 2.855 | 0.57993 | 0.20313 | 2.855 | 0.67794 | 0.23746 | 2.855 | 0.4408% | 0.14886 | 0.14815 | 1018.1622 | 115.1146 | 67.1446 | 835.903 | 1018.5164 | 0 | 0 | 1018.5164 | 0.0001402%
2028 | 444 | 444-43R | Tier-2 | Tier-2---5 | 5--5 | 403 | 12 | 962.2981 | 91.92% | 6.922% | 1.16% | 7.6381 | 0 | 0 | 7.6381 | 0 | 6.6304 | 1.2188 | 5.4403 | 6.6304 | 1.2188 | 5.4403 | 7.751 | 1.4247 | 5.4403 | 0.7937% | 0.2124 | 0.21057 | 4530.5338 | 537.4714 | 429.3017 | 3563.7607 | 4533.7229 | 0 | 0 | 4533.7229 | 0.001603%
2028 | 444 | 444-9R | Tier-2 | Tier-2---11 | 5--3 | 465 | 35 | 323.6995 | 49.46% | 48.19% | 2.343% | 3.4949 | 0 | 0 | 3.4949 | 0 | 3.0338 | 3.5547 | 0.85347 | 3.0338 | 3.5547 | 0.85347 | 3.5466 | 4.1555 | 0.85347 | 1.08% | 0.1488 | 0.14555 | 2175.4322 | 138.2481 | 1034.3801 | 1002.804 | 2199.9651 | 0 | 0 | 2199.9651 | 0.0007336%
2028 | 445 | 445-1311R | Tier-3 | Tier-3---5 | 5--5 | 337 | 22 | 2047.0117 | 76.8% | 22.84% | 0.359% | 29.7626 | 0 | 0 | 29.7626 | 0 | 25.8359 | 2.2344 | 11.5628 | 25.8359 | 2.2344 | 11.5628 | 30.2024 | 2.612 | 11.5628 | 1.454% | 0.53792 | 0.52774 | 3805.4061 | 462.3517 | 801.0027 | 2542.0517 | 3822.4429 | 0 | 0 | 3822.4429 | 0.006247%
2028 | 445 | 445-1325F | Tier-2 | Tier-2---2 | 5--4 | 220 | 23 | 1447.5424 | 80.92% | 18.64% | 0.4376% | 35.5146 | 0 | 0 | 35.5146 | 0 | 30.829 | 2.336 | 13.1976 | 30.829 | 2.336 | 13.1976 | 36.0395 | 2.7308 | 13.1976 | 2.453% | 0.57356 | 0.55617 | 2523.7784 | 315.2588 | 429.2208 | 1779.2988 | 2538.8317 | 0 | 0 | 2538.8317 | 0.007455%
2028 | 445 | 445-17R | Tier-2 | Tier-2---8 | 5--3 | 97 | 16 | 440.7591 | 59.87% | 39.69% | 0.4369% | 12.6231 | 0 | 0 | 12.6231 | 0 | 10.9577 | 1.625 | 6.7431 | 10.9577 | 1.625 | 6.7431 | 12.8097 | 1.8997 | 6.7431 | 2.864% | 0.53426 | 0.50871 | 824.9822 | 74.1046 | 294.4492 | 456.4284 | 841.6137 | 0 | 0 | 841.6137 | 0.00265%
2028 | 445 | 445-18R | Tier-2 | Tier-2---2 | 5--5 | 526 | 117 | 2423.1968 | 81.52% | 17.92% | 0.5628% | 127.4235 | 0 | 0 | 127.4235 | 0 | 110.6119 | 11.8829 | 9.3085 | 110.6119 | 11.8829 | 9.3085 | 129.3066 | 13.8913 | 9.3085 | 5.258% | 0.6048 | 0.56578 | 4006.6402 | 487.3751 | 662.1707 | 2857.0944 | 4057.696 | 0 | 0 | 4057.696 | 0.02675%
2028 | 445 | 445-19R | Tier-2 | Tier-2---8 | 5--3 | 238 | 5 | 654.5269 | 59.7% | 39.33% | 0.9775% | 2.3805 | 0 | 0 | 2.3805 | 0 | 2.0664 | 0.50782 | 4.0692 | 2.0664 | 0.50782 | 4.0692 | 2.4156 | 0.59365 | 4.0692 | 0.3637% | 0.56527 | 0.56183 | 1157.9013 | 92.6902 | 418.9958 | 646.2153 | 1160.762 | 0 | 0 | 1160.762 | 0.0004997%
2028 | 445 | 445-39R | Tier-2 | Tier-2---5 | 5--4 | 246 | 8 | 1104.2716 | 59.42% | 40.16% | 0.4235% | 6.1882 | 0 | 0 | 6.1882 | 0 | 5.3718 | 0.81251 | 6.6114 | 5.3718 | 0.81251 | 6.6114 | 6.2797 | 0.94983 | 6.6114 | 0.5604% | 0.48997 | 0.48535 | 2253.7709 | 194.1003 | 866.8973 | 1192.7734 | 2262.4782 | 0 | 0 | 2262.4782 | 0.001299%
2028 | 445 | 445-894R | Tier-2 | Tier-2---5 | 5--4 | 587 | 7 | 1498.1966 | 65.73% | 33.21% | 1.065% | 3.4055 | 0 | 0 | 3.4055 | 0 | 2.9562 | 0.71095 | 4.1581 | 2.9562 | 0.71095 | 4.1581 | 3.4558 | 0.8311 | 4.1581 | 0.2273% | 0.63526 | 0.63306 | 2358.411 | 194.1011 | 729.7847 | 1434.5253 | 2361.216 | 0 | 0 | 2361.216 | 0.0007148%
2028 | 448 | 448-47R | Tier-3 | Tier-3---14 | 5--3 | 184 | 6 | 687.0853 | 69.92% | 29.31% | 0.7656% | 4.5432 | 0 | 0 | 4.5432 | 0 | 3.9438 | 0.60938 | 6.4718 | 3.9438 | 0.60938 | 6.4718 | 4.6103 | 0.71237 | 6.4718 | 0.6612% | 0.62882 | 0.62287 | 1092.6575 | 111.5426 | 295.153 | 685.9619 | 1095.795 | 0 | 0 | 1095.795 | 0.0009536%
2028 | 448 | 448-714R | Tier-3 | Tier-3---14 | 5--3 | 314 | 8 | 1225.9869 | 25.1% | 74.31% | 0.5831% | 2.2738 | 0 | 0 | 2.2738 | 0 | 1.9738 | 0.81251 | 2.4293 | 1.9738 | 0.81251 | 2.4293 | 2.3074 | 0.94983 | 2.4293 | 0.1855% | 0.46343 | 0.46 | 2645.4709 | 92.606 | 1775.6477 | 777.2172 | 2660.2195 | 0 | 0 | 2660.2195 | 0.0004773%
2028 | 448 | 448-724R | Tier-3 | Tier-3---18 | 5--2 | 202 | 10 | 255.0047 | 52.43% | 45.5% | 2.066% | 1.9195 | 0 | 0 | 1.9195 | 0 | 1.6663 | 1.0156 | 1.6406 | 1.6663 | 1.0156 | 1.6406 | 1.9479 | 1.1873 | 1.6406 | 0.7527% | 0.55035 | 0.54245 | 463.3505 | 25.9997 | 195.8184 | 241.5324 | 466.5608 | 0 | 0 | 466.5608 | 0.0004029%
2028 | 448 | 448-735R | Tier-3 | Tier-3---18 | 5--2 | 170 | 1 | 276.9497 | 53.49% | 44.76% | 1.748% | 0.2527 | 0 | 0 | 0.2527 | 0 | 0.21936 | 0.10156 | 2.1598 | 0.21936 | 0.10156 | 2.1598 | 0.25644 | 0.11873 | 2.1598 | 0.09124% | 0.54202 | 0.54109 | 510.9626 | 35.205 | 210.0136 | 265.744 | 511.3687 | 0 | 0 | 511.3687 | 5.304e-05%
2028 | 448 | 448-744R | Tier-3 | Tier-3---7 | 5--5 | 717 | 16 | 2370.1609 | 68.76% | 30.51% | 0.7221% | 10.5471 | 0 | 0 | 10.5471 | 0 | 9.1556 | 1.625 | 5.6342 | 9.1556 | 1.625 | 5.6342 | 10.703 | 1.8997 | 5.6342 | 0.445% | 0.49442 | 0.49122 | 4793.8402 | 492.7082 | 1356.6651 | 2944.4669 | 4803.5938 | 0 | 0 | 4803.5938 | 0.002214%
2028 | 448 | 448-9R | Tier-3 | Tier-3---9 | 5--4 | 413 | 6 | 1381.6742 | 73.74% | 25.5% | 0.7592% | 4.2925 | 0 | 0 | 4.2925 | 0 | 3.7261 | 0.60938 | 6.1146 | 3.7261 | 0.60938 | 6.1146 | 4.3559 | 0.71237 | 6.1146 | 0.3107% | 0.54394 | 0.54165 | 2540.1235 | 273.4783 | 621.4078 | 1645.2374 | 2542.9456 | 0 | 0 | 2542.9456 | 0.000901%
2028 | 449 | 449-13R | Tier-3 | Tier-3---7 | 5--5 | 557 | 51 | 1663.2464 | 62.39% | 36.97% | 0.6428% | 27.5544 | 0 | 0 | 27.5544 | 0 | 23.919 | 5.1797 | 4.6178 | 23.919 | 5.1797 | 4.6178 | 27.9616 | 6.0552 | 4.6178 | 1.657% | 0.28234 | 0.27484 | 5890.9135 | 610.6402 | 2022.1047 | 3258.1686 | 5951.3467 | 0 | 0 | 5951.3467 | 0.005784%
2028 | 449 | 449-16R | Tier-3 | Tier-3---15 | 5--4 | 72 | 5 | 266.6482 | 83.41% | 16.04% | 0.5501% | 4.4789 | 0 | 0 | 4.4789 | 0 | 3.8879 | 0.50782 | 7.6562 | 3.8879 | 0.50782 | 7.6562 | 4.5451 | 0.59365 | 7.6562 | 1.68% | 0.23738 | 0.2326 | 1123.2928 | 151.839 | 170.3603 | 801.0935 | 1127.124 | 0 | 0 | 1127.124 | 0.0009401%
2028 | 449 | 449-683 | Tier-3 | Tier-3---18 | 5--3 | 26 | 6 | 130.3299 | 84.46% | 14.85% | 0.6893% | 7.3671 | 0 | 0 | 7.3671 | 0 | 6.3951 | 0.60938 | 10.4944 | 6.3951 | 0.60938 | 10.4944 | 7.4759 | 0.71237 | 10.4944 | 5.653% | 0.34581 | 0.32267 | 376.8856 | 45.4714 | 46.4516 | 284.9627 | 381.0851 | 0 | 0 | 381.0851 | 0.001546%
2028 | 449 | 449-693R | Tier-3 | Tier-3---9 | 5--5 | 165 | 11 | 869.7515 | 92.74% | 6.815% | 0.4405% | 15.5951 | 0 | 0 | 15.5951 | 0 | 13.5376 | 1.1172 | 12.1174 | 13.5376 | 1.1172 | 12.1174 | 15.8256 | 1.306 | 12.1174 | 1.793% | 0.26107 | 0.25602 | 3331.4725 | 480.9166 | 218.7859 | 2631.7699 | 3336.2379 | 0 | 0 | 3336.2379 | 0.003273%
2028 | 449 | 449-6R | Tier-3 | Tier-3---14 | 5--4 | 161 | 7 | 487.7509 | 79.3% | 20.07% | 0.6273% | 4.877 | 0 | 0 | 4.877 | 0 | 4.2336 | 0.71095 | 5.9548 | 4.2336 | 0.71095 | 5.9548 | 4.9491 | 0.8311 | 5.9548 | 0.9999% | 0.24779 | 0.24466 | 1968.4202 | 236.5464 | 397.0448 | 1334.829 | 1973.6229 | 0 | 0 | 1973.6229 | 0.001024%
2028 | 450 | 450-1850 | Tier-2 | Tier-2---13 | 4--3 | 18 | 1 | 42.3233 | 80.24% | 18.63% | 1.138% | 0.54711 | 0 | 0 | 0.54711 | 0 | 0.47493 | 0.10156 | 4.6762 | 0.47493 | 0.10156 | 4.6762 | 0.5552 | 0.11873 | 4.6762 | 1.293% | 0.073712 | 0.072525 | 574.1677 | 75.9334 | 104.2813 | 393.953 | 576.0258 | 0 | 0 | 576.0258 | 0.0001148%
2028 | 450 | 450-1851F | Tier-2 | Tier-2---3 | 5--5 | 209 | 23 | 915.4961 | 93.2% | 6.334% | 0.4614% | 27.2315 | 0 | 0 | 27.2315 | 0 | 23.6387 | 2.336 | 10.1195 | 23.6387 | 2.336 | 10.1195 | 27.634 | 2.7308 | 10.1195 | 2.975% | 0.099477 | 0.096302 | 9203.0933 | 2582.2914 | 565.9601 | 6054.8418 | 9223.7107 | 0 | 0 | 9223.7107 | 0.005716%
2028 | 450 | 450-1853F | Tier-2 | Tier-2---10 | 4--4 | 44 | 13 | 133.4424 | 58.04% | 41.41% | 0.5447% | 6.6363 | 0 | 0 | 6.6363 | 0 | 5.7607 | 1.3203 | 4.3631 | 5.7607 | 1.3203 | 4.3631 | 6.7344 | 1.5435 | 4.3631 | 4.973% | 0.075291 | 0.06884 | 1772.351 | 169.5911 | 681.6123 | 921.1476 | 1842.0385 | 0 | 0 | 1842.0385 | 0.001393%
2028 | 450 | 450-1854 | Tier-2 | Tier-2---9 | 4--4 | 70 | 12 | 167.8113 | 68.69% | 30.5% | 0.8174% | 5.7303 | 0 | 0 | 5.7303 | 0 | 4.9743 | 1.2188 | 4.0814 | 4.9743 | 1.2188 | 4.0814 | 5.815 | 1.4247 | 4.0814 | 3.415% | 0.079085 | 0.075153 | 2121.91 | 277.0369 | 611.709 | 1233.1641 | 2156.6694 | 0 | 0 | 2156.6694 | 0.001203%
2028 | 452 | 452-1404F | Tier-2 | Tier-2---12 | 1--5 | 20 | 2 | 78.1615 | 99.25% | 0% | 0.7504% | 2.2497 | 0 | 0 | 2.2497 | 0 | 1.9529 | 0.20313 | 9.614 | 1.9529 | 0.20313 | 9.614 | 2.2829 | 0.23746 | 9.614 | 2.878% | 0.0036434 | 0.0035377 | 21452.8882 | 5121.8123 | 152.3056 | 16178.7703 | 21457.6961 | 0 | 0 | 21457.6961 | 0.0004722%
2028 | 452 | 452-38AE | Tier-2 | Tier-2---4 | 2--5 | 71 | 3 | 306.0513 | 99.41% | 0% | 0.595% | 3.7279 | 0 | 0 | 3.7279 | 0 | 3.2361 | 0.30469 | 10.6208 | 3.2361 | 0.30469 | 10.6208 | 3.783 | 0.35619 | 10.6208 | 1.218% | 0.011395 | 0.011256 | 26857.9154 | 5689.4503 | 153.4079 | 21015.0572 | 26859.8978 | 0 | 0 | 26859.8978 | 0.0007825%
2028 | 454 | 454-48F | Tier-2 | Tier-2---4 | 4--5 | 53 | 15 | 395.265 | 97.43% | 2.166% | 0.3994% | 31.6091 | 0 | 0 | 31.6091 | 0 | 27.4388 | 1.5235 | 18.0109 | 27.4388 | 1.5235 | 18.0109 | 32.0763 | 1.7809 | 18.0109 | 7.997% | 0.085487 | 0.07847 | 4623.6959 | 1485.502 | 103.1361 | 3035.0579 | 4634.3039 | 0 | 0 | 4634.3039 | 0.006635%
2028 | 463 | 463-1229 | Tier-2 | Tier-2---9 | 5--4 | 231 | 7 | 220.9596 | 94% | 3.511% | 2.487% | 1.8253 | 0 | 0 | 1.8253 | 0 | 1.5845 | 0.71095 | 2.2287 | 1.5845 | 0.71095 | 2.2287 | 1.8523 | 0.8311 | 2.2287 | 0.8261% | 0.096723 | 0.095873 | 2284.4628 | 504.7537 | 115.6932 | 1664.0158 | 2285.6775 | 0 | 0 | 2285.6775 | 0.0003831%
2028 | 470 | 470-40AE | Tier-2 | Tier-2---4 | 4--5 | 142 | 12 | 675.3424 | 87.26% | 12.19% | 0.553% | 14.4417 | 0 | 0 | 14.4417 | 0 | 12.5363 | 1.2188 | 10.2861 | 12.5363 | 1.2188 | 10.2861 | 14.6551 | 1.4247 | 10.2861 | 2.138% | 0.091034 | 0.088803 | 7418.573 | 1155.6027 | 850.5498 | 5412.4205 | 7442.3216 | 0 | 0 | 7442.3216 | 0.003031%
2028 | 470 | 470-47R | Tier-3 | Tier-3---2 | 5--5 | 534 | 17 | 2012.6027 | 94.87% | 4.37% | 0.7559% | 17.6284 | 0 | 0 | 17.6284 | 0 | 15.3026 | 1.7266 | 8.8629 | 15.3026 | 1.7266 | 8.8629 | 17.8889 | 2.0184 | 8.8629 | 0.8759% | 0.16225 | 0.16076 | 12404.0406 | 2097.9829 | 564.7309 | 9741.3268 | 12409.965 | 0 | 0 | 12409.965 | 0.0037%
2028 | 471 | 471-36F | Tier-2 | Tier-2---4 | 4--5 | 128 | 1 | 570.7201 | 63.27% | 36.3% | 0.4365% | 0.81807 | 0 | 0 | 0.81807 | 0 | 0.71014 | 0.10156 | 6.992 | 0.71014 | 0.10156 | 6.992 | 0.83016 | 0.11873 | 6.992 | 0.1433% | 0.093079 | 0.092868 | 6131.5794 | 664.7661 | 2054.2802 | 3412.5332 | 6136.6939 | 0 | 0 | 6136.6939 | 0.0001717%
2028 | 492 | 492-1090F | Tier-1 | Non-HFTD---8 | 3--2 | 134 | 2 | 33.4788 | 3.477% | 89.48% | 7.046% | 0.0050388 | 0 | 0 | 0.0050388 | 0 | 0.004374 | 0.20313 | 0.021533 | 0.004374 | 0.20313 | 0.021533 | 0.0051133 | 0.23746 | 0.021533 | 0.01505% | 0.023375 | 0.023274 | 1432.2374 | 4.4641 | 1280.0219 | 147.7514 | 1438.247 | 0 | 0 | 1438.247 | 1.058e-06%
2028 | 492 | 492-14R | Tier-1 | Non-HFTD---2 | 4--3 | 453 | 3 | 210.2908 | 2.625% | 94.06% | 3.313% | 0.0106 | 0 | 0 | 0.0106 | 0 | 0.0092012 | 0.30469 | 0.030198 | 0.0092012 | 0.30469 | 0.030198 | 0.010756 | 0.35619 | 0.030198 | 0.00504% | 0.045206 | 0.04512 | 4651.7925 | 14.6198 | 4204.3265 | 432.8462 | 4660.5087 | 0 | 0 | 4660.5087 | 2.225e-06%
2028 | 501 | 501-786 | Tier-2 | Tier-2---14 | 2--5 | 23 | 1 | 41.2155 | 98.22% | 0% | 1.777% | 0.51044 | 0 | 0 | 0.51044 | 0 | 0.44309 | 0.10156 | 4.3627 | 0.44309 | 0.10156 | 4.3627 | 0.51798 | 0.11873 | 4.3627 | 1.238% | 0.0050324 | 0.0049689 | 8190.019 | 1322.239 | 139.0981 | 6728.6818 | 8191.8776 | 0 | 0 | 8191.8776 | 0.0001071%
2028 | 520 | 520-1045R | Tier-2 | Tier-2---5 | 5--4 | 180 | 12 | 596.734 | 87.03% | 12.08% | 0.8955% | 10.0404 | 0 | 0 | 10.0404 | 0 | 8.7157 | 1.2188 | 7.1513 | 8.7157 | 1.2188 | 7.1513 | 10.1887 | 1.4247 | 7.1513 | 1.683% | 0.26824 | 0.26305 | 2224.662 | 286.7109 | 250.5356 | 1687.4154 | 2230.351 | 0 | 0 | 2230.351 | 0.002107%
2028 | 520 | 520-10R | Tier-2 | Tier-2---7 | 4--5 | 155 | 13 | 296.4545 | 90.13% | 8.578% | 1.296% | 6.4986 | 0 | 0 | 6.4986 | 0 | 5.6412 | 1.3203 | 4.2726 | 5.6412 | 1.3203 | 4.2726 | 6.5946 | 1.5435 | 4.2726 | 2.192% | 0.046043 | 0.044924 | 6438.5886 | 1240.5174 | 702.7495 | 4495.3216 | 6454.4367 | 0 | 0 | 6454.4367 | 0.001364%
2028 | 520 | 520-1489R | Tier-2 | Tier-2---8 | 5--5 | 408 | 19 | 662.1633 | 87.36% | 10.91% | 1.733% | 7.8121 | 0 | 0 | 7.8121 | 0 | 6.7814 | 1.9297 | 3.5142 | 6.7814 | 1.9297 | 3.5142 | 7.9275 | 2.2559 | 3.5142 | 1.18% | 0.13822 | 0.13635 | 4790.7448 | 574.961 | 546.3603 | 3669.4236 | 4799.035 | 0 | 0 | 4799.035 | 0.00164%
2028 | 520 | 520-1509R | Tier-2 | Tier-2---5 | 5--4 | 401 | 51 | 868.9578 | 72.04% | 26.87% | 1.095% | 23.087 | 0 | 0 | 23.087 | 0 | 20.041 | 5.1797 | 3.8691 | 20.041 | 5.1797 | 3.8691 | 23.4282 | 6.0552 | 3.8691 | 2.657% | 0.28561 | 0.27507 | 3042.4946 | 331.9166 | 761.5633 | 1949.0147 | 3075.0773 | 0 | 0 | 3075.0773 | 0.004846%
2028 | 520 | 520-1525R | Tier-2 | Tier-2---8 | 5--5 | 145 | 7 | 360.0635 | 92.4% | 6.369% | 1.229% | 4.6579 | 0 | 0 | 4.6579 | 0 | 4.0434 | 0.71095 | 5.6873 | 4.0434 | 0.71095 | 5.6873 | 4.7267 | 0.8311 | 5.6873 | 1.294% | 0.099044 | 0.097657 | 3635.4035 | 686.7062 | 313.6705 | 2635.0268 | 3639.3252 | 0 | 0 | 3639.3252 | 0.0009777%
2028 | 520 | 520-1527R | Tier-3 | Tier-3---7 | 5--5 | 249 | 10 | 1151.6571 | 81.16% | 18.23% | 0.6117% | 10.8853 | 0 | 0 | 10.8853 | 0 | 9.4492 | 1.0156 | 9.3037 | 9.4492 | 1.0156 | 9.3037 | 11.0462 | 1.1873 | 9.3037 | 0.9452% | 0.27105 | 0.26789 | 4248.9299 | 642.1047 | 732.0594 | 2874.7658 | 4258.3649 | 0 | 0 | 4258.3649 | 0.002285%
2028 | 520 | 520-1902R | Tier-2 | Tier-2---9 | 4--4 | 408 | 16 | 295.4783 | 43.89% | 53.74% | 2.376% | 1.4748 | 0 | 0 | 1.4748 | 0 | 1.2802 | 1.625 | 0.78781 | 1.2802 | 1.625 | 0.78781 | 1.4966 | 1.8997 | 0.78781 | 0.4991% | 0.058932 | 0.058262 | 5013.9026 | 463.7784 | 2584.0113 | 1966.1129 | 5046.2663 | 0 | 0 | 5046.2663 | 0.0003096%
2028 | 520 | 520-1904 | Tier-3 | Tier-3---13 | 4--5 | 276 | 25 | 381.2363 | 81.21% | 17.45% | 1.344% | 8.1324 | 0 | 0 | 8.1324 | 0 | 7.0594 | 2.5391 | 2.7803 | 7.0594 | 2.5391 | 2.7803 | 8.2526 | 2.9682 | 2.7803 | 2.133% | 0.05278 | 0.051393 | 7223.1755 | 1024.2251 | 1263.1331 | 4935.8173 | 7259.7948 | 0 | 0 | 7259.7948 | 0.001707%
2028 | 520 | 520-22R | Tier-2 | Tier-2---14 | 4--4 | 113 | 11 | 116.9083 | 45.37% | 53.02% | 1.617% | 1.4973 | 0 | 0 | 1.4973 | 0 | 1.2997 | 1.1172 | 1.1634 | 1.2997 | 1.1172 | 1.1634 | 1.5194 | 1.306 | 1.1634 | 1.281% | 0.036011 | 0.034994 | 3246.4956 | 310.4275 | 1853.8749 | 1082.1932 | 3298.0201 | 0 | 0 | 3298.0201 | 0.0003143%
2028 | 520 | 520-35R | Tier-3 | Tier-3---9 | 5--5 | 306 | 2 | 985.3264 | 82.6% | 16.44% | 0.9544% | 1.5427 | 0 | 0 | 1.5427 | 0 | 1.3392 | 0.20313 | 6.5929 | 1.3392 | 0.20313 | 6.5929 | 1.5655 | 0.23746 | 6.5929 | 0.1566% | 0.28544 | 0.2849 | 3451.9467 | 462.7417 | 537.5528 | 2451.6522 | 3453.087 | 0 | 0 | 3453.087 | 0.0003238%
2028 | 520 | 520-45 | Tier-2 | Tier-2---8 | 5--5 | 219 | 5 | 455.0819 | 89.33% | 9.369% | 1.306% | 2.6915 | 0 | 0 | 2.6915 | 0 | 2.3364 | 0.50782 | 4.6008 | 2.3364 | 0.50782 | 4.6008 | 2.7313 | 0.59365 | 4.6008 | 0.5914% | 0.10446 | 0.10377 | 4356.4514 | 530.4104 | 403.5927 | 3422.4483 | 4359.5508 | 0 | 0 | 4359.5508 | 0.0005649%
2028 | 521 | 521-14R | Tier-3 | Tier-3---5 | 5--5 | 315 | 23 | 1719.0003 | 78.65% | 20.86% | 0.4907% | 28.627 | 0 | 0 | 28.627 | 0 | 24.8501 | 2.336 | 10.6381 | 24.8501 | 2.336 | 10.6381 | 29.0501 | 2.7308 | 10.6381 | 1.665% | 0.27097 | 0.26523 | 6343.9843 | 812.9811 | 1238.2176 | 4292.7856 | 6373.288 | 0 | 0 | 6373.288 | 0.006009%
2028 | 521 | 521-1819R | Tier-2 | Tier-2---9 | 4--5 | 199 | 10 | 223.8855 | 62.17% | 36.25% | 1.574% | 2.0285 | 0 | 0 | 2.0285 | 0 | 1.7608 | 1.0156 | 1.7337 | 1.7608 | 1.0156 | 1.7337 | 2.0584 | 1.1873 | 1.7337 | 0.906% | 0.043667 | 0.04303 | 5127.1322 | 737.124 | 1856.4943 | 2533.514 | 5155.8141 | 0 | 0 | 5155.8141 | 0.0004258%
2028 | 521 | 521-1856R | Tier-3 | Tier-3---6 | 5--5 | 335 | 15 | 1212.5663 | 84.9% | 14.39% | 0.7143% | 13.3677 | 0 | 0 | 13.3677 | 0 | 11.6041 | 1.5235 | 7.6169 | 11.6041 | 1.5235 | 7.6169 | 13.5653 | 1.7809 | 7.6169 | 1.102% | 0.15411 | 0.15211 | 7868.3195 | 1087.4875 | 1070.4078 | 5710.4242 | 7883.9502 | 0 | 0 | 7883.9502 | 0.002806%
2028 | 521 | 521-18R | Tier-3 | Tier-3---6 | 4--5 | 307 | 19 | 1129.9866 | 95.19% | 4.09% | 0.7206% | 19.3053 | 0 | 0 | 19.3053 | 0 | 16.7582 | 1.9297 | 8.6843 | 16.7582 | 1.9297 | 8.6843 | 19.5906 | 2.2559 | 8.6843 | 1.708% | 0.071321 | 0.070041 | 15843.6289 | 2470.7432 | 733.9331 | 12638.9526 | 15857.5577 | 0 | 0 | 15857.5577 | 0.004052%
2028 | 521 | 521-27R | Tier-2 | Tier-2---3 | 4--5 | 358 | 24 | 810.4848 | 91.73% | 7.398% | 0.8745% | 14.4535 | 0 | 0 | 14.4535 | 0 | 12.5465 | 2.4375 | 5.1472 | 12.5465 | 2.4375 | 5.1472 | 14.667 | 2.8495 | 5.1472 | 1.783% | 0.063668 | 0.06243 | 12729.941 | 2154.4423 | 1058.961 | 9516.5377 | 12750.8198 | 0 | 0 | 12750.8198 | 0.003034%
2028 | 521 | 521-32R | Tier-3 | Tier-3---4 | 5--5 | 232 | 31 | 1448.9015 | 94.87% | 4.661% | 0.4687% | 53.2646 | 0 | 0 | 53.2646 | 0 | 46.2372 | 3.1485 | 14.6856 | 46.2372 | 3.1485 | 14.6856 | 54.0518 | 3.6806 | 14.6856 | 3.676% | 0.14844 | 0.14269 | 9761.0273 | 1631.7912 | 451.6127 | 7677.6235 | 9781.2138 | 0 | 0 | 9781.2138 | 0.01118%
2028 | 521 | 521-700R | Tier-2 | Tier-2---3 | 4--5 | 437 | 34 | 1225.9943 | 93.19% | 6.054% | 0.7541% | 25.7788 | 0 | 0 | 25.7788 | 0 | 22.3777 | 3.4532 | 6.4803 | 22.3777 | 3.4532 | 6.4803 | 26.1598 | 4.0368 | 6.4803 | 2.103% | 0.074421 | 0.072741 | 16473.8564 | 2889.9121 | 1156.3836 | 12427.5607 | 16499.7454 | 0 | 0 | 16499.7454 | 0.005411%
2028 | 522 | 522-34 | Tier-2 | Tier-2---16 | 4--3 | 64 | 6 | 77.0016 | 18.51% | 79.83% | 1.663% | 0.38742 | 0 | 0 | 0.38742 | 0 | 0.3363 | 0.60938 | 0.55188 | 0.3363 | 0.60938 | 0.55188 | 0.39314 | 0.71237 | 0.55188 | 0.5031% | 0.030009 | 0.029193 | 2565.9512 | 64.6552 | 2012.714 | 488.582 | 2624.3917 | 0 | 0 | 2624.3917 | 8.132e-05%
2028 | 522 | 522-36 | Tier-2 | Tier-2---16 | 4--3 | 93 | 12 | 95.5847 | 7.342% | 91.11% | 1.546% | 0.2626 | 0 | 0 | 0.2626 | 0 | 0.22795 | 1.2188 | 0.18704 | 0.22795 | 1.2188 | 0.18704 | 0.26648 | 1.4247 | 0.18704 | 0.2747% | 0.031092 | 0.029928 | 3074.2923 | 36.1538 | 2591.8703 | 446.2683 | 3185.0281 | 0 | 0 | 3185.0281 | 5.512e-05%
2028 | 522 | 522-38R | Tier-2 | Tier-2---6 | 4--5 | 606 | 50 | 1016.2869 | 80.7% | 18.11% | 1.19% | 19.6244 | 0 | 0 | 19.6244 | 0 | 17.0353 | 5.0782 | 3.3546 | 17.0353 | 5.0782 | 3.3546 | 19.9144 | 5.9365 | 3.3546 | 1.931% | 0.088602 | 0.086482 | 11470.2225 | 2251.3608 | 2088.2887 | 7130.573 | 11524.4845 | 0 | 0 | 11524.4845 | 0.004119%
2028 | 523 | 523-31AE | Tier-2 | Tier-2---14 | 4--4 | 199 | 6 | 275.1089 | 4.221% | 94.59% | 1.185% | 0.10152 | 0 | 0 | 0.10152 | 0 | 0.08813 | 0.60938 | 0.14462 | 0.08813 | 0.60938 | 0.14462 | 0.10302 | 0.71237 | 0.14462 | 0.0369% | 0.037419 | 0.037092 | 7352.039 | 68.2792 | 6334.1642 | 949.5956 | 7414.1531 | 0 | 0 | 7414.1531 | 2.131e-05%
2028 | 524 | 524-1782F | Tier-3 | Tier-3---10 | 4--5 | 231 | 27 | 681.1238 | 98.24% | 0.8976% | 0.8607% | 22.6815 | 0 | 0 | 22.6815 | 0 | 19.689 | 2.7422 | 7.18 | 19.689 | 2.7422 | 7.18 | 23.0167 | 3.2057 | 7.18 | 3.33% | 0.040404 | 0.039034 | 16857.9136 | 3235.0894 | 389.5202 | 13233.3041 | 16868.3133 | 0 | 0 | 16868.3133 | 0.004761%
2028 | 524 | 524-27R | Tier-3 | Tier-3---4 | 4--5 | 489 | 39 | 1282.5738 | 98.01% | 1.22% | 0.7702% | 29.0742 | 0 | 0 | 29.0742 | 0 | 25.2383 | 3.961 | 6.3717 | 25.2383 | 3.961 | 6.3717 | 29.5038 | 4.6304 | 6.3717 | 2.267% | 0.060207 | 0.058815 | 21302.6656 | 4149.5256 | 661.6102 | 16491.5299 | 21312.7019 | 0 | 0 | 21312.7019 | 0.006103%
2028 | 524 | 524-46R | Tier-3 | Tier-3---4 | 5--5 | 283 | 28 | 1602.1034 | 91.53% | 7.997% | 0.4775% | 42.073 | 0 | 0 | 42.073 | 0 | 36.5221 | 2.8438 | 12.8428 | 36.5221 | 2.8438 | 12.8428 | 42.6947 | 3.3244 | 12.8428 | 2.626% | 0.18916 | 0.18373 | 8469.7554 | 1511.9887 | 676.5843 | 6281.1824 | 8490.9578 | 0 | 0 | 8490.9578 | 0.008831%
2028 | 524 | 524-50R | Tier-3 | Tier-3---7 | 5--5 | 283 | 30 | 1190.6418 | 87% | 12.41% | 0.5904% | 31.8432 | 0 | 0 | 31.8432 | 0 | 27.642 | 3.0469 | 9.0721 | 27.642 | 3.0469 | 9.0721 | 32.3138 | 3.5619 | 9.0721 | 2.674% | 0.18313 | 0.1775 | 6501.4644 | 979.7439 | 766.6075 | 4755.113 | 6528.2783 | 0 | 0 | 6528.2783 | 0.006684%
2028 | 524 | 524-69R | Tier-3 | Tier-3---1 | 5--5 | 842 | 93 | 4619.0742 | 91.74% | 7.782% | 0.477% | 135.7339 | 0 | 0 | 135.7339 | 0 | 117.8258 | 9.4454 | 12.4744 | 117.8258 | 9.4454 | 12.4744 | 137.7397 | 11.0418 | 12.4744 | 2.939% | 0.27264 | 0.2639 | 16942.2754 | 2594.1012 | 1293.4919 | 13054.6823 | 16988.577 | 0 | 0 | 16988.577 | 0.02849%
2028 | 57 | 57-736 | Tier-1 | Non-HFTD---4 | 3--4 | 81 | 4 | 114.2507 | 0.4885% | 98.37% | 1.139% | 0.0079931 | 0 | 0 | 0.0079931 | 0 | 0.0069385 | 0.40625 | 0.017079 | 0.0069385 | 0.40625 | 0.017079 | 0.0081112 | 0.47492 | 0.017079 | 0.006996% | 0.015165 | 0.014948 | 7533.6404 | 8.4859 | 6834.2574 | 690.8971 | 7642.5624 | 0 | 0 | 7642.5624 | 1.678e-06%
2028 | 586 | 586-3 | Tier-1 | Non-HFTD---1 | 3--5 | 84 | 5 | 150.8025 | 59.51% | 38.73% | 1.761% | 1.5491 | 0 | 0 | 1.5491 | 0 | 1.3448 | 0.50782 | 2.6481 | 1.3448 | 0.50782 | 2.6481 | 1.572 | 0.59365 | 2.6481 | 1.027% | 0.028089 | 0.027604 | 5368.7385 | 601.6347 | 1884.8262 | 2882.2776 | 5406.9212 | 0 | 0 | 5406.9212 | 0.0003252%
2028 | 591 | 591-1594R | Tier-2 | Tier-2---12 | 4--4 | 92 | 2 | 96.6888 | 80.68% | 17.2% | 2.123% | 0.49179 | 0 | 0 | 0.49179 | 0 | 0.42691 | 0.20313 | 2.1017 | 0.42691 | 0.20313 | 2.1017 | 0.49906 | 0.23746 | 2.1017 | 0.5086% | 0.047196 | 0.046898 | 2048.6739 | 331.857 | 357.6365 | 1359.1804 | 2051.185 | 0 | 0 | 2051.185 | 0.0001032%
2028 | 594 | 594-1379F | Tier-2 | Tier-2---17 | 1--5 | 9 | 1 | 10.6264 | 97.33% | 0% | 2.675% | 0.33325 | 0 | 0 | 0.33325 | 0 | 0.28928 | 0.10156 | 2.8483 | 0.28928 | 0.10156 | 2.8483 | 0.33817 | 0.11873 | 2.8483 | 3.136% | 0.0021822 | 0.0021119 | 4869.5729 | 1396.0349 | 121.0441 | 3352.4938 | 4873.9098 | 0 | 0 | 4873.9098 | 6.995e-05%
2028 | 597 | 597-595 | Tier-2 | Tier-2---1 | 5--5 | 398 | 25 | 2598.8794 | 68.57% | 30.98% | 0.4453% | 32.4628 | 0 | 0 | 32.4628 | 0 | 28.1799 | 2.5391 | 11.0984 | 28.1799 | 2.5391 | 11.0984 | 32.9426 | 2.9682 | 11.0984 | 1.249% | 0.15307 | 0.15028 | 16978.8381 | 2723.3618 | 4869.9544 | 9385.5219 | 17077.8453 | 0 | 0 | 17077.8453 | 0.006814%
2028 | 599 | 599-19R | Tier-2 | Tier-2---1 | 5--5 | 753 | 69 | 2814.0812 | 94.6% | 4.701% | 0.7012% | 70.7407 | 0 | 0 | 70.7407 | 0 | 61.4075 | 7.0079 | 8.7626 | 61.4075 | 7.0079 | 8.7626 | 71.7861 | 8.1923 | 8.7626 | 2.514% | 0.15161 | 0.14758 | 18560.9002 | 2880.2053 | 906.7756 | 14773.9194 | 18588.2735 | 0 | 0 | 18588.2735 | 0.01485%
2028 | 66 | 66-1213R | Tier-1 | Non-HFTD---1 | 4--5 | 477 | 1 | 895.6301 | 87.07% | 11.59% | 1.338% | 0.47411 | 0 | 0 | 0.47411 | 0 | 0.41156 | 0.10156 | 4.0522 | 0.41156 | 0.10156 | 4.0522 | 0.48112 | 0.11873 | 4.0522 | 0.05294% | 0.075145 | 0.075099 | 11918.7237 | 1933.2238 | 1527.7262 | 8457.7737 | 11919.6611 | 0 | 0 | 11919.6611 | 9.952e-05%
2028 | 67 | 67-24R | Tier-3 | Tier-3---13 | 5--4 | 344 | 41 | 649.2908 | 74.83% | 23.84% | 1.334% | 16.7923 | 0 | 0 | 16.7923 | 0 | 14.5768 | 4.1641 | 3.5006 | 14.5768 | 4.1641 | 3.5006 | 17.0405 | 4.8679 | 3.5006 | 2.586% | 0.2194 | 0.21182 | 2959.3576 | 336.0702 | 674.1995 | 1949.088 | 2986.0301 | 0 | 0 | 2986.0301 | 0.003525%
2028 | 67 | 67-34R | Tier-3 | Tier-3---11 | 5--5 | 551 | 46 | 1084.2867 | 76.65% | 22.12% | 1.235% | 20.1206 | 0 | 0 | 20.1206 | 0 | 17.466 | 4.6719 | 3.7385 | 17.466 | 4.6719 | 3.7385 | 20.418 | 5.4615 | 3.7385 | 1.856% | 0.24743 | 0.24144 | 4382.1248 | 535.8218 | 956.7681 | 2889.5349 | 4407.5159 | 0 | 0 | 4407.5159 | 0.004223%
2028 | 67 | 67-37R | Tier-3 | Tier-3---17 | 5--3 | 190 | 19 | 226.6286 | 65.58% | 32.17% | 2.242% | 4.3103 | 0 | 0 | 4.3103 | 0 | 3.7417 | 1.9297 | 1.939 | 3.7417 | 1.9297 | 1.939 | 4.374 | 2.2559 | 1.939 | 1.902% | 0.20095 | 0.19512 | 1127.7881 | 99.8375 | 351.0117 | 676.9389 | 1139.3802 | 0 | 0 | 1139.3802 | 0.0009047%
2028 | 67 | 67-45R | Tier-3 | Tier-3---15 | 5--4 | 233 | 20 | 468.8847 | 75.51% | 23.11% | 1.372% | 8.8138 | 0 | 0 | 8.8138 | 0 | 7.6509 | 2.0313 | 3.7666 | 7.6509 | 2.0313 | 3.7666 | 8.944 | 2.3746 | 3.7666 | 1.88% | 0.20887 | 0.20367 | 2244.8167 | 264.9489 | 495.8782 | 1483.9896 | 2258.8491 | 0 | 0 | 2258.8491 | 0.00185%
2028 | 702 | 702-25 | Tier-1 | Non-HFTD---4 | 2--4 | 20 | 3 | 99.2191 | 14.64% | 84.88% | 0.4775% | 0.63186 | 0 | 0 | 0.63186 | 0 | 0.5485 | 0.30469 | 1.8002 | 0.5485 | 0.30469 | 1.8002 | 0.6412 | 0.35619 | 1.8002 | 0.6368% | 0.0085112 | 0.008141 | 11657.4786 | 48.5715 | 10557.6421 | 1051.265 | 12110.0258 | 0 | 0 | 12110.0258 | 0.0001326%
2028 | 702 | 702-27R | Tier-1 | Non-HFTD---3 | 4--3 | 513 | 4 | 114.6782 | 12.31% | 80.73% | 6.96% | 0.031922 | 0 | 0 | 0.031922 | 0 | 0.02771 | 0.40625 | 0.068208 | 0.02771 | 0.40625 | 0.068208 | 0.032393 | 0.47492 | 0.068208 | 0.02784% | 0.039338 | 0.039249 | 2915.2316 | 15.3466 | 2621.2248 | 278.6603 | 2921.0252 | 0 | 0 | 2921.0252 | 6.7e-06%
2028 | 702 | 702-30 | Tier-1 | Non-HFTD---3 | 4--3 | 328 | 1 | 53.814 | 40.73% | 49.22% | 10.06% | 0.019377 | 0 | 0 | 0.019377 | 0 | 0.016821 | 0.10156 | 0.16562 | 0.016821 | 0.10156 | 0.16562 | 0.019664 | 0.11873 | 0.16562 | 0.03601% | 0.033242 | 0.033213 | 1618.8568 | 145.6401 | 957.286 | 515.9307 | 1619.7059 | 0 | 0 | 1619.7059 | 4.067e-06%
2028 | 702 | 702-448F | Tier-1 | Non-HFTD---19 | 1--3 | 2 | 1 | 0.35824 | 90.03% | 0% | 9.967% | 0.046768 | 0 | 0 | 0.046768 | 0 | 0.040597 | 0.10156 | 0.39972 | 0.040597 | 0.10156 | 0.39972 | 0.047459 | 0.11873 | 0.39972 | 13.05% | 0.0001214 | 0.0001038 | 2950.9131 | 1.8209 | 2914.298 | 34.7941 | 3000.7911 | 0 | 0 | 3000.7911 | 9.817e-06%
2028 | 73 | 73-1130R | Tier-3 | Tier-3---9 | 5--5 | 310 | 14 | 971.12 | 83.08% | 16.23% | 0.6878% | 10.5664 | 0 | 0 | 10.5664 | 0 | 9.1723 | 1.4219 | 6.4508 | 9.1723 | 1.4219 | 6.4508 | 10.7225 | 1.6622 | 6.4508 | 1.088% | 0.2182 | 0.21534 | 4450.6448 | 608.0965 | 688.9858 | 3153.5625 | 4460.639 | 0 | 0 | 4460.639 | 0.002218%
2028 | 73 | 73-1163 | Tier-3 | Tier-3---4 | 5--5 | 326 | 3 | 1861.7789 | 88.41% | 11.22% | 0.3692% | 4.3927 | 0 | 0 | 4.3927 | 0 | 3.8132 | 0.30469 | 12.5149 | 3.8132 | 0.30469 | 12.5149 | 4.4577 | 0.35619 | 12.5149 | 0.2359% | 0.22506 | 0.22446 | 8272.2274 | 1229.0974 | 921.3142 | 6121.8157 | 8274.7927 | 0 | 0 | 8274.7927 | 0.000922%
2028 | 73 | 73-23R | Tier-3 | Tier-3---9 | 5--5 | 188 | 5 | 841.8786 | 89.4% | 10.02% | 0.5825% | 5.8046 | 0 | 0 | 5.8046 | 0 | 5.0388 | 0.50782 | 9.9224 | 5.0388 | 0.50782 | 9.9224 | 5.8904 | 0.59365 | 9.9224 | 0.6895% | 0.21349 | 0.21184 | 3943.3878 | 597.9657 | 380.5291 | 2964.893 | 3946.6383 | 0 | 0 | 3946.6383 | 0.001218%
2028 | 73 | 73-678R | Tier-3 | Tier-3---5 | 5--5 | 313 | 18 | 1587.7071 | 88.98% | 10.47% | 0.5476% | 23.5612 | 0 | 0 | 23.5612 | 0 | 20.4527 | 1.8281 | 11.1877 | 20.4527 | 1.8281 | 11.1877 | 23.9094 | 2.1371 | 11.1877 | 1.484% | 0.23776 | 0.23379 | 6677.7947 | 1003.2668 | 681.1886 | 4993.3394 | 6690.2736 | 0 | 0 | 6690.2736 | 0.004946%
2028 | 73 | 73-683R | Tier-3 | Tier-3---7 | 5--5 | 273 | 7 | 1378.6065 | 89.65% | 9.845% | 0.5099% | 9.1897 | 0 | 0 | 9.1897 | 0 | 7.9772 | 0.71095 | 11.2206 | 7.9772 | 0.71095 | 11.2206 | 9.3255 | 0.8311 | 11.2206 | 0.6666% | 0.22716 | 0.22547 | 6068.9321 | 866.1538 | 585.2944 | 4617.4838 | 6073.64 | 0 | 0 | 6073.64 | 0.001929%
2028 | 75 | 75-2259F | Tier-3 | Tier-3---12 | 3--5 | 140 | 8 | 362.3539 | 98.06% | 1.201% | 0.7355% | 5.8884 | 0 | 0 | 5.8884 | 0 | 5.1115 | 0.81251 | 6.291 | 5.1115 | 0.81251 | 6.291 | 5.9754 | 0.94983 | 6.291 | 1.625% | 0.020337 | 0.02 | 17817.1226 | 3618.9618 | 323.8838 | 13874.277 | 17822.9378 | 0 | 0 | 17822.9378 | 0.001236%
2028 | 75 | 75-32R | Tier-3 | Tier-3---13 | 3--5 | 84 | 13 | 196.1202 | 96.38% | 2.668% | 0.9512% | 8.4835 | 0 | 0 | 8.4835 | 0 | 7.3642 | 1.3203 | 5.5776 | 7.3642 | 1.3203 | 5.5776 | 8.6088 | 1.5435 | 5.5776 | 4.326% | 0.014781 | 0.014118 | 13268.2222 | 2437.4241 | 453.4454 | 10377.3526 | 13290.789 | 0 | 0 | 13290.789 | 0.001781%
2028 | 75 | 75-41 | Tier-3 | Tier-3---13 | 3--5 | 69 | 4 | 232.3508 | 98.84% | 0.3675% | 0.788% | 3.8611 | 0 | 0 | 3.8611 | 0 | 3.3516 | 0.40625 | 8.2501 | 3.3516 | 0.40625 | 8.2501 | 3.9181 | 0.47492 | 8.2501 | 1.662% | 0.0163 | 0.016026 | 14254.8272 | 3156.0323 | 229.2614 | 10869.5335 | 14257.6437 | 0 | 0 | 14257.6437 | 0.0008104%
2028 | 75 | 75-996R | Tier-2 | Tier-2---7 | 4--5 | 319 | 16 | 357.2986 | 95.33% | 2.61% | 2.061% | 4.9543 | 0 | 0 | 4.9543 | 0 | 4.3007 | 1.625 | 2.6465 | 4.3007 | 1.625 | 2.6465 | 5.0275 | 1.8997 | 2.6465 | 1.387% | 0.043997 | 0.043357 | 8120.9384 | 1655.5756 | 489.8744 | 5975.4884 | 8126.5377 | 0 | 0 | 8126.5377 | 0.00104%
2028 | 78 | 78-26R | Tier-3 | Tier-3---5 | 5--5 | 186 | 5 | 1506.352 | 86.4% | 13.31% | 0.287% | 10.1459 | 0 | 0 | 10.1459 | 0 | 8.8073 | 0.50782 | 17.3435 | 8.8073 | 0.50782 | 17.3435 | 10.2959 | 0.59365 | 17.3435 | 0.6735% | 0.34567 | 0.34298 | 4357.7168 | 613.0091 | 539.1725 | 3205.5352 | 4362.3735 | 0 | 0 | 4362.3735 | 0.00213%
2028 | 78 | 78-35R | Tier-3 | Tier-3---10 | 2--5 | 29 | 1 | 489.2316 | 99.8% | 0% | 0.2011% | 4.8825 | 0 | 0 | 4.8825 | 0 | 4.2383 | 0.10156 | 41.7306 | 4.2383 | 0.10156 | 41.7306 | 4.9546 | 0.11873 | 41.7306 | 0.998% | 0.008188 | 0.0081061 | 59749.8307 | 9713.1665 | 132.8814 | 49903.7828 | 59751.0445 | 0 | 0 | 59751.0445 | 0.001025%
2028 | 788 | 788-34R | Tier-2 | Tier-2---6 | 5--5 | 521 | 2 | 1602.6496 | 68.44% | 30.89% | 0.6716% | 1.221 | 0 | 0 | 1.221 | 0 | 1.0599 | 0.20313 | 5.2181 | 1.0599 | 0.20313 | 5.2181 | 1.2391 | 0.23746 | 5.2181 | 0.07619% | 0.12404 | 0.12391 | 12920.0508 | 2335.3392 | 3828.2096 | 6756.5021 | 12924.5954 | 0 | 0 | 12924.5954 | 0.0002563%
2028 | 791 | 791-419F | Tier-2 | Tier-2---5 | 5--5 | 141 | 4 | 638.6863 | 61.95% | 37.46% | 0.5934% | 3.2551 | 0 | 0 | 3.2551 | 0 | 2.8256 | 0.40625 | 6.9553 | 2.8256 | 0.40625 | 6.9553 | 3.3032 | 0.47492 | 6.9553 | 0.5097% | 0.11325 | 0.11232 | 5639.4744 | 649.4436 | 1934.52 | 3055.5108 | 5657.2749 | 0 | 0 | 5657.2749 | 0.0006832%
2028 | 79 | 79-658R | Tier-3 | Tier-3---5 | 5--5 | 198 | 3 | 1583.1515 | 94.39% | 5.201% | 0.4074% | 6.5662 | 0 | 0 | 6.5662 | 0 | 5.6999 | 0.30469 | 18.707 | 5.6999 | 0.30469 | 18.707 | 6.6632 | 0.35619 | 18.707 | 0.4148% | 0.46655 | 0.4645 | 3393.3013 | 536.1336 | 179.2959 | 2677.8718 | 3394.1411 | 0 | 0 | 3394.1411 | 0.001378%
2028 | 79 | 79-660R | Tier-3 | Tier-3---14 | 5--3 | 179 | 3 | 410.2866 | 87.38% | 11.28% | 1.342% | 1.7425 | 0 | 0 | 1.7425 | 0 | 1.5126 | 0.30469 | 4.9644 | 1.5126 | 0.30469 | 4.9644 | 1.7682 | 0.35619 | 4.9644 | 0.4247% | 0.45747 | 0.45525 | 896.8574 | 100.1714 | 108.3483 | 688.3376 | 897.4101 | 0 | 0 | 897.4101 | 0.0003658%
2028 | 79 | 79-668R | Tier-3 | Tier-3---15 | 5--3 | 309 | 3 | 744.6976 | 38.65% | 60.41% | 0.9336% | 0.81046 | 0 | 0 | 0.81046 | 0 | 0.70353 | 0.30469 | 2.309 | 0.70353 | 0.30469 | 2.309 | 0.82244 | 0.35619 | 2.309 | 0.1088% | 0.43999 | 0.43875 | 1692.5377 | 90.5162 | 925.3729 | 676.6485 | 1695.4693 | 0 | 0 | 1695.4693 | 0.0001701%
2028 | 79 | 79-676R | Tier-3 | Tier-3---5 | 5--5 | 138 | 4 | 1054.6802 | 84.57% | 15.17% | 0.2582% | 7.4974 | 0 | 0 | 7.4974 | 0 | 6.5082 | 0.40625 | 16.02 | 6.5082 | 0.40625 | 16.02 | 7.6082 | 0.47492 | 16.02 | 0.7109% | 0.38409 | 0.38086 | 2745.9122 | 408.062 | 399.7376 | 1938.1127 | 2749.5043 | 0 | 0 | 2749.5043 | 0.001574%
2028 | 79 | 79-679R | Tier-3 | Tier-3---3 | 5--5 | 192 | 14 | 1892.052 | 89.49% | 10.28% | 0.2308% | 35.8041 | 0 | 0 | 35.8041 | 0 | 31.0803 | 1.4219 | 21.8584 | 31.0803 | 1.4219 | 21.8584 | 36.3333 | 1.6622 | 21.8584 | 1.892% | 0.3939 | 0.38557 | 4803.3522 | 735.2081 | 460.7879 | 3607.3562 | 4814.2578 | 0 | 0 | 4814.2578 | 0.007515%
2028 | 79 | 79-685R | Tier-3 | Tier-3---14 | 5--4 | 74 | 2 | 400.4276 | 96.08% | 3.359% | 0.5615% | 3.0154 | 0 | 0 | 3.0154 | 0 | 2.6176 | 0.20313 | 12.8865 | 2.6176 | 0.20313 | 12.8865 | 3.06 | 0.23746 | 12.8865 | 0.7531% | 0.43155 | 0.42817 | 927.8849 | 128.9201 | 31.6542 | 767.3106 | 928.1723 | 0 | 0 | 928.1723 | 0.0006329%
2028 | 79 | 79-714R | Tier-3 | Tier-3---9 | 5--4 | 180 | 2 | 903.7514 | 77.92% | 21.67% | 0.4055% | 2.2692 | 0 | 0 | 2.2692 | 0 | 1.9698 | 0.20313 | 9.6973 | 1.9698 | 0.20313 | 9.6973 | 2.3027 | 0.23746 | 9.6973 | 0.2511% | 0.37772 | 0.3765 | 2392.6757 | 300.8376 | 478.1412 | 1613.6969 | 2394.3834 | 0 | 0 | 2394.3834 | 0.0004763%
2028 | 79 | 79-785 | Tier-3 | Tier-3---3 | 5--5 | 427 | 8 | 2480.4804 | 78.86% | 20.81% | 0.3308% | 10.6278 | 0 | 0 | 10.6278 | 0 | 9.2256 | 0.81251 | 11.3545 | 9.2256 | 0.81251 | 11.3545 | 10.7848 | 0.94983 | 11.3545 | 0.4285% | 0.38023 | 0.37816 | 6523.6349 | 955.6486 | 1258.2917 | 4309.6946 | 6531.1695 | 0 | 0 | 6531.1695 | 0.002231%
2028 | 79 | 79-808R | Tier-3 | Tier-3---3 | 5--5 | 218 | 26 | 2167.6529 | 93.07% | 6.627% | 0.3038% | 69.7768 | 0 | 0 | 69.7768 | 0 | 60.5708 | 2.6407 | 22.9378 | 60.5708 | 2.6407 | 22.9378 | 70.808 | 3.087 | 22.9378 | 3.219% | 0.44563 | 0.43022 | 4864.2458 | 733.0646 | 303.7151 | 3827.4661 | 4876.3237 | 0 | 0 | 4876.3237 | 0.01465%
2028 | 799 | 799-504R | Tier-2 | Tier-2---15 | 1--5 | 38 | 1 | 27.7948 | 96.8% | 0% | 3.201% | 0.20533 | 0 | 0 | 0.20533 | 0 | 0.17824 | 0.10156 | 1.7549 | 0.17824 | 0.10156 | 1.7549 | 0.20836 | 0.11873 | 1.7549 | 0.7387% | 0.0046964 | 0.0046606 | 5918.3199 | 1511.7003 | 676.4165 | 3730.2032 | 5919.7767 | 0 | 0 | 5919.7767 | 4.31e-05%
2028 | 835 | 835-10F | Tier-2 | Tier-2---19 | 1--4 | 13 | 2 | 3.5155 | 95.99% | 0% | 4.014% | 0.15055 | 0 | 0 | 0.15055 | 0 | 0.13069 | 0.20313 | 0.64338 | 0.13069 | 0.20313 | 0.64338 | 0.15278 | 0.23746 | 0.64338 | 4.282% | 0.0010446 | 0.00099799 | 3365.4208 | 527.6091 | 131.7666 | 2706.0451 | 3371.7289 | 0 | 0 | 3371.7289 | 3.16e-05%
2028 | 840 | 840-374 | Tier-2 | Tier-2---13 | 4--3 | 40 | 1 | 37.0531 | 79.48% | 17.21% | 3.315% | 0.21351 | 0 | 0 | 0.21351 | 0 | 0.18534 | 0.10156 | 1.8248 | 0.18534 | 0.10156 | 1.8248 | 0.21666 | 0.11873 | 1.8248 | 0.5762% | 0.064007 | 0.063543 | 578.893 | 75.1815 | 95.4784 | 408.233 | 579.7606 | 0 | 0 | 579.7606 | 4.482e-05%
2028 | 859 | 859-42R | Tier-2 | Tier-2---3 | 4--5 | 557 | 14 | 1138.7404 | 98.96% | 0% | 1.04% | 8.214 | 0 | 0 | 8.214 | 0 | 7.1303 | 1.4219 | 5.0147 | 7.1303 | 1.4219 | 5.0147 | 8.3354 | 1.6622 | 5.0147 | 0.7213% | 0.067132 | 0.066642 | 16962.7575 | 2757.3465 | 237.2903 | 13968.1207 | 16964.053 | 0 | 0 | 16964.053 | 0.001724%
2028 | 907 | 907-1475 | Tier-3 | Tier-3---21 | 3--1 | 4 | 1 | 4.1941 | 0% | 100% | 0% | 0 | 0 | 0 | 0 | 0 | 0 | 0.10156 | 0 | 0 | 0.10156 | 0 | 0 | 0.11873 | 0 | 0% | 0.017589 | 0.016314 | 238.4544 | 0.27979 | 194.8172 | 43.3575 | 257.0937 | 0 | 0 | 257.0937 | 0%
2028 | 907 | 907-1562AE | Tier-3 | Tier-3---6 | 4--5 | 162 | 15 | 858.7853 | 77.1% | 22.57% | 0.3293% | 17.7789 | 0 | 0 | 17.7789 | 0 | 15.4332 | 1.5235 | 10.1304 | 15.4332 | 1.5235 | 10.1304 | 18.0416 | 1.7809 | 10.1304 | 2.07% | 0.054867 | 0.053393 | 15652.2427 | 2298.9356 | 3240.4011 | 10112.906 | 15751.1522 | 0 | 0 | 15751.1522 | 0.003732%
2028 | 907 | 907-1702R | Tier-3 | Tier-3---6 | 4--5 | 148 | 15 | 840.6328 | 97.1% | 2.481% | 0.4145% | 23.9925 | 0 | 0 | 23.9925 | 0 | 20.827 | 1.5235 | 13.6709 | 20.827 | 1.5235 | 13.6709 | 24.347 | 1.7809 | 13.6709 | 2.854% | 0.061079 | 0.059283 | 13763.1312 | 2505.9528 | 366.7943 | 10890.3841 | 13775.1972 | 0 | 0 | 13775.1972 | 0.005036%
2028 | 907 | 907-1716R | Tier-3 | Tier-3---2 | 4--5 | 388 | 28 | 2427.1827 | 91.21% | 8.47% | 0.3199% | 46.3308 | 0 | 0 | 46.3308 | 0 | 40.2182 | 2.8438 | 14.1425 | 40.2182 | 2.8438 | 14.1425 | 47.0155 | 3.3244 | 14.1425 | 1.909% | 0.088049 | 0.086207 | 27566.2098 | 5467.7784 | 2289.9071 | 19808.5244 | 27618.0022 | 0 | 0 | 27618.0022 | 0.009725%
2028 | 908 | 908-1172R | Tier-2 | Tier-2---2 | 5--5 | 303 | 26 | 1737.7755 | 85.15% | 14.43% | 0.419% | 36.8234 | 0 | 0 | 36.8234 | 0 | 31.9651 | 2.6407 | 12.105 | 31.9651 | 2.6407 | 12.105 | 37.3676 | 3.087 | 12.105 | 2.119% | 0.20692 | 0.20177 | 8398.1993 | 1379.7509 | 1146.2529 | 5872.1954 | 8430.0185 | 0 | 0 | 8430.0185 | 0.007729%
2028 | 908 | 908-1236 | Tier-2 | Tier-2---2 | 5--5 | 166 | 17 | 1117.3056 | 87.67% | 11.99% | 0.3416% | 29.0917 | 0 | 0 | 29.0917 | 0 | 25.2535 | 1.7266 | 14.6263 | 25.2535 | 1.7266 | 14.6263 | 29.5217 | 2.0184 | 14.6263 | 2.604% | 0.1877 | 0.18213 | 5952.6009 | 1091.9072 | 667.6574 | 4193.0363 | 5975.0628 | 0 | 0 | 5975.0628 | 0.006106%
2028 | 908 | 908-1368R | Tier-2 | Tier-2---5 | 5--5 | 471 | 78 | 991.2216 | 79.39% | 19.4% | 1.209% | 37.7916 | 0 | 0 | 37.7916 | 0 | 32.8056 | 7.922 | 4.1411 | 32.8056 | 7.922 | 4.1411 | 38.3501 | 9.2609 | 4.1411 | 3.813% | 0.23644 | 0.22509 | 4192.2079 | 563.5001 | 776.6437 | 2852.0641 | 4235.801 | 0 | 0 | 4235.801 | 0.007932%
2028 | 908 | 908-1370R | Tier-2 | Tier-2---8 | 5--4 | 150 | 15 | 321.5186 | 63.48% | 35.24% | 1.285% | 5.9186 | 0 | 0 | 5.9186 | 0 | 5.1378 | 1.5235 | 3.3724 | 5.1378 | 1.5235 | 3.3724 | 6.0061 | 1.7809 | 3.3724 | 1.841% | 0.1878 | 0.18236 | 1711.9863 | 197.0075 | 569.379 | 945.5998 | 1730.6606 | 0 | 0 | 1730.6606 | 0.001242%
2028 | 908 | 908-1372R | Tier-2 | Tier-2---2 | 5--5 | 123 | 9 | 804.0275 | 84.01% | 15.68% | 0.3083% | 14.3327 | 0 | 0 | 14.3327 | 0 | 12.4417 | 0.91407 | 13.6113 | 12.4417 | 0.91407 | 13.6113 | 14.5445 | 1.0686 | 13.6113 | 1.783% | 0.17701 | 0.17325 | 4542.3486 | 816.5914 | 664.0711 | 3061.6861 | 4558.0969 | 0 | 0 | 4558.0969 | 0.003008%
2028 | 908 | 908-2038R | Tier-2 | Tier-2---1 | 5--5 | 547 | 24 | 3761.7346 | 88.11% | 11.56% | 0.3295% | 42.1729 | 0 | 0 | 42.1729 | 0 | 36.6088 | 2.4375 | 15.0188 | 36.6088 | 2.4375 | 15.0188 | 42.7961 | 2.8495 | 15.0188 | 1.121% | 0.23053 | 0.2276 | 16317.5676 | 2905.2613 | 1774.9087 | 11637.3976 | 16342.5731 | 0 | 0 | 16342.5731 | 0.008852%
2028 | 908 | 908-2040 | Tier-2 | Tier-2---5 | 5--5 | 162 | 8 | 697.2725 | 58.64% | 40.83% | 0.5327% | 5.8557 | 0 | 0 | 5.8557 | 0 | 5.0832 | 0.81251 | 6.2561 | 5.0832 | 0.81251 | 6.2561 | 5.9423 | 0.94983 | 6.2561 | 0.8398% | 0.17929 | 0.17673 | 3888.9985 | 484.676 | 1468.7466 | 1935.576 | 3912.3675 | 0 | 0 | 3912.3675 | 0.001229%
2028 | 908 | 908-2055F | Tier-3 | Tier-3---2 | 5--5 | 363 | 31 | 2141.2623 | 90.56% | 9.061% | 0.3753% | 48.0259 | 0 | 0 | 48.0259 | 0 | 41.6896 | 3.1485 | 13.2412 | 41.6896 | 3.1485 | 13.2412 | 48.7356 | 3.6806 | 13.2412 | 2.243% | 0.20355 | 0.19851 | 10519.7129 | 1841.0843 | 947.7804 | 7730.8482 | 10544.9226 | 0 | 0 | 10544.9226 | 0.01008%
2028 | 909 | 909-451 | Tier-3 | Tier-3---1 | 5--5 | 506 | 49 | 4745.7108 | 91.73% | 8.003% | 0.272% | 122.2455 | 0 | 0 | 122.2455 | 0 | 106.1171 | 4.9766 | 21.3231 | 106.1171 | 4.9766 | 21.3231 | 124.0521 | 5.8177 | 21.3231 | 2.576% | 0.31112 | 0.30238 | 15253.5364 | 2448.7202 | 1130.6792 | 11674.137 | 15290.0074 | 0 | 0 | 15290.0074 | 0.02566%
2028 | 909 | 909-453R | Tier-2 | Tier-2---3 | 2--5 | 62 | 1 | 476.0233 | 99.61% | 0% | 0.3866% | 2.218 | 0 | 0 | 2.218 | 0 | 1.9253 | 0.10156 | 18.9569 | 1.9253 | 0.10156 | 18.9569 | 2.2507 | 0.11873 | 18.9569 | 0.4659% | 0.0097928 | 0.009747 | 48609.517 | 7840.4908 | 672.9123 | 40096.1139 | 48610.4001 | 0 | 0 | 48610.4001 | 0.0004656%
2028 | 909 | 909-805R | Tier-2 | Tier-2---1 | 5--5 | 309 | 40 | 2804.3911 | 91.7% | 7.979% | 0.3181% | 96.5427 | 0 | 0 | 96.5427 | 0 | 83.8054 | 4.0625 | 20.6288 | 83.8054 | 4.0625 | 20.6288 | 97.9694 | 4.7492 | 20.6288 | 3.443% | 0.28921 | 0.27835 | 9696.7159 | 1951.0291 | 709.8564 | 7035.8304 | 9728.0982 | 0 | 0 | 9728.0982 | 0.02026%
2028 | 909 | 909-812 | Tier-2 | Tier-2---17 | 1--5 | 3 | 1 | 5.2728 | 98.62% | 0% | 1.38% | 0.50267 | 0 | 0 | 0.50267 | 0 | 0.43635 | 0.10156 | 4.2963 | 0.43635 | 0.10156 | 4.2963 | 0.5101 | 0.11873 | 4.2963 | 9.533% | 0.0001786 | 0.00016134 | 29522.7471 | 4707.1668 | 686.726 | 24128.8543 | 29566.3391 | 0 | 0 | 29566.3391 | 0.0001055%
2028 | 91 | 91-7F | Tier-2 | Tier-2---9 | 4--5 | 194 | 2 | 251.2122 | 79.73% | 18.17% | 2.101% | 0.59881 | 0 | 0 | 0.59881 | 0 | 0.51981 | 0.20313 | 2.559 | 0.51981 | 0.20313 | 2.559 | 0.60766 | 0.23746 | 2.559 | 0.2384% | 0.034038 | 0.033936 | 7380.3891 | 1285.4298 | 1444.1692 | 4650.7901 | 7384.875 | 0 | 0 | 7384.875 | 0.0001257%
2028 | 920 | 920-735AE | Tier-2 | Tier-2---7 | 4--5 | 295 | 1 | 627.5827 | 25.02% | 74.11% | 0.8722% | 0.15436 | 0 | 0 | 0.15436 | 0 | 0.13399 | 0.10156 | 1.3193 | 0.13399 | 0.10156 | 1.3193 | 0.15664 | 0.11873 | 1.3193 | 0.0246% | 0.068691 | 0.068623 | 9136.3433 | 511.7297 | 6274.1673 | 2350.4463 | 9143.0843 | 0 | 0 | 9143.0843 | 3.24e-05%
2028 | 928 | 928-19 | Tier-2 | Tier-2---11 | 4--4 | 36 | 1 | 73.2406 | 96.92% | 1.567% | 1.51% | 0.57184 | 0 | 0 | 0.57184 | 0 | 0.49639 | 0.10156 | 4.8875 | 0.49639 | 0.10156 | 4.8875 | 0.58029 | 0.11873 | 4.8875 | 0.7808% | 0.051756 | 0.051339 | 1415.107 | 294.5529 | 37.2101 | 1083.344 | 1415.4606 | 0 | 0 | 1415.4606 | 0.00012%
2028 | 968 | 968-476F | Tier-2 | Tier-2---17 | 3--3 | 44 | 5 | 17.6086 | 89.28% | 2.69% | 8.028% | 0.51809 | 0 | 0 | 0.51809 | 0 | 0.44974 | 0.50782 | 0.88562 | 0.44974 | 0.50782 | 0.88562 | 0.52575 | 0.59365 | 0.88562 | 2.942% | 0.015315 | 0.01481 | 1149.748 | 271.1398 | 111.0595 | 767.5487 | 1153.9473 | 0 | 0 | 1153.9473 | 0.0001087%
2028 | 970 | 970-1341R | Tier-3 | Tier-3---4 | 5--5 | 92 | 8 | 1130.055 | 96.17% | 3.586% | 0.2481% | 27.4043 | 0 | 0 | 27.4043 | 0 | 23.7887 | 0.81251 | 29.2781 | 23.7887 | 0.81251 | 29.2781 | 27.8093 | 0.94983 | 29.2781 | 2.425% | 0.12497 | 0.12182 | 9042.8131 | 2000.05 | 446.8525 | 6595.9106 | 9051.7835 | 0 | 0 | 9051.7835 | 0.005752%
2028 | 971 | 971-1973R | Tier-3 | Tier-3---4 | 5--5 | 344 | 30 | 1698.739 | 91.74% | 7.818% | 0.44% | 39.4146 | 0 | 0 | 39.4146 | 0 | 34.2144 | 3.0469 | 11.2292 | 34.2144 | 3.0469 | 11.2292 | 39.9971 | 3.5619 | 11.2292 | 2.32% | 0.14704 | 0.14332 | 11552.8886 | 2071.9815 | 875.2489 | 8605.6581 | 11577.6421 | 0 | 0 | 11577.6421 | 0.008273%
2028 | 971 | 971-2050R | Tier-3 | Tier-3---2 | 5--5 | 597 | 33 | 3108.8974 | 90.26% | 9.266% | 0.4743% | 44.9819 | 0 | 0 | 44.9819 | 0 | 39.0472 | 3.3516 | 11.6503 | 39.0472 | 3.3516 | 11.6503 | 45.6466 | 3.9181 | 11.6503 | 1.447% | 0.18464 | 0.18168 | 16837.3789 | 2911.4979 | 1523.0662 | 12402.8149 | 16864.0969 | 0 | 0 | 16864.0969 | 0.009442%
2028 | 971 | 971-29R | Tier-3 | Tier-3---6 | 5--5 | 106 | 14 | 752.2042 | 94.43% | 5.253% | 0.3211% | 27.2049 | 0 | 0 | 27.2049 | 0 | 23.6156 | 1.4219 | 16.6086 | 23.6156 | 1.4219 | 16.6086 | 27.6069 | 1.6622 | 16.6086 | 3.617% | 0.12171 | 0.11705 | 6180.3198 | 998.028 | 309.4222 | 4872.8696 | 6194.0401 | 0 | 0 | 6194.0401 | 0.00571%
2028 | 971 | 971-371R | Tier-3 | Tier-3---12 | 5--5 | 58 | 1 | 419.6492 | 95.09% | 4.537% | 0.3709% | 1.9953 | 0 | 0 | 1.9953 | 0 | 1.732 | 0.10156 | 17.0536 | 1.732 | 0.10156 | 17.0536 | 2.0248 | 0.11873 | 17.0536 | 0.4755% | 0.11668 | 0.11609 | 3596.6988 | 576.739 | 156.4778 | 2863.4821 | 3597.5858 | 0 | 0 | 3597.5858 | 0.0004188%
2028 | 971 | 971-381R | Tier-2 | Tier-2---15 | 1--5 | 2 | 1 | 16.9397 | 99.3% | 0% | 0.6952% | 2.4392 | 0 | 0 | 2.4392 | 0 | 2.1174 | 0.10156 | 20.8478 | 2.1174 | 0.10156 | 20.8478 | 2.4752 | 0.11873 | 20.8478 | 14.4% | 0.0003802 | 0.00032507 | 44554.817 | 7239.3196 | 281.352 | 37034.1454 | 44607.3442 | 0 | 0 | 44607.3442 | 0.000512%
2028 | 971 | 971-383R | Tier-3 | Tier-3---4 | 5--5 | 281 | 25 | 1568.3841 | 85.57% | 14.07% | 0.3633% | 34.6248 | 0 | 0 | 34.6248 | 0 | 30.0566 | 2.5391 | 11.8375 | 30.0566 | 2.5391 | 11.8375 | 35.1365 | 2.9682 | 11.8375 | 2.208% | 0.13837 | 0.1348 | 11334.794 | 1698.1384 | 1536.4876 | 8100.1681 | 11378.1223 | 0 | 0 | 11378.1223 | 0.007268%
2028 | 971 | 971-388R | Tier-3 | Tier-3---4 | 5--5 | 406 | 18 | 1370.1526 | 91.78% | 7.427% | 0.7941% | 16.168 | 0 | 0 | 16.168 | 0 | 14.0349 | 1.8281 | 7.6771 | 14.0349 | 1.8281 | 7.6771 | 16.4069 | 2.1371 | 7.6771 | 1.18% | 0.17642 | 0.17415 | 7766.4244 | 1241.1352 | 582.4552 | 5942.8339 | 7774.7403 | 0 | 0 | 7774.7403 | 0.003394%
2028 | 972 | 972-1582R | Tier-3 | Tier-3---6 | 5--5 | 213 | 1 | 1102.3739 | 89.57% | 9.851% | 0.5741% | 1.3444 | 0 | 0 | 1.3444 | 0 | 1.167 | 0.10156 | 11.4907 | 1.167 | 0.10156 | 11.4907 | 1.3643 | 0.11873 | 11.4907 | 0.122% | 0.15062 | 0.15042 | 7318.7038 | 1095.1808 | 689.6681 | 5533.8548 | 7319.744 | 0 | 0 | 7319.744 | 0.0002822%
2028 | 972 | 972-1590F | Tier-3 | Tier-3---2 | 5--5 | 697 | 38 | 2662.477 | 86.18% | 13.31% | 0.5115% | 36.2782 | 0 | 0 | 36.2782 | 0 | 31.4918 | 3.8594 | 8.1597 | 31.4918 | 3.8594 | 8.1597 | 36.8143 | 4.5117 | 8.1597 | 1.363% | 0.17603 | 0.17325 | 15124.9944 | 2683.3405 | 1935.3853 | 10506.2686 | 15158.5719 | 0 | 0 | 15158.5719 | 0.007615%
2028 | 972 | 972-1642 | Tier-2 | Tier-2---16 | 5--2 | 9 | 4 | 181.1562 | 0% | 99.96% | 0.04161% | 0 | 0 | 0 | 0 | 0 | 0 | 0.40625 | 0 | 0 | 0.40625 | 0 | 0 | 0.47492 | 0 | 0% | 0.11047 | 0.096234 | 1639.8234 | 1.9894 | 1473.717 | 164.117 | 1882.4503 | 0 | 0 | 1882.4503 | 0%
2028 | 972 | 972-32R | Tier-2 | Tier-2---1 | 5--5 | 543 | 53 | 2627.0976 | 78.5% | 21.13% | 0.3758% | 58.3712 | 0 | 0 | 58.3712 | 0 | 50.67 | 5.3829 | 9.4132 | 50.67 | 5.3829 | 9.4132 | 59.2338 | 6.2926 | 9.4132 | 2.222% | 0.16607 | 0.16137 | 15819.0849 | 2182.9188 | 3069.8118 | 10566.3543 | 15918.178 | 0 | 0 | 15918.178 | 0.01225%
2028 | 972 | 972-942R | Tier-3 | Tier-3---6 | 5--5 | 189 | 10 | 1052.2316 | 92.49% | 7.06% | 0.4532% | 14.9324 | 0 | 0 | 14.9324 | 0 | 12.9623 | 1.0156 | 12.7627 | 12.9623 | 1.0156 | 12.7627 | 15.1531 | 1.1873 | 12.7627 | 1.419% | 0.14194 | 0.13977 | 7412.953 | 1277.1801 | 501.709 | 5634.0638 | 7421.6315 | 0 | 0 | 7421.6315 | 0.003134%
2028 | 973 | 973-1226R | Tier-3 | Tier-3---10 | 5--5 | 194 | 9 | 738.9301 | 81.66% | 17.71% | 0.6284% | 8.1184 | 0 | 0 | 8.1184 | 0 | 7.0473 | 0.91407 | 7.7098 | 7.0473 | 0.91407 | 7.7098 | 8.2384 | 1.0686 | 7.7098 | 1.099% | 0.13989 | 0.13801 | 5282.0414 | 696.4842 | 883.7073 | 3701.85 | 5295.2493 | 0 | 0 | 5295.2493 | 0.001704%
2028 | 973 | 973-1245R | Tier-3 | Tier-3---6 | 5--5 | 59 | 11 | 792.6367 | 95.03% | 4.73% | 0.2408% | 40.7258 | 0 | 0 | 40.7258 | 0 | 35.3526 | 1.1172 | 31.6439 | 35.3526 | 1.1172 | 31.6439 | 41.3276 | 1.306 | 31.6439 | 5.138% | 0.12039 | 0.11388 | 6584.1053 | 1077.527 | 369.5828 | 5136.9955 | 6602.8128 | 0 | 0 | 6602.8128 | 0.008548%
2028 | 974 | 974-23R | Tier-3 | Tier-3---11 | 5--5 | 389 | 18 | 770.0113 | 72.03% | 26.78% | 1.193% | 7.4422 | 0 | 0 | 7.4422 | 0 | 6.4603 | 1.8281 | 3.5338 | 6.4603 | 1.8281 | 3.5338 | 7.5522 | 2.1371 | 3.5338 | 0.9665% | 0.16472 | 0.16251 | 4674.6625 | 542.8961 | 1175.2982 | 2956.4682 | 4692.4497 | 0 | 0 | 4692.4497 | 0.001562%
2028 | 974 | 974-715R | Tier-3 | Tier-3---6 | 5--5 | 134 | 6 | 765.8632 | 95.89% | 3.616% | 0.4898% | 9.5365 | 0 | 0 | 9.5365 | 0 | 8.2783 | 0.60938 | 13.5847 | 8.2783 | 0.60938 | 13.5847 | 9.6774 | 0.71237 | 13.5847 | 1.245% | 0.14069 | 0.13886 | 5443.6999 | 833.249 | 274.7582 | 4335.6927 | 5446.6403 | 0 | 0 | 5446.6403 | 0.002002%
2028 | 975 | 975-22R | Tier-3 | Tier-3---7 | 5--5 | 30 | 2 | 1670.0817 | 26.02% | 73.92% | 0.06338% | 8.4007 | 0 | 0 | 8.4007 | 0 | 7.2923 | 0.20313 | 35.9003 | 7.2923 | 0.20313 | 35.9003 | 8.5248 | 0.23746 | 35.9003 | 0.503% | 0.19669 | 0.19289 | 8490.7264 | 507.2869 | 5821.7498 | 2161.6897 | 8614.5655 | 0 | 0 | 8614.5655 | 0.001763%
2028 | 991 | 991-1 | Tier-2 | Tier-2---12 | 4--5 | 29 | 1 | 269.0349 | 22.26% | 77.39% | 0.3477% | 0.599 | 0 | 0 | 0.599 | 0 | 0.51997 | 0.10156 | 5.1196 | 0.51997 | 0.10156 | 5.1196 | 0.60785 | 0.11873 | 5.1196 | 0.2226% | 0.034773 | 0.034425 | 7736.9795 | 537.9923 | 5445.2245 | 1753.7627 | 7797.7307 | 0 | 0 | 7797.7307 | 0.0001257%
2028 | 991 | 991-1206R | Tier-2 | Tier-2---4 | 4--5 | 164 | 18 | 580.6091 | 98.3% | 0.7633% | 0.9388% | 18.1658 | 0 | 0 | 18.1658 | 0 | 15.7691 | 1.8281 | 8.6257 | 15.7691 | 1.8281 | 8.6257 | 18.4343 | 2.1371 | 8.6257 | 3.129% | 0.063785 | 0.061755 | 9102.5384 | 2181.358 | 136.565 | 6784.6154 | 9107.6318 | 0 | 0 | 9107.6318 | 0.003813%
2028 | 1023 | CB 1023 | Tier-2 | Tier-2---4 | 4--5 | 78 | 5 | 374.8399 | 98.36% | 0.9442% | 0.6917% | 6.8542 | 0 | 0 | 6.8542 | 0 | 5.9499 | 0.50782 | 11.7166 | 5.9499 | 0.50782 | 11.7166 | 6.9555 | 0.59365 | 11.7166 | 1.829% | 0.082267 | 0.080737 | 4556.3931 | 688.3386 | 326.2097 | 3541.8448 | 4557.805 | 0 | 0 | 4557.805 | 0.001439%
2028 | 1090 | CB 1090 | Tier-2 | Tier-2---7 | 3--5 | 111 | 9 | 193.2665 | 97.29% | 1.202% | 1.508% | 4.4212 | 0 | 0 | 4.4212 | 0 | 3.8379 | 0.91407 | 4.1987 | 3.8379 | 0.91407 | 4.1987 | 4.4866 | 1.0686 | 4.1987 | 2.288% | 0.025114 | 0.024523 | 7695.6285 | 1211.5196 | 206.2478 | 6277.8611 | 7700.6505 | 0 | 0 | 7700.6505 | 0.000928%
2028 | 1101 | CB 1101 | Tier-2 | Tier-2---9 | 4--4 | 41 | 1 | 199.93 | 98.45% | 0.8502% | 0.703% | 1.3922 | 0 | 0 | 1.3922 | 0 | 1.2085 | 0.10156 | 11.8989 | 1.2085 | 0.10156 | 11.8989 | 1.4127 | 0.11873 | 11.8989 | 0.6963% | 0.091579 | 0.090931 | 2183.1518 | 318.4441 | 233.987 | 1630.7207 | 2183.3933 | 0 | 0 | 2183.3933 | 0.0002922%
2028 | 1138 | CB 1138 | Tier-2 | Tier-2---10 | 5--4 | 291 | 7 | 305.5776 | 38.78% | 59.44% | 1.777% | 0.82665 | 0 | 0 | 0.82665 | 0 | 0.71759 | 0.71095 | 1.0093 | 0.71759 | 0.71095 | 1.0093 | 0.83887 | 0.8311 | 1.0093 | 0.2705% | 0.11418 | 0.11338 | 2676.3311 | 209.1802 | 1537.4835 | 929.6674 | 2687.8413 | 0 | 0 | 2687.8413 | 0.0001735%
2028 | 1162 | CB 1162 | Tier-2 | Tier-2---18 | 4--2 | 34 | 4 | 17.3545 | 85.79% | 8.389% | 5.825% | 0.50794 | 0 | 0 | 0.50794 | 0 | 0.44092 | 0.40625 | 1.0853 | 0.44092 | 0.40625 | 1.0853 | 0.51544 | 0.47492 | 1.0853 | 2.927% | 0.064214 | 0.062023 | 270.2621 | 35.4982 | 38.2909 | 196.4729 | 271.619 | 0 | 0 | 271.619 | 0.0001066%
2028 | 120 | CB 120 | Tier-1 | Non-HFTD---5 | 2--4 | 18 | 4 | 48.6192 | 22.12% | 76.27% | 1.618% | 0.69295 | 0 | 0 | 0.69295 | 0 | 0.60152 | 0.40625 | 1.4807 | 0.60152 | 0.40625 | 1.4807 | 0.70319 | 0.47492 | 1.4807 | 1.425% | 0.010618 | 0.0099339 | 4578.8511 | 172.1962 | 3419.1862 | 987.4687 | 4824.5034 | 0 | 0 | 4824.5034 | 0.0001454%
2028 | 1234 | CB 1234 | Tier-3 | Tier-3---10 | 5--5 | 240 | 21 | 1703.5911 | 47.26% | 52.1% | 0.6391% | 20.4299 | 0 | 0 | 20.4299 | 0 | 17.7345 | 2.1328 | 8.315 | 17.7345 | 2.1328 | 8.315 | 20.7319 | 2.4933 | 8.315 | 1.199% | 0.11961 | 0.11658 | 14242.4054 | 1075.4767 | 7121.7223 | 6045.2064 | 14437.9699 | 0 | 0 | 14437.9699 | 0.004288%
2028 | 1235 | CB 1235 | Tier-2 | Tier-2---6 | 4--5 | 622 | 29 | 1038.4291 | 94.32% | 4.296% | 1.381% | 13.2435 | 0 | 0 | 13.2435 | 0 | 11.4962 | 2.9453 | 3.9032 | 11.4962 | 2.9453 | 3.9032 | 13.4392 | 3.4431 | 3.9032 | 1.275% | 0.082825 | 0.081705 | 12537.6589 | 2179.7945 | 762.6013 | 9595.263 | 12547.4139 | 0 | 0 | 12547.4139 | 0.00278%
2028 | 1243 | CB 1243 | Tier-2 | Tier-2---7 | 3--5 | 116 | 6 | 199.4877 | 98.24% | 0% | 1.764% | 2.9395 | 0 | 0 | 2.9395 | 0 | 2.5517 | 0.60938 | 4.1874 | 2.5517 | 0.60938 | 4.1874 | 2.983 | 0.71237 | 4.1874 | 1.474% | 0.019586 | 0.019292 | 10185.2188 | 1675.1434 | 207.9289 | 8302.1466 | 10187.9553 | 0 | 0 | 10187.9553 | 0.000617%
2028 | 1299 | CB 1299 | Tier-2 | Tier-2---19 | 3--3 | 76 | 1 | 20.1766 | 88.04% | 0% | 11.96% | 0.067781 | 0 | 0 | 0.067781 | 0 | 0.058839 | 0.10156 | 0.57933 | 0.058839 | 0.10156 | 0.57933 | 0.068783 | 0.11873 | 0.57933 | 0.3359% | 0.014997 | 0.01494 | 1345.3401 | 209.983 | 174.7231 | 960.634 | 1345.9565 | 0 | 0 | 1345.9565 | 1.423e-05%
2028 | 200 | CB 200 | Tier-2 | Tier-2---9 | 4--5 | 478 | 2 | 748.3334 | 16.62% | 82.09% | 1.289% | 0.15092 | 0 | 0 | 0.15092 | 0 | 0.13101 | 0.20313 | 0.64496 | 0.13101 | 0.20313 | 0.64496 | 0.15315 | 0.23746 | 0.64496 | 0.02017% | 0.060261 | 0.060188 | 12418.2035 | 230.4691 | 10130.0521 | 2057.6824 | 12430.7825 | 0 | 0 | 12430.7825 | 3.168e-05%
2028 | 203 | CB 203 | Tier-2 | Tier-2---13 | 4--4 | 233 | 6 | 187.9021 | 7.943% | 89.84% | 2.222% | 0.11145 | 0 | 0 | 0.11145 | 0 | 0.096749 | 0.60938 | 0.15877 | 0.096749 | 0.60938 | 0.15877 | 0.1131 | 0.71237 | 0.15877 | 0.05931% | 0.03541 | 0.035146 | 5306.4388 | 19.0742 | 4782.3725 | 504.9921 | 5343.1933 | 0 | 0 | 5343.1933 | 2.339e-05%
2028 | 204 | CB 204 | Tier-2 | Tier-2---9 | 4--4 | 229 | 11 | 421.5291 | 52.89% | 45.23% | 1.878% | 3.1058 | 0 | 0 | 3.1058 | 0 | 2.696 | 1.1172 | 2.4132 | 2.696 | 1.1172 | 2.4132 | 3.1517 | 1.306 | 2.4132 | 0.7368% | 0.068524 | 0.067569 | 6151.5544 | 481.5982 | 2922.6769 | 2747.2793 | 6192.4924 | 0 | 0 | 6192.4924 | 0.0006519%
2028 | 231 | CB 231 | Tier-2 | Tier-2---7 | 4--5 | 260 | 18 | 416.5176 | 95.81% | 2.821% | 1.365% | 8.0124 | 0 | 0 | 8.0124 | 0 | 6.9553 | 1.8281 | 3.8046 | 6.9553 | 1.8281 | 3.8046 | 8.1308 | 2.1371 | 3.8046 | 1.924% | 0.037573 | 0.036818 | 11085.6737 | 1859.8233 | 754.4202 | 8471.4303 | 11095.18 | 0 | 0 | 11095.18 | 0.001682%
2028 | 232 | CB 232 | Tier-2 | Tier-2---7 | 4--5 | 259 | 13 | 300.2122 | 85.96% | 12.43% | 1.615% | 3.7563 | 0 | 0 | 3.7563 | 0 | 3.2607 | 1.3203 | 2.4696 | 3.2607 | 1.3203 | 2.4696 | 3.8118 | 1.5435 | 2.4696 | 1.251% | 0.029023 | 0.028601 | 10343.7991 | 1418.351 | 1554.0747 | 7371.3734 | 10365.2532 | 0 | 0 | 10365.2532 | 0.0007884%
2028 | 233 | CB 233 | Tier-2 | Tier-2---4 | 4--5 | 613 | 37 | 763.9567 | 93.34% | 4.903% | 1.762% | 12.4811 | 0 | 0 | 12.4811 | 0 | 10.8344 | 3.7579 | 2.8831 | 10.8344 | 3.7579 | 2.8831 | 12.6655 | 4.393 | 2.8831 | 1.634% | 0.075451 | 0.07413 | 10125.1756 | 1595.7447 | 1194.5405 | 7334.8905 | 10137.1985 | 0 | 0 | 10137.1985 | 0.00262%
2028 | 234 | CB 234 | Tier-2 | Tier-2---4 | 4--5 | 352 | 32 | 535.5214 | 93.25% | 5.438% | 1.313% | 13.1651 | 0 | 0 | 13.1651 | 0 | 11.4282 | 3.25 | 3.5163 | 11.4282 | 3.25 | 3.5163 | 13.3597 | 3.7993 | 3.5163 | 2.458% | 0.044658 | 0.043481 | 11991.611 | 2064.9333 | 958.1122 | 8968.5654 | 12013.5325 | 0 | 0 | 12013.5325 | 0.002763%
2028 | 236 | CB 236 | Tier-2 | Tier-2---1 | 5--5 | 337 | 36 | 1431.5889 | 79.32% | 20.27% | 0.409% | 35.18 | 0 | 0 | 35.18 | 0 | 30.5385 | 3.6563 | 8.3523 | 30.5385 | 3.6563 | 8.3523 | 35.6999 | 4.2742 | 8.3523 | 2.457% | 0.1419 | 0.1375 | 10088.9585 | 1415.4843 | 1966.6729 | 6706.8012 | 10155.6456 | 0 | 0 | 10155.6456 | 0.007384%
2028 | 237 | CB 237 | Tier-2 | Tier-2---8 | 5--5 | 41 | 1 | 185.7066 | 94.91% | 4.738% | 0.3556% | 1.2466 | 0 | 0 | 1.2466 | 0 | 1.0822 | 0.10156 | 10.655 | 1.0822 | 0.10156 | 10.655 | 1.2651 | 0.11873 | 10.655 | 0.6713% | 0.10923 | 0.10845 | 1700.183 | 298.8503 | 101.9614 | 1299.3713 | 1700.7999 | 0 | 0 | 1700.7999 | 0.0002617%
2028 | 240 | CB 240 | Tier-2 | Tier-2---9 | 4--5 | 238 | 11 | 222.9994 | 87.14% | 10.79% | 2.065% | 2.6046 | 0 | 0 | 2.6046 | 0 | 2.2609 | 1.1172 | 2.0237 | 2.2609 | 1.1172 | 2.0237 | 2.6431 | 1.306 | 2.0237 | 1.168% | 0.048511 | 0.04786 | 4596.922 | 825.8016 | 739.2506 | 3031.8699 | 4604.9532 | 0 | 0 | 4604.9532 | 0.0005467%
2028 | 242 | CB 242 | Tier-2 | Tier-2---11 | 5--3 | 87 | 1 | 207.8863 | 31.82% | 66.99% | 1.182% | 0.22052 | 0 | 0 | 0.22052 | 0 | 0.19143 | 0.10156 | 1.8848 | 0.19143 | 0.10156 | 1.8848 | 0.22378 | 0.11873 | 1.8848 | 0.1061% | 0.1014 | 0.10107 | 2050.064 | 80.1099 | 1437.2921 | 532.662 | 2054.7385 | 0 | 0 | 2054.7385 | 4.629e-05%
2028 | 244 | CB 244 | Tier-2 | Tier-2---14 | 4--4 | 197 | 1 | 218.1664 | 17.26% | 81.28% | 1.461% | 0.055439 | 0 | 0 | 0.055439 | 0 | 0.048124 | 0.10156 | 0.47383 | 0.048124 | 0.10156 | 0.47383 | 0.056258 | 0.11873 | 0.47383 | 0.02541% | 0.040668 | 0.040609 | 5364.5179 | 74.3952 | 4565.48 | 724.6427 | 5371.0614 | 0 | 0 | 5371.0614 | 1.164e-05%
2028 | 246 | CB 246 | Tier-2 | Tier-2---7 | 4--5 | 303 | 11 | 397.8494 | 64.68% | 33.47% | 1.858% | 2.709 | 0 | 0 | 2.709 | 0 | 2.3516 | 1.1172 | 2.1049 | 2.3516 | 1.1172 | 2.1049 | 2.749 | 1.306 | 2.1049 | 0.6809% | 0.066431 | 0.065732 | 5988.8765 | 880.2356 | 2229.0372 | 2879.6037 | 6011.3862 | 0 | 0 | 6011.3862 | 0.0005686%
2028 | 249 | CB 249 | Tier-3 | Tier-3---16 | 4--4 | 101 | 6 | 160.495 | 85.08% | 13.47% | 1.449% | 2.3524 | 0 | 0 | 2.3524 | 0 | 2.042 | 0.60938 | 3.351 | 2.042 | 0.60938 | 3.351 | 2.3872 | 0.71237 | 3.351 | 1.466% | 0.05906 | 0.058043 | 2717.4811 | 349.6551 | 457.423 | 1910.4031 | 2724.5892 | 0 | 0 | 2724.5892 | 0.0004938%
2028 | 276 | CB 276 | Tier-1 | Non-HFTD---10 | 3--2 | 28 | 1 | 24.4329 | 51.97% | 44.22% | 3.809% | 0.13151 | 0 | 0 | 0.13151 | 0 | 0.11416 | 0.10156 | 1.124 | 0.11416 | 0.10156 | 1.124 | 0.13346 | 0.11873 | 1.124 | 0.5383% | 0.01954 | 0.019338 | 1250.391 | 11.1414 | 1136.3901 | 102.8595 | 1256.6762 | 0 | 0 | 1256.6762 | 2.76e-05%
2028 | 305 | CB 305 | Tier-1 | Non-HFTD---1 | 4--5 | 170 | 7 | 426.407 | 81.51% | 17.47% | 1.023% | 4.1502 | 0 | 0 | 4.1502 | 0 | 3.6026 | 0.71095 | 5.0674 | 3.6026 | 0.71095 | 5.0674 | 4.2115 | 0.8311 | 5.0674 | 0.9733% | 0.073949 | 0.073066 | 5766.2462 | 770.8005 | 967.0955 | 4028.3501 | 5779.1335 | 0 | 0 | 5779.1335 | 0.0008711%
2028 | 307 | CB 307 | Tier-1 | Non-HFTD---1 | 4--4 | 30 | 4 | 128.7623 | 53.04% | 46.41% | 0.5455% | 2.6408 | 0 | 0 | 2.6408 | 0 | 2.2924 | 0.40625 | 5.6427 | 2.2924 | 0.40625 | 5.6427 | 2.6798 | 0.47492 | 5.6427 | 2.051% | 0.056404 | 0.054223 | 2282.8665 | 194.6492 | 961.0257 | 1127.1916 | 2325.9855 | 0 | 0 | 2325.9855 | 0.0005543%
2028 | 330 | CB 330 | Tier-2 | Tier-2---16 | 4--3 | 156 | 9 | 120.677 | 32.91% | 64.46% | 2.626% | 0.66449 | 0 | 0 | 0.66449 | 0 | 0.57682 | 0.91407 | 0.63104 | 0.57682 | 0.91407 | 0.63104 | 0.67431 | 1.0686 | 0.63104 | 0.5506% | 0.029702 | 0.029205 | 4062.9261 | 7.6233 | 3748.7743 | 306.5286 | 4109.3061 | 0 | 0 | 4109.3061 | 0.0001395%
2028 | 331 | CB 331 | Tier-2 | Tier-2---14 | 2--5 | 48 | 1 | 85.8116 | 98.16% | 0% | 1.839% | 0.50891 | 0 | 0 | 0.50891 | 0 | 0.44177 | 0.10156 | 4.3497 | 0.44177 | 0.10156 | 4.3497 | 0.51643 | 0.11873 | 4.3497 | 0.5931% | 0.010352 | 0.010289 | 8289.3738 | 853.0321 | 3055.5825 | 4380.7593 | 8290.3005 | 0 | 0 | 8290.3005 | 0.0001068%
2028 | 351 | CB 351 | Tier-2 | Tier-2---3 | 5--5 | 154 | 9 | 1226.0332 | 96.06% | 3.555% | 0.3808% | 19.961 | 0 | 0 | 19.961 | 0 | 17.3274 | 0.91407 | 18.9563 | 17.3274 | 0.91407 | 18.9563 | 20.2559 | 1.0686 | 18.9563 | 1.628% | 0.12463 | 0.12252 | 9837.0052 | 2175.7089 | 389.2547 | 7272.0416 | 9843.6808 | 0 | 0 | 9843.6808 | 0.00419%
2028 | 355 | CB 355 | Tier-2 | Tier-2---3 | 5--5 | 302 | 21 | 1277.9843 | 89.96% | 9.576% | 0.4654% | 23.1834 | 0 | 0 | 23.1834 | 0 | 20.1247 | 2.1328 | 9.4357 | 20.1247 | 2.1328 | 9.4357 | 23.526 | 2.4933 | 9.4357 | 1.814% | 0.1048 | 0.10269 | 12194.1112 | 2321.0506 | 1198.9562 | 8674.1044 | 12219.3119 | 0 | 0 | 12219.3119 | 0.004866%
2028 | 357 | CB 357 | Tier-3 | Tier-3---10 | 5--5 | 162 | 13 | 902.4975 | 73.58% | 26.03% | 0.3952% | 15.4531 | 0 | 0 | 15.4531 | 0 | 13.4143 | 1.3203 | 10.1598 | 13.4143 | 1.3203 | 10.1598 | 15.6814 | 1.5435 | 10.1598 | 1.712% | 0.12773 | 0.12476 | 7065.5334 | 866.3454 | 1820.4674 | 4378.7206 | 7110.0147 | 0 | 0 | 7110.0147 | 0.003244%
2028 | 358 | CB 358 | Tier-3 | Tier-3---15 | 5--4 | 21 | 3 | 699.283 | 2.295% | 97.69% | 0.01935% | 0.66498 | 0 | 0 | 0.66498 | 0 | 0.57725 | 0.30469 | 1.8945 | 0.57725 | 0.30469 | 1.8945 | 0.67481 | 0.35619 | 1.8945 | 0.09509% | 0.1387 | 0.13296 | 5041.5636 | 26.6978 | 4414.3494 | 600.5164 | 5254.4539 | 0 | 0 | 5254.4539 | 0.0001396%
2028 | 443 | CB 443 | Tier-2 | Tier-2---17 | 2--4 | 36 | 2 | 20.1638 | 94.45% | 0% | 5.554% | 0.30682 | 0 | 0 | 0.30682 | 0 | 0.26634 | 0.20313 | 1.3112 | 0.26634 | 0.20313 | 1.3112 | 0.31135 | 0.23746 | 1.3112 | 1.522% | 0.007405 | 0.0072857 | 2722.9916 | 539.7491 | 142.9952 | 2040.2473 | 2725.4683 | 0 | 0 | 2725.4683 | 6.44e-05%
2028 | 470 | CB 470 | Tier-2 | Tier-2---6 | 5--5 | 381 | 6 | 1121.5891 | 72.77% | 26.47% | 0.763% | 3.7275 | 0 | 0 | 3.7275 | 0 | 3.2357 | 0.60938 | 5.3098 | 3.2357 | 0.60938 | 5.3098 | 3.7826 | 0.71237 | 5.3098 | 0.3323% | 0.114 | 0.11348 | 9838.8116 | 1666.77 | 2557.3386 | 5614.703 | 9851.1027 | 0 | 0 | 9851.1027 | 0.0007824%
2028 | 474 | CB 474 | Tier-1 | Non-HFTD---1 | 3--5 | 170 | 2 | 124.6839 | 97.54% | 0% | 2.46% | 0.41493 | 0 | 0 | 0.41493 | 0 | 0.36018 | 0.20313 | 1.7732 | 0.36018 | 0.20313 | 1.7732 | 0.42106 | 0.23746 | 1.7732 | 0.3328% | 0.016088 | 0.016033 | 7750.3124 | 1176.3035 | 603.5305 | 5970.4783 | 7750.9651 | 0 | 0 | 7750.9651 | 8.709e-05%
2028 | 492 | CB 492 | Tier-1 | Non-HFTD---4 | 3--4 | 98 | 4 | 108.8426 | 33.96% | 64.46% | 1.579% | 0.43752 | 0 | 0 | 0.43752 | 0 | 0.3798 | 0.40625 | 0.93488 | 0.3798 | 0.40625 | 0.93488 | 0.44399 | 0.47492 | 0.93488 | 0.402% | 0.022696 | 0.022428 | 4795.6306 | 150.5643 | 3899.363 | 745.7033 | 4833.5669 | 0 | 0 | 4833.5669 | 9.184e-05%
2028 | 521 | CB 521 | Tier-2 | Tier-2---20 | 3--1 | 14 | 2 | 11.4145 | 12.51% | 85.49% | 2% | 0.059145 | 0 | 0 | 0.059145 | 0 | 0.051342 | 0.20313 | 0.25276 | 0.051342 | 0.20313 | 0.25276 | 0.060019 | 0.23746 | 0.25276 | 0.5182% | 0.025917 | 0.024843 | 440.4321 | 3.6709 | 389.1723 | 47.5888 | 457.0864 | 0 | 0 | 457.0864 | 1.241e-05%
2028 | 522 | CB 522 | Tier-2 | Tier-2---9 | 4--5 | 253 | 20 | 287.6477 | 61.65% | 36.8% | 1.551% | 4.0656 | 0 | 0 | 4.0656 | 0 | 3.5292 | 2.0313 | 1.7374 | 3.5292 | 2.0313 | 1.7374 | 4.1257 | 2.3746 | 1.7374 | 1.413% | 0.049006 | 0.047882 | 5869.6662 | 552.6079 | 2337.7067 | 2979.3516 | 5922.4767 | 0 | 0 | 5922.4767 | 0.0008534%
2028 | 523 | CB 523 | Tier-2 | Tier-2---13 | 4--4 | 259 | 23 | 222.6972 | 15.76% | 82.25% | 1.985% | 0.90396 | 0 | 0 | 0.90396 | 0 | 0.78469 | 2.336 | 0.33592 | 0.78469 | 2.336 | 0.33592 | 0.91732 | 2.7308 | 0.33592 | 0.4059% | 0.044603 | 0.043454 | 4992.8754 | 164.6768 | 3992.464 | 835.7347 | 5104.0528 | 0 | 0 | 5104.0528 | 0.0001897%
2028 | 524 | CB 524 | Tier-3 | Tier-3---17 | 3--5 | 90 | 1 | 116.6365 | 76.81% | 21.38% | 1.816% | 0.28866 | 0 | 0 | 0.28866 | 0 | 0.25058 | 0.10156 | 2.4672 | 0.25058 | 0.10156 | 2.4672 | 0.29293 | 0.11873 | 2.4672 | 0.2475% | 0.018139 | 0.01808 | 6430.2901 | 828.1118 | 2267.5068 | 3334.6715 | 6435.1113 | 0 | 0 | 6435.1113 | 6.059e-05%
2028 | 536 | CB 536 | Tier-2 | Tier-2---18 | 4--2 | 39 | 1 | 21.8677 | 42.26% | 53.34% | 4.392% | 0.068725 | 0 | 0 | 0.068725 | 0 | 0.059658 | 0.10156 | 0.5874 | 0.059658 | 0.10156 | 0.5874 | 0.069741 | 0.11873 | 0.5874 | 0.3143% | 0.063476 | 0.063004 | 344.504 | 23.2544 | 160.0251 | 161.2245 | 345.9941 | 0 | 0 | 345.9941 | 1.443e-05%
2028 | 589 | CB 589 | Tier-1 | Non-HFTD---4 | 2--5 | 31 | 1 | 31.3893 | 97.1% | 0% | 2.897% | 0.28514 | 0 | 0 | 0.28514 | 0 | 0.24752 | 0.10156 | 2.4371 | 0.24752 | 0.10156 | 2.4371 | 0.28935 | 0.11873 | 2.4371 | 0.9084% | 0.0061356 | 0.0060782 | 5115.9322 | 824.4781 | 1445.7262 | 2845.7279 | 5117.3316 | 0 | 0 | 5117.3316 | 5.985e-05%
2028 | 599 | CB 599 | Tier-2 | Tier-2---4 | 4--5 | 369 | 13 | 599.9379 | 98.66% | 0% | 1.337% | 6.0475 | 0 | 0 | 6.0475 | 0 | 5.2496 | 1.3203 | 3.976 | 5.2496 | 1.3203 | 3.976 | 6.1368 | 1.5435 | 3.976 | 1.008% | 0.043095 | 0.042654 | 13921.4169 | 2931.9396 | 582.1864 | 10407.2909 | 13923.3387 | 0 | 0 | 13923.3387 | 0.001269%
2028 | 65 | CB 65 | Tier-1 | Non-HFTD---2 | 3--4 | 188 | 2 | 116.4587 | 39.74% | 56.49% | 3.766% | 0.14279 | 0 | 0 | 0.14279 | 0 | 0.12395 | 0.20313 | 0.61022 | 0.12395 | 0.20313 | 0.61022 | 0.1449 | 0.23746 | 0.61022 | 0.1226% | 0.027671 | 0.027586 | 4208.6321 | 185.6619 | 2974.6944 | 1048.2758 | 4216.4801 | 0 | 0 | 4216.4801 | 2.997e-05%
2028 | 788 | CB 788 | Tier-2 | Tier-2---2 | 5--5 | 708 | 1 | 1509.6378 | 72.67% | 26.38% | 0.9544% | 0.44933 | 0 | 0 | 0.44933 | 0 | 0.39005 | 0.10156 | 3.8404 | 0.39005 | 0.10156 | 3.8404 | 0.45597 | 0.11873 | 3.8404 | 0.02976% | 0.14181 | 0.14175 | 10645.451 | 1766.7834 | 2805.5671 | 6073.1005 | 10646.6434 | 0 | 0 | 10646.6434 | 9.431e-05%
2028 | 791 | CB 791 | Tier-1 | Non-HFTD---1 | 2--5 | 89 | 1 | 121.4923 | 98.31% | 0% | 1.687% | 0.3892 | 0 | 0 | 0.3892 | 0 | 0.33785 | 0.10156 | 3.3265 | 0.33785 | 0.10156 | 3.3265 | 0.39495 | 0.11873 | 3.3265 | 0.3203% | 0.010706 | 0.010671 | 11348.2697 | 1851.7221 | 596.682 | 8899.8656 | 11348.8954 | 0 | 0 | 11348.8954 | 8.169e-05%
2028 | 907 | CB 907 | Tier-3 | Tier-3---13 | 3--5 | 51 | 9 | 230.3059 | 98.07% | 1.485% | 0.4463% | 11.5587 | 0 | 0 | 11.5587 | 0 | 10.0337 | 0.91407 | 10.9769 | 10.0337 | 0.91407 | 10.9769 | 11.7295 | 1.0686 | 10.9769 | 5.019% | 0.023668 | 0.022457 | 9730.5209 | 1957.65 | 164.6441 | 7608.2269 | 9740.6549 | 0 | 0 | 9740.6549 | 0.002426%
2028 | 928 | CB 928 | Tier-2 | Tier-2---7 | 4--5 | 62 | 1 | 505.3794 | 35.21% | 64.4% | 0.3975% | 0.83222 | 0 | 0 | 0.83222 | 0 | 0.72242 | 0.10156 | 7.113 | 0.72242 | 0.10156 | 7.113 | 0.84452 | 0.11873 | 7.113 | 0.1647% | 0.057199 | 0.056931 | 8835.5199 | 595.4493 | 5398.0775 | 2841.9931 | 8862.4236 | 0 | 0 | 8862.4236 | 0.0001747%
2028 | 971 | CB 971 | Tier-2 | Tier-2---3 | 5--5 | 167 | 6 | 1052.4948 | 94.77% | 4.863% | 0.3691% | 10.3924 | 0 | 0 | 10.3924 | 0 | 9.0213 | 0.60938 | 14.804 | 9.0213 | 0.60938 | 14.804 | 10.546 | 0.71237 | 14.804 | 0.9874% | 0.12528 | 0.12397 | 8401.3813 | 1359.4082 | 538.7088 | 6503.2643 | 8406.0091 | 0 | 0 | 8406.0091 | 0.002181%
2028 | 975 | CB 975 | Tier-3 | Tier-3---16 | 5--4 | 11 | 1 | 120.9969 | 94.86% | 4.853% | 0.2849% | 3.026 | 0 | 0 | 3.026 | 0 | 2.6268 | 0.10156 | 25.8635 | 2.6268 | 0.10156 | 25.8635 | 3.0708 | 0.11873 | 25.8635 | 2.501% | 0.10726 | 0.10443 | 1128.0883 | 171.5054 | 73.8837 | 882.6993 | 1129.6577 | 0 | 0 | 1129.6577 | 0.0006352%
2028 | 981 | CB 981 | Tier-2 | Tier-2---15 | 1--5 | 14 | 1 | 31.4522 | 98.54% | 0% | 1.457% | 0.64202 | 0 | 0 | 0.64202 | 0 | 0.55731 | 0.10156 | 5.4873 | 0.55731 | 0.10156 | 5.4873 | 0.6515 | 0.11873 | 5.4873 | 2.041% | 0.0030076 | 0.0029453 | 10457.5682 | 1238.1114 | 2911.2172 | 6308.2397 | 10460.7913 | 0 | 0 | 10460.7913 | 0.0001348%
2028 | FB1 | CB FB1 | Tier-2 | Tier-2---11 | 4--4 | 371 | 21 | 245.022 | 12.75% | 85.01% | 2.236% | 0.5129 | 0 | 0 | 0.5129 | 0 | 0.44523 | 2.1328 | 0.20875 | 0.44523 | 2.1328 | 0.20875 | 0.52048 | 2.4933 | 0.20875 | 0.2093% | 0.04664 | 0.045874 | 5253.4738 | 206.1005 | 4090.6925 | 956.6808 | 5329.9687 | 0 | 0 | 5329.9687 | 0.0001077%
2028 | FB2 | CB FB2 | Tier-2 | Tier-2---9 | 4--5 | 173 | 17 | 225.8323 | 74.73% | 23.69% | 1.581% | 4.8092 | 0 | 0 | 4.8092 | 0 | 4.1747 | 1.7266 | 2.4179 | 4.1747 | 1.7266 | 2.4179 | 4.8802 | 2.0184 | 2.4179 | 2.13% | 0.045688 | 0.044386 | 4942.9022 | 871.2523 | 1151.504 | 2920.1458 | 4979.5446 | 0 | 0 | 4979.5446 | 0.001009%
2028 | JU1 | CB JU1 | Tier-3 | Tier-3---15 | 5--4 | 80 | 2 | 282.3719 | 88.57% | 10.71% | 0.7177% | 1.8133 | 0 | 0 | 1.8133 | 0 | 1.5741 | 0.20313 | 7.7491 | 1.5741 | 0.20313 | 7.7491 | 1.8401 | 0.23746 | 7.7491 | 0.6422% | 0.1808 | 0.17949 | 1561.7518 | 212.6103 | 161.3522 | 1187.7892 | 1563.0549 | 0 | 0 | 1563.0549 | 0.0003806%
2028 | MOR1 | CB MOR1 | Tier-2 | Tier-2---4 | 5--5 | 116 | 16 | 584.1991 | 87.63% | 11.93% | 0.4377% | 20.478 | 0 | 0 | 20.478 | 0 | 17.7763 | 1.625 | 10.9391 | 17.7763 | 1.625 | 10.9391 | 20.7807 | 1.8997 | 10.9391 | 3.505% | 0.12647 | 0.12141 | 4619.2848 | 721.3686 | 522.5493 | 3375.3669 | 4643.0876 | 0 | 0 | 4643.0876 | 0.004298%
2028 | NVS1 | CB NVS1 | Tier-2 | Tier-2---12 | 4--5 | 403 | 1 | 109.1989 | 94.39% | 0% | 5.606% | 0.074175 | 0 | 0 | 0.074175 | 0 | 0.064389 | 0.10156 | 0.63397 | 0.064389 | 0.10156 | 0.63397 | 0.075271 | 0.11873 | 0.63397 | 0.06793% | 0.029239 | 0.029218 | 3734.676 | 571.7006 | 249.4939 | 2913.4815 | 3734.8267 | 0 | 0 | 3734.8267 | 1.557e-05%
2028 | OK1 | CB OK1 | Tier-3 | Tier-3---7 | 5--5 | 190 | 4 | 1048.1259 | 93.55% | 5.94% | 0.509% | 5.9864 | 0 | 0 | 5.9864 | 0 | 5.1966 | 0.40625 | 12.7915 | 5.1966 | 0.40625 | 12.7915 | 6.0749 | 0.47492 | 12.7915 | 0.5712% | 0.20255 | 0.20131 | 5174.6627 | 847.3251 | 299.3088 | 4028.0288 | 5176.7125 | 0 | 0 | 5176.7125 | 0.001257%
2028 | PE1 | CB PE1 | Tier-3 | Tier-3---13 | 5--4 | 247 | 4 | 620.7512 | 74.86% | 24.36% | 0.7799% | 2.1823 | 0 | 0 | 2.1823 | 0 | 1.8944 | 0.40625 | 4.6631 | 1.8944 | 0.40625 | 4.6631 | 2.2146 | 0.47492 | 4.6631 | 0.3516% | 0.24168 | 0.24055 | 2568.4774 | 292.3041 | 583.6879 | 1692.4855 | 2571.5244 | 0 | 0 | 2571.5244 | 0.0004581%
2028 | RA1 | CB RA1 | Tier-2 | Tier-2---2 | 5--5 | 353 | 9 | 1222.3715 | 85.76% | 13.62% | 0.6194% | 7.7507 | 0 | 0 | 7.7507 | 0 | 6.7281 | 0.91407 | 7.3606 | 6.7281 | 0.91407 | 7.3606 | 7.8652 | 1.0686 | 7.3606 | 0.6341% | 0.14726 | 0.14617 | 8300.6807 | 1160.1787 | 1072.7493 | 6067.7527 | 8309.4871 | 0 | 0 | 8309.4871 | 0.001627%
2028 | RA2 | CB RA2 | Tier-2 | Tier-2---4 | 5--5 | 118 | 6 | 579.2495 | 83.34% | 16.16% | 0.4909% | 7.1188 | 0 | 0 | 7.1188 | 0 | 6.1796 | 0.60938 | 10.1408 | 6.1796 | 0.60938 | 10.1408 | 7.224 | 0.71237 | 10.1408 | 1.229% | 0.12706 | 0.12518 | 4558.9302 | 908.2518 | 686.0992 | 2964.5792 | 4570.2945 | 0 | 0 | 4570.2945 | 0.001494%
2028 | RA3 | CB RA3 | Tier-2 | Tier-2---10 | 5--4 | 241 | 9 | 353.8636 | 22.75% | 76.17% | 1.082% | 0.87187 | 0 | 0 | 0.87187 | 0 | 0.75684 | 0.91407 | 0.82799 | 0.75684 | 0.91407 | 0.82799 | 0.88476 | 1.0686 | 0.82799 | 0.2464% | 0.12911 | 0.12771 | 2740.8339 | 103.3538 | 1864.7752 | 772.7049 | 2764.0148 | 0 | 0 | 2764.0148 | 0.000183%
2028 | RC1 | CB RC1 | Tier-2 | Tier-2---4 | 4--5 | 94 | 4 | 397.5199 | 92.07% | 7.427% | 0.5025% | 4.5166 | 0 | 0 | 4.5166 | 0 | 3.9207 | 0.40625 | 9.6508 | 3.9207 | 0.40625 | 9.6508 | 4.5833 | 0.47492 | 9.6508 | 1.136% | 0.084253 | 0.083214 | 4718.147 | 893.9653 | 343.0371 | 3481.1447 | 4722.8214 | 0 | 0 | 4722.8214 | 0.000948%
2028 | SL1 | CB SL1 | Tier-3 | Tier-3---11 | 5--5 | 225 | 20 | 677.9763 | 69.55% | 29.7% | 0.758% | 12.1543 | 0 | 0 | 12.1543 | 0 | 10.5507 | 2.0313 | 5.1941 | 10.5507 | 2.0313 | 5.1941 | 12.3339 | 2.3746 | 5.1941 | 1.793% | 0.19527 | 0.19024 | 3471.9301 | 456.3042 | 974.4203 | 2041.2056 | 3499.9075 | 0 | 0 | 3499.9075 | 0.002551%
2028 | SSC1 | CB SSC1 | Tier-2 | Tier-2---18 | 4--3 | 220 | 2 | 91.8404 | 1.784% | 94.85% | 3.363% | 0.0043202 | 0 | 0 | 0.0043202 | 0 | 0.0037502 | 0.20313 | 0.018463 | 0.0037502 | 0.20313 | 0.018463 | 0.0043841 | 0.23746 | 0.018463 | 0.004704% | 0.031528 | 0.031445 | 2912.9967 | 6.2531 | 2639.8755 | 266.8681 | 2920.5594 | 0 | 0 | 2920.5594 | 9.068e-07%
2028 | CTL1 | CTL1-3R | Tier-3 | Tier-3---14 | 5--4 | 314 | 13 | 691.1308 | 38.4% | 60.91% | 0.6868% | 3.1866 | 0 | 0 | 3.1866 | 0 | 2.7661 | 1.3203 | 2.095 | 2.7661 | 1.3203 | 2.095 | 3.2336 | 1.5435 | 2.095 | 0.4611% | 0.42513 | 0.42003 | 1625.6897 | 99.6026 | 905.5939 | 620.4932 | 1637.859 | 0 | 0 | 1637.859 | 0.0006689%
2028 | DV1 | DV1-3R | Tier-3 | Tier-3---11 | 5--5 | 235 | 32 | 634.2705 | 72.29% | 26.89% | 0.8162% | 18.1072 | 0 | 0 | 18.1072 | 0 | 15.7182 | 3.25 | 4.8363 | 15.7182 | 3.25 | 4.8363 | 18.3747 | 3.7993 | 4.8363 | 2.855% | 0.19421 | 0.18654 | 3265.8667 | 390.6526 | 820.8791 | 2054.3349 | 3303.0688 | 0 | 0 | 3303.0688 | 0.003801%
2028 | RA1 | RA1-402R | Tier-3 | Tier-3---4 | 5--5 | 122 | 5 | 861.3982 | 92.86% | 6.845% | 0.2988% | 9.5065 | 0 | 0 | 9.5065 | 0 | 8.2523 | 0.50782 | 16.2505 | 8.2523 | 0.50782 | 16.2505 | 9.647 | 0.59365 | 16.2505 | 1.104% | 0.12948 | 0.12794 | 6652.8745 | 1118.7394 | 431.7484 | 5102.3868 | 6658.5912 | 0 | 0 | 6658.5912 | 0.001995%
2028 | RB1 | RB1-427R | Tier-3 | Tier-3---7 | 5--5 | 433 | 14 | 996.0696 | 83.51% | 15.68% | 0.8099% | 7.7998 | 0 | 0 | 7.7998 | 0 | 6.7708 | 1.4219 | 4.7618 | 6.7708 | 1.4219 | 4.7618 | 7.9151 | 1.6622 | 4.7618 | 0.7831% | 0.15381 | 0.15236 | 6476.1764 | 929.4617 | 937.2221 | 4609.4925 | 6486.2823 | 0 | 0 | 6486.2823 | 0.001637%
2028 | RB1 | RB1-433R | Tier-3 | Tier-3---10 | 5--5 | 125 | 2 | 717.075 | 94.45% | 5% | 0.5477% | 3.1426 | 0 | 0 | 3.1426 | 0 | 2.728 | 0.20313 | 13.4301 | 2.728 | 0.20313 | 13.4301 | 3.1891 | 0.23746 | 13.4301 | 0.4383% | 0.15284 | 0.15213 | 4691.5909 | 760.1035 | 231.5295 | 3699.958 | 4692.8042 | 0 | 0 | 4692.8042 | 0.0006596%
2028 | TM1 | TM1-10R | Tier-3 | Tier-3---12 | 5--5 | 103 | 10 | 437.3004 | 95.61% | 3.838% | 0.5568% | 11.7712 | 0 | 0 | 11.7712 | 0 | 10.2182 | 1.0156 | 10.0609 | 10.2182 | 1.0156 | 10.0609 | 11.9452 | 1.1873 | 10.0609 | 2.692% | 0.093421 | 0.090791 | 4680.975 | 712.9363 | 184.5612 | 3783.4774 | 4686.9349 | 0 | 0 | 4686.9349 | 0.002471%

## WoodPole_Intrusive_Primary
Wood Pole Intrusive - Risk & Cost Benefit | [29 empty] | Summary Table |  | Baseline 2024 | Baseline 2024 | Baseline 2024 | WACC | WACC | WACC | H.D.R | H.D.R | H.D.R | S.D.R | S.D.R | S.D.R
[30 empty] | Year | Total Units (miles) | WF + PSPS + PEDS Risk Baseline (K$) | Baseline Risk Reduction (K$) | Baseline Risk Reduction (%) | PV Risk Reduced (K$) Year 40 | PV Total Cost Capital + O&M (K$) Year 40 | BCR WACC | PV Risk Reduced (K$) Year 40 | PV Total Cost Capital + O&M (K$) Year 40 | BCR HDR | PV Risk Reduced (K$) Year 40 | PV Total Cost Capital + O&M (K$) Year 40 | BCR SDR | Service Territory Risk Reduction (%)
back to index | [29 empty] | 2026 | 1003 | 7840.7192 | 174.7101 | 2.228% | 166.6615 | 158.1285 | 1.054 | 166.6615 | 158.1285 | 1.054 | 175.5665 | 166.5776 | 1.054 | 0.03667%
[9 empty] | Assumptions | Value | Units | Last Update | Comments |  |  |  | Notes | [12 empty] | 2027 | 4906 | 43068.6145 | 1207.2433 | 2.803% | 1098.575 | 737.8266 | 1.4889 | 1098.575 | 737.8266 | 1.4889 | 1219.108 | 818.7792 | 1.4889 | 0.2534%
[9 empty] | Capital Cost only in Year 0 | 0.16527 | K$/inspection | 2025-05-07 |  |  |  |  | [1] SDG&E does not calculate the risk reduction for the safety and reliability attributes for this program. All risk reduction is considered to fall within the financial attribute. | [12 empty] | 2028 | 11137 | 98702.8795 | 4448.1438 | 4.507% | 3861.2787 | 1597.7632 | 2.4167 | 3861.2787 | 1597.7632 | 2.4167 | 4513.8788 | 1867.8034 | 2.4167 | 0.9337%
[9 empty] | Service Drop factor | 0% | % | 2025-05-07 |  |  |  |  | [2] To avoid double counting of foundational cost SDG&E assumes no foundational cost for this program. | [12 empty] | Total 2026-2028 | 17046 | 149612.2132 | 5830.0971 | 3.897% | 5126.5152 | 2493.7184 | 2.0558 | 5126.5152 | 2493.7184 | 2.0558 | 5908.5533 | 2853.1602 | 2.0709 | 1.224%
[9 empty] | OH to UG conversion factor | 0% | % | 2025-05-07
[9 empty] | Long-term Ongoing costs | 0 | $/unit | 2025-05-07
[9 empty] | Lifetime | 1 | Years | 2025-05-07
[9 empty] | Inflation Assumption to adjust Baseline | 2.5% |  | 2025-05-07
[9 empty] | Mitigation Effectiveness Estimate (%) | 10% | % | 2025-05-07
[9 empty] | Additional Installation Cost (O&M) only in Year 0 | 0 | M$/mile | 2025-05-07
[13 empty] | [1] | [1] |  | [2]
[8 empty] | Baseline 2025 | Baseline 2025 | Baseline 2025 | Baseline 2025 | Baseline 2025 | Baseline 2025 | Baseline 2025 | Baseline 2025 | Baseline 2025 | WACC | WACC | WACC | H.D.R | H.D.R | H.D.R | S.D.R | S.D.R | S.D.R |  |  |  | Pre - Mitigation CoRE |  |  |  | Post - Mitigation CoRE
Year | Feeder | Feeder Segment | HFTD Tier | Tranche ID HTM | Tranche ID Quintile | Total Units | Units (Poles) | WF + PSPS + PEDS Risk Baseline (K$/year) | Baseline Wildfire (%) | Baseline PSPS (%) | Baseline PEDS (%) | Risk Reduction (K$/year) | Safety Risk Reduction (K$/year) | Reliability Risk Reduction (K$/year) | Financial Risk Reduction (K$/year) | Mitigation Annual Cost (K$/year) | PV Risk Reduced (K$) Year 55 | PV Total Cost Capital + O&M (K$) Year 55 | BCR WACC | PV Risk Reduced (K$) Year 55 | PV Total Cost Capital + O&M (K$) Year 55 | BCR HDR | PV Risk Reduced (K$) Year 55 | PV Total Cost Capital + O&M (K$) Year 55 | BCR SDR | Risk Reduction % | Pre-Mitigation LoRE | Post-Mitigation LoRE | Pre-Mitigated CoRE [K$] | Pre-Mitigated CoRE Safety [K$] | Pre-Mitigated CoRE Reliability [K$] | Pre-Mitigated CoRE Financial [K$] | Post-Mitigated CoRE [K$] | Post-Mitigated CoRE Safety [K$] | Post-Mitigated CoRE Reliability [K$] | Post-Mitigated CoRE Financial [K$] | Service Territory Risk Reduction (%)
2026 | 198 | 198-37R | Tier-2 | Tier-2---9 | 4--5 | 188 | 26 | 225.7204 | 81.18% | 16.94% | 1.877% | 2.5343 | 0 | 0 | 2.5343 | 0 | 2.4176 | 4.099 | 0.58979 | 2.4176 | 4.099 | 0.58979 | 2.5467 | 4.3181 | 0.58979 | 1.123% | 0.030671 | 0.030247 | 7359.4074 | 2410.2174 | 1700.5946 | 3248.5954 | 7378.8263 | 0 | 0 | 7378.8263 | 0.000532%
2026 | 205 | 205-1550 | Tier-2 | Tier-2---15 | 2--4 | 102 | 1 | 27.6639 | 93.54% | 0% | 6.46% | 0.025369 | 0 | 0 | 0.025369 | 0 | 0.024201 | 0.15766 | 0.1535 | 0.024201 | 0.15766 | 0.1535 | 0.025494 | 0.16608 | 0.1535 | 0.09171% | 0.008789 | 0.0087804 | 3147.5552 | 439.5356 | 466.2565 | 2241.7631 | 3147.7548 | 0 | 0 | 3147.7548 | 5.325e-06%
2026 | 206 | 206-1105 | Tier-2 | Tier-2---9 | 3--5 | 132 | 14 | 189.805 | 98.58% | 0% | 1.419% | 1.9845 | 0 | 0 | 1.9845 | 0 | 1.8931 | 2.2072 | 0.8577 | 1.8931 | 2.2072 | 0.8577 | 1.9943 | 2.3251 | 0.8577 | 1.046% | 0.014019 | 0.01387 | 13539.1253 | 2187.5417 | 263.1851 | 11088.3985 | 13541.1841 | 0 | 0 | 13541.1841 | 0.0004166%
2026 | 206 | 206-1817 | Tier-2 | Tier-2---4 | 4--5 | 413 | 96 | 414.414 | 98.25% | 0% | 1.752% | 9.4641 | 0 | 0 | 9.4641 | 0 | 9.0281 | 15.1349 | 0.59651 | 9.0281 | 15.1349 | 0.59651 | 9.5105 | 15.9436 | 0.59651 | 2.284% | 0.038208 | 0.03732 | 10846.319 | 1742.1104 | 241.9911 | 8862.2175 | 10850.8421 | 0 | 0 | 10850.8421 | 0.001987%
2026 | 209 | 209-1769F | Tier-2 | Tier-2---6 | 5--5 | 1069 | 324 | 1246.6839 | 98.28% | 0% | 1.716% | 37.1369 | 0 | 0 | 37.1369 | 0 | 35.4261 | 51.0804 | 0.69354 | 35.4261 | 51.0804 | 0.69354 | 37.3189 | 53.8097 | 0.69354 | 2.979% | 0.11169 | 0.10831 | 11161.7212 | 1795.9566 | 261.2581 | 9104.5065 | 11167.7087 | 0 | 0 | 11167.7087 | 0.007795%
2026 | 233 | 233-123R | Tier-2 | Tier-2---4 | 4--5 | 412 | 183 | 528.7545 | 93.49% | 4.613% | 1.898% | 21.9567 | 0 | 0 | 21.9567 | 0 | 20.9452 | 28.851 | 0.72598 | 20.9452 | 28.851 | 0.72598 | 22.0643 | 30.3925 | 0.72598 | 4.153% | 0.06125 | 0.05853 | 8632.6707 | 1309.838 | 600.1971 | 6722.6355 | 8658.7981 | 0 | 0 | 8658.7981 | 0.004609%
2026 | 288 | 288-2380F | Tier-2 | Tier-2---12 | 4--5 | 43 | 2 | 114.0664 | 66.42% | 32.7% | 0.8812% | 0.3524 | 0 | 0 | 0.3524 | 0 | 0.33616 | 0.31531 | 1.0661 | 0.33616 | 0.31531 | 1.0661 | 0.35412 | 0.33216 | 1.0661 | 0.3089% | 0.030344 | 0.030203 | 3759.1098 | 411.8777 | 1165.9601 | 2181.2719 | 3765.0081 | 0 | 0 | 3765.0081 | 7.397e-05%
2026 | 307 | 307-1538F | Tier-2 | Tier-2---7 | 5--5 | 53 | 47 | 433.4142 | 51.51% | 48.13% | 0.3587% | 19.7986 | 0 | 0 | 19.7986 | 0 | 18.8866 | 7.4098 | 2.5489 | 18.8866 | 7.4098 | 2.5489 | 19.8957 | 7.8057 | 2.5489 | 4.568% | 0.10098 | 0.092024 | 4292.1557 | 366.942 | 1865.6861 | 2059.5276 | 4494.6712 | 0 | 0 | 4494.6712 | 0.004156%
2026 | 307 | 307-234R | Tier-2 | Tier-2---4 | 5--5 | 109 | 52 | 684.1346 | 69.69% | 29.83% | 0.4763% | 22.7452 | 0 | 0 | 22.7452 | 0 | 21.6974 | 8.1981 | 2.6466 | 21.6974 | 8.1981 | 2.6466 | 22.8567 | 8.6361 | 2.6466 | 3.325% | 0.11001 | 0.10476 | 6219.0213 | 711.7212 | 1737.152 | 3770.148 | 6313.4515 | 0 | 0 | 6313.4515 | 0.004774%
2026 | 504 | 504-1563 | Tier-1 | Non-HFTD---1 | 3--5 | 351 | 18 | 245.689 | 97.78% | 0% | 2.22% | 1.232 | 0 | 0 | 1.232 | 0 | 1.1752 | 2.8378 | 0.41413 | 1.1752 | 2.8378 | 0.41413 | 1.238 | 2.9894 | 0.41413 | 0.5014% | 0.028304 | 0.028159 | 8680.3629 | 1353.5847 | 490.4215 | 6836.3568 | 8681.3565 | 0 | 0 | 8681.3565 | 0.0002586%
2026 | 599 | CB 599 | Tier-2 | Tier-2---4 | 4--5 | 369 | 25 | 599.9379 | 98.66% | 0% | 1.337% | 4.0103 | 0 | 0 | 4.0103 | 0 | 3.8255 | 3.9414 | 0.9706 | 3.8255 | 3.9414 | 0.9706 | 4.0299 | 4.152 | 0.9706 | 0.6684% | 0.043095 | 0.042803 | 13921.4169 | 2931.9396 | 582.1864 | 10407.2909 | 13922.6868 | 0 | 0 | 13922.6868 | 0.0008418%
2026 | 859 | 859-42R | Tier-2 | Tier-2---3 | 4--5 | 557 | 77 | 1138.7404 | 98.96% | 0% | 1.04% | 15.5783 | 0 | 0 | 15.5783 | 0 | 14.8606 | 12.1395 | 1.2242 | 14.8606 | 12.1395 | 1.2242 | 15.6546 | 12.7881 | 1.2242 | 1.368% | 0.067132 | 0.066204 | 16962.7575 | 2757.3465 | 237.2903 | 13968.1207 | 16965.2308 | 0 | 0 | 16965.2308 | 0.00327%
2026 | 1001 | 1001-1231F | Tier-2 | Tier-2---15 | 3--3 | 4 | 1 | 14.0535 | 92.14% | 7.108% | 0.7568% | 0.32371 | 0 | 0 | 0.32371 | 0 | 0.30879 | 0.15766 | 1.9587 | 0.30879 | 0.15766 | 1.9587 | 0.32529 | 0.16608 | 1.9587 | 2.303% | 0.025088 | 0.024461 | 560.1576 | 85.0993 | 40.4936 | 434.5648 | 561.2872 | 0 | 0 | 561.2872 | 6.795e-05%
2026 | 1001 | 1001-1814AE | Tier-2 | Tier-2---11 | 5--3 | 10 | 7 | 47.9998 | 92.92% | 6.426% | 0.6525% | 3.1221 | 0 | 0 | 3.1221 | 0 | 2.9783 | 1.1036 | 2.6988 | 2.9783 | 1.1036 | 2.6988 | 3.1375 | 1.1626 | 2.6988 | 6.505% | 0.094213 | 0.087618 | 509.4829 | 78.1654 | 33.1388 | 398.1787 | 512.1974 | 0 | 0 | 512.1974 | 0.0006553%
2026 | 1023 | 1023-200R | Tier-2 | Tier-2---5 | 4--5 | 82 | 30 | 340.3967 | 93.71% | 5.554% | 0.7407% | 11.6697 | 0 | 0 | 11.6697 | 0 | 11.1321 | 4.7297 | 2.3537 | 11.1321 | 4.7297 | 2.3537 | 11.7269 | 4.9824 | 2.3537 | 3.428% | 0.083115 | 0.080074 | 4095.5104 | 628.6418 | 234.4876 | 3232.381 | 4105.2997 | 0 | 0 | 4105.2997 | 0.002449%
2026 | 1023 | 1023-46AE | Tier-2 | Tier-2---2 | 5--5 | 469 | 96 | 1480.046 | 74.84% | 24.29% | 0.8655% | 22.6736 | 0 | 0 | 22.6736 | 0 | 21.6291 | 15.1349 | 1.4291 | 21.6291 | 15.1349 | 1.4291 | 22.7847 | 15.9436 | 1.4291 | 1.532% | 0.13914 | 0.13629 | 10637.4667 | 1301.0798 | 2440.2216 | 6896.1652 | 10693.3896 | 0 | 0 | 10693.3896 | 0.004759%
2026 | NVS1 | CB NVS1 | Tier-2 | Tier-2---12 | 4--5 | 403 | 4 | 109.1989 | 94.39% | 0% | 5.606% | 0.10231 | 0 | 0 | 0.10231 | 0 | 0.097597 | 0.63062 | 0.15476 | 0.097597 | 0.63062 | 0.15476 | 0.10281 | 0.66432 | 0.15476 | 0.09369% | 0.029239 | 0.02921 | 3734.676 | 571.7006 | 249.4939 | 2913.4815 | 3734.884 | 0 | 0 | 3734.884 | 2.147e-05%
2027 | 175 | 175-2024R | Tier-2 | Tier-2---5 | 5--5 | 103 | 75 | 563.0882 | 93.71% | 5.71% | 0.5784% | 38.4232 | 0 | 0 | 38.4232 | 0 | 34.9646 | 11.2795 | 3.0998 | 34.9646 | 11.2795 | 3.0998 | 38.8008 | 12.517 | 3.0998 | 6.824% | 0.19114 | 0.17722 | 2945.925 | 621.2029 | 162.2415 | 2162.4806 | 2960.4738 | 0 | 0 | 2960.4738 | 0.008065%
2027 | 175 | 175-24R | Tier-2 | Tier-2---8 | 5--4 | 86 | 42 | 1055.746 | 27.96% | 71.78% | 0.2605% | 14.4147 | 0 | 0 | 14.4147 | 0 | 13.1172 | 6.3165 | 2.0767 | 13.1172 | 6.3165 | 2.0767 | 14.5564 | 7.0095 | 2.0767 | 1.365% | 0.17491 | 0.16637 | 6035.8973 | 385.7406 | 3993.7328 | 1656.4239 | 6259.166 | 0 | 0 | 6259.166 | 0.003026%
2027 | 175 | 175-90R | Tier-3 | Tier-3---9 | 5--5 | 300 | 70 | 894.6693 | 80.29% | 18.79% | 0.921% | 16.7616 | 0 | 0 | 16.7616 | 0 | 15.2528 | 10.5275 | 1.4489 | 15.2528 | 10.5275 | 1.4489 | 16.9263 | 11.6825 | 1.4489 | 1.873% | 0.20491 | 0.20013 | 4366.1148 | 584.0624 | 757.6208 | 3024.4316 | 4386.6714 | 0 | 0 | 4386.6714 | 0.003518%
2027 | 175 | 175-94R | Tier-2 | Tier-2---10 | 5--4 | 52 | 28 | 275.6722 | 39.95% | 59.59% | 0.4576% | 5.9305 | 0 | 0 | 5.9305 | 0 | 5.3967 | 4.211 | 1.2816 | 5.3967 | 4.211 | 1.2816 | 5.9888 | 4.673 | 1.2816 | 2.151% | 0.16555 | 0.15664 | 1665.1861 | 117.2564 | 895.8047 | 652.125 | 1722.091 | 0 | 0 | 1722.091 | 0.001245%
2027 | 176 | 176-1834R | Tier-3 | Tier-3---5 | 5--5 | 312 | 96 | 1527.634 | 81.51% | 17.94% | 0.5573% | 38.3119 | 0 | 0 | 38.3119 | 0 | 34.8633 | 14.4377 | 2.4147 | 34.8633 | 14.4377 | 2.4147 | 38.6884 | 16.0218 | 2.4147 | 2.508% | 0.23205 | 0.22491 | 6583.3295 | 1087.0711 | 1168.7765 | 4327.4819 | 6621.9779 | 0 | 0 | 6621.9779 | 0.008042%
2027 | 176 | 176-1836R | Tier-2 | Tier-2---11 | 5--3 | 50 | 8 | 176.1999 | 27.39% | 72.07% | 0.5367% | 0.7722 | 0 | 0 | 0.7722 | 0 | 0.70269 | 1.2031 | 0.58405 | 0.70269 | 1.2031 | 0.58405 | 0.77979 | 1.3351 | 0.58405 | 0.4383% | 0.10638 | 0.10468 | 1656.3379 | 87.619 | 1121.6433 | 447.0755 | 1675.8932 | 0 | 0 | 1675.8932 | 0.0001621%
2027 | 177 | 177-955 | Tier-2 | Tier-2---5 | 5--5 | 176 | 6 | 950.0511 | 33.62% | 66.04% | 0.3363% | 1.0889 | 0 | 0 | 1.0889 | 0 | 0.99088 | 0.90236 | 1.0981 | 0.99088 | 0.90236 | 1.0981 | 1.0996 | 1.0014 | 1.0981 | 0.1146% | 0.11726 | 0.11686 | 8102.2285 | 665.4806 | 4864.4056 | 2572.3423 | 8120.6261 | 0 | 0 | 8120.6261 | 0.0002286%
2027 | 178 | 178-968AE | Tier-2 | Tier-2---18 | 3--3 | 200 | 6 | 15.4322 | 73.56% | 0% | 26.44% | 0.034055 | 0 | 0 | 0.034055 | 0 | 0.03099 | 0.90236 | 0.034343 | 0.03099 | 0.90236 | 0.034343 | 0.03439 | 1.0014 | 0.034343 | 0.2207% | 0.018466 | 0.018411 | 835.6994 | 94.2014 | 379.7988 | 361.6992 | 836.3643 | 0 | 0 | 836.3643 | 7.148e-06%
2027 | 178 | 178-982 | Tier-2 | Tier-2---21 | 1--1 | 45 | 7 | 0.93128 | 13.4% | 0% | 86.6% | 0.0019413 | 0 | 0 | 0.0019413 | 0 | 0.0017665 | 1.0527 | 0.001678 | 0.0017665 | 1.0527 | 0.001678 | 0.0019604 | 1.1683 | 0.001678 | 0.2085% | 0.0033454 | 0.0032934 | 278.3757 | 0.63264 | 254.3025 | 23.4406 | 282.185 | 0 | 0 | 282.185 | 4.075e-07%
2027 | 182 | 182-2240F | Tier-2 | Tier-2---2 | 5--5 | 291 | 82 | 1849.4802 | 64.04% | 35.59% | 0.3658% | 33.3749 | 0 | 0 | 33.3749 | 0 | 30.3707 | 12.3322 | 2.4627 | 30.3707 | 12.3322 | 2.4627 | 33.7029 | 13.6853 | 2.4627 | 1.805% | 0.1455 | 0.1414 | 12710.8197 | 2473.4049 | 4337.8066 | 5899.6082 | 12843.3547 | 0 | 0 | 12843.3547 | 0.007005%
2027 | 182 | 182-2250 | Tier-2 | Tier-2---8 | 5--5 | 26 | 22 | 188.3209 | 97.39% | 2.141% | 0.4657% | 15.5195 | 0 | 0 | 15.5195 | 0 | 14.1225 | 3.3086 | 4.2684 | 14.1225 | 3.3086 | 4.2684 | 15.672 | 3.6717 | 4.2684 | 8.241% | 0.10496 | 0.096076 | 1794.2707 | 286.1267 | 42.0773 | 1466.0666 | 1798.5939 | 0 | 0 | 1798.5939 | 0.003258%
2027 | 182 | 182-2252R | Tier-2 | Tier-2---5 | 5--5 | 104 | 66 | 437.4034 | 92.58% | 6.861% | 0.5557% | 25.6997 | 0 | 0 | 25.6997 | 0 | 23.3863 | 9.9259 | 2.3561 | 23.3863 | 9.9259 | 2.3561 | 25.9522 | 11.015 | 2.3561 | 5.876% | 0.11307 | 0.1059 | 3868.3889 | 593.9237 | 259.5961 | 3014.8691 | 3887.8291 | 0 | 0 | 3887.8291 | 0.005394%
2027 | 182 | 182-2254R | Tier-2 | Tier-2---11 | 5--4 | 19 | 9 | 74.8792 | 92.6% | 6.527% | 0.8705% | 3.2845 | 0 | 0 | 3.2845 | 0 | 2.9889 | 1.3535 | 2.2082 | 2.9889 | 1.3535 | 2.2082 | 3.3168 | 1.502 | 2.2082 | 4.386% | 0.10223 | 0.097385 | 732.4796 | 113.3566 | 46.859 | 572.264 | 735.1738 | 0 | 0 | 735.1738 | 0.0006894%
2027 | 183 | 183-439 | Tier-2 | Tier-2---14 | 3--5 | 42 | 21 | 138.4322 | 24.55% | 74.86% | 0.5956% | 1.6991 | 0 | 0 | 1.6991 | 0 | 1.5462 | 3.1582 | 0.48956 | 1.5462 | 3.1582 | 0.48956 | 1.7158 | 3.5048 | 0.48956 | 1.227% | 0.018422 | 0.017501 | 7514.4213 | 312.7649 | 5165.0291 | 2036.6274 | 7812.8318 | 0 | 0 | 7812.8318 | 0.0003566%
2027 | 183 | 183-440 | Tier-2 | Tier-2---12 | 3--5 | 114 | 44 | 173.9797 | 32.16% | 66.62% | 1.222% | 2.1597 | 0 | 0 | 2.1597 | 0 | 1.9653 | 6.6173 | 0.297 | 1.9653 | 6.6173 | 0.297 | 2.1809 | 7.3433 | 0.297 | 1.241% | 0.025335 | 0.024358 | 6867.059 | 365.5871 | 4285.7066 | 2215.7653 | 7054.0772 | 0 | 0 | 7054.0772 | 0.0004533%
2027 | 185 | 185-51F | Tier-2 | Tier-2---7 | 4--5 | 260 | 129 | 390.6047 | 65.18% | 33.32% | 1.503% | 12.6313 | 0 | 0 | 12.6313 | 0 | 11.4943 | 19.4007 | 0.59247 | 11.4943 | 19.4007 | 0.59247 | 12.7555 | 21.5293 | 0.59247 | 3.234% | 0.048222 | 0.045829 | 8100.2023 | 1032.7815 | 2609.1587 | 4458.2621 | 8247.4598 | 0 | 0 | 8247.4598 | 0.002651%
2027 | 197 | 197-1150F | Tier-2 | Tier-2---15 | 3--4 | 29 | 28 | 37.9092 | 96.86% | 0.4538% | 2.686% | 3.5453 | 0 | 0 | 3.5453 | 0 | 3.2262 | 4.211 | 0.76613 | 3.2262 | 4.211 | 0.76613 | 3.5801 | 4.673 | 0.76613 | 9.352% | 0.021777 | 0.019674 | 1740.8051 | 277.2878 | 48.7789 | 1414.7385 | 1746.646 | 0 | 0 | 1746.646 | 0.0007442%
2027 | 197 | 197-1155F | Tier-2 | Tier-2---21 | 1--4 | 9 | 9 | 2.6346 | 91.13% | 0% | 8.87% | 0.24009 | 0 | 0 | 0.24009 | 0 | 0.21848 | 1.3535 | 0.16141 | 0.21848 | 1.3535 | 0.16141 | 0.24245 | 1.502 | 0.16141 | 9.113% | 0.0010316 | 0.00092844 | 2553.8632 | 379.4847 | 234.4628 | 1939.9157 | 2579.0339 | 0 | 0 | 2579.0339 | 5.039e-05%
2027 | 198 | 198-37R | Tier-2 | Tier-2---9 | 4--5 | 188 | 27 | 225.7204 | 81.18% | 16.94% | 1.877% | 2.6318 | 0 | 0 | 2.6318 | 0 | 2.3949 | 4.0606 | 0.58979 | 2.3949 | 4.0606 | 0.58979 | 2.6576 | 4.5061 | 0.58979 | 1.166% | 0.030671 | 0.030231 | 7359.4074 | 2410.2174 | 1700.5946 | 3248.5954 | 7379.584 | 0 | 0 | 7379.584 | 0.0005524%
2027 | 200 | CB 200 | Tier-2 | Tier-2---9 | 4--5 | 478 | 114 | 748.3334 | 16.62% | 82.09% | 1.289% | 2.9664 | 0 | 0 | 2.9664 | 0 | 2.6993 | 17.1448 | 0.15744 | 2.6993 | 17.1448 | 0.15744 | 2.9955 | 19.0259 | 0.15744 | 0.3964% | 0.060261 | 0.058824 | 12418.2035 | 230.4691 | 10130.0521 | 2057.6824 | 12671.178 | 0 | 0 | 12671.178 | 0.0006226%
2027 | 202 | CB 202 | Tier-2 | Tier-2---16 | 4--3 | 193 | 116 | 63.0384 | 89.89% | 0% | 10.11% | 3.4058 | 0 | 0 | 3.4058 | 0 | 3.0993 | 17.4456 | 0.17765 | 3.0993 | 17.4456 | 0.17765 | 3.4393 | 19.3596 | 0.17765 | 5.403% | 0.040966 | 0.038504 | 1538.7821 | 188.6374 | 158.7642 | 1191.3805 | 1548.7292 | 0 | 0 | 1548.7292 | 0.0007149%
2027 | 203 | CB 203 | Tier-2 | Tier-2---13 | 4--4 | 233 | 90 | 187.9021 | 7.943% | 89.84% | 2.222% | 0.57648 | 0 | 0 | 0.57648 | 0 | 0.52459 | 13.5353 | 0.038757 | 0.52459 | 13.5353 | 0.038757 | 0.58215 | 15.0204 | 0.038757 | 0.3068% | 0.03541 | 0.034042 | 5306.4388 | 19.0742 | 4782.3725 | 504.9921 | 5502.7097 | 0 | 0 | 5502.7097 | 0.000121%
2027 | 204 | 204-32R | Tier-2 | Tier-2---11 | 4--4 | 336 | 210 | 174.7993 | 90.03% | 3.465% | 6.507% | 9.8355 | 0 | 0 | 9.8355 | 0 | 8.9502 | 31.5825 | 0.28339 | 8.9502 | 31.5825 | 0.28339 | 9.9322 | 35.0476 | 0.28339 | 5.627% | 0.087106 | 0.081662 | 2006.7428 | 246.9421 | 179.8959 | 1579.9048 | 2020.0837 | 0 | 0 | 2020.0837 | 0.002064%
2027 | 204 | CB 204 | Tier-2 | Tier-2---9 | 4--4 | 229 | 156 | 421.5291 | 52.89% | 45.23% | 1.878% | 15.1882 | 0 | 0 | 15.1882 | 0 | 13.8211 | 23.4613 | 0.5891 | 13.8211 | 23.4613 | 0.5891 | 15.3375 | 26.0354 | 0.5891 | 3.603% | 0.068524 | 0.063856 | 6151.5544 | 481.5982 | 2922.6769 | 2747.2793 | 6363.3951 | 0 | 0 | 6363.3951 | 0.003188%
2027 | 231 | 231-1136R | Tier-2 | Tier-2---7 | 4--5 | 357 | 10 | 532.5953 | 91.49% | 6.883% | 1.625% | 1.3649 | 0 | 0 | 1.3649 | 0 | 1.2421 | 1.5039 | 0.82589 | 1.2421 | 1.5039 | 0.82589 | 1.3784 | 1.6689 | 0.82589 | 0.2563% | 0.054655 | 0.054502 | 9744.7482 | 1528.1869 | 1244.2736 | 6972.2877 | 9747.077 | 0 | 0 | 9747.077 | 0.0002865%
2027 | 288 | 288-149R | Tier-2 | Tier-2---12 | 3--5 | 170 | 2 | 110.4011 | 75.76% | 21.09% | 3.152% | 0.098397 | 0 | 0 | 0.098397 | 0 | 0.08954 | 0.30079 | 0.29769 | 0.08954 | 0.30079 | 0.29769 | 0.099364 | 0.33379 | 0.29769 | 0.08913% | 0.02124 | 0.021215 | 5197.889 | 630.048 | 1286.7386 | 3281.1025 | 5199.3732 | 0 | 0 | 5199.3732 | 2.065e-05%
2027 | 288 | 288-2380F | Tier-2 | Tier-2---12 | 4--5 | 43 | 26 | 114.0664 | 66.42% | 32.7% | 0.8812% | 4.5811 | 0 | 0 | 4.5811 | 0 | 4.1688 | 3.9102 | 1.0661 | 4.1688 | 3.9102 | 1.0661 | 4.6262 | 4.3392 | 1.0661 | 4.016% | 0.030344 | 0.028509 | 3759.1098 | 411.8777 | 1165.9601 | 2181.2719 | 3840.3431 | 0 | 0 | 3840.3431 | 0.0009616%
2027 | 292 | CB 292 | Tier-2 | Tier-2---18 | 4--3 | 17 | 2 | 47.5044 | 34.5% | 64.33% | 1.17% | 0.19284 | 0 | 0 | 0.19284 | 0 | 0.17548 | 0.30079 | 0.5834 | 0.17548 | 0.30079 | 0.5834 | 0.19473 | 0.33379 | 0.5834 | 0.4059% | 0.048129 | 0.047563 | 987.0231 | 50.0827 | 552.1658 | 384.7746 | 994.719 | 0 | 0 | 994.719 | 4.048e-05%
2027 | 296 | 296-68F | Tier-2 | Tier-2---21 | 1--2 | 43 | 22 | 1.8827 | 64.81% | 0% | 35.19% | 0.062431 | 0 | 0 | 0.062431 | 0 | 0.056812 | 3.3086 | 0.017171 | 0.056812 | 3.3086 | 0.017171 | 0.063045 | 3.6717 | 0.017171 | 3.316% | 0.0027146 | 0.0025757 | 693.5578 | 98.2554 | 297.2044 | 298.098 | 706.7171 | 0 | 0 | 706.7171 | 1.31e-05%
2027 | 300 | 300-483F | Tier-2 | Tier-2---12 | 3--5 | 69 | 3 | 101.1563 | 97.7% | 0% | 2.297% | 0.42971 | 0 | 0 | 0.42971 | 0 | 0.39103 | 0.45118 | 0.86668 | 0.39103 | 0.45118 | 0.86668 | 0.43393 | 0.50068 | 0.86668 | 0.4248% | 0.018397 | 0.018317 | 5498.5218 | 994.0131 | 114.7317 | 4389.777 | 5499.0734 | 0 | 0 | 5499.0734 | 9.02e-05%
2027 | 300 | 300-484F | Tier-2 | Tier-2---9 | 4--5 | 250 | 127 | 230.1484 | 75.7% | 22.04% | 2.261% | 8.8499 | 0 | 0 | 8.8499 | 0 | 8.0533 | 19.0999 | 0.42164 | 8.0533 | 19.0999 | 0.42164 | 8.9369 | 21.1955 | 0.42164 | 3.845% | 0.039922 | 0.037894 | 5764.9522 | 606.5801 | 1692.4173 | 3465.9548 | 5839.9409 | 0 | 0 | 5839.9409 | 0.001858%
2027 | 307 | 307-234R | Tier-2 | Tier-2---4 | 5--5 | 109 | 3 | 684.1346 | 69.69% | 29.83% | 0.4763% | 1.3122 | 0 | 0 | 1.3122 | 0 | 1.1941 | 0.45118 | 2.6466 | 1.1941 | 0.45118 | 2.6466 | 1.3251 | 0.50068 | 2.6466 | 0.1918% | 0.11001 | 0.1097 | 6219.0213 | 711.7212 | 1737.152 | 3770.148 | 6224.2236 | 0 | 0 | 6224.2236 | 0.0002754%
2027 | 311 | 311-1163F | Tier-2 | Tier-2---18 | 3--3 | 29 | 29 | 23.154 | 70.13% | 28.81% | 1.065% | 1.6238 | 0 | 0 | 1.6238 | 0 | 1.4776 | 4.3614 | 0.3388 | 1.4776 | 4.3614 | 0.3388 | 1.6397 | 4.8399 | 0.3388 | 7.013% | 0.018623 | 0.016761 | 1243.3167 | 81.357 | 709.3756 | 452.5841 | 1284.5812 | 0 | 0 | 1284.5812 | 0.0003408%
2027 | 311 | 311-43 | Tier-2 | Tier-2---15 | 3--4 | 195 | 79 | 155.2668 | 1.703% | 96.44% | 1.86% | 0.10714 | 0 | 0 | 0.10714 | 0 | 0.097499 | 11.881 | 0.0082063 | 0.097499 | 11.881 | 0.0082063 | 0.1082 | 13.1846 | 0.0082063 | 0.06901% | 0.027937 | 0.026805 | 5557.7075 | 11.1328 | 4976.695 | 569.8797 | 5788.3758 | 0 | 0 | 5788.3758 | 2.249e-05%
2027 | 312 | 312-14F | Tier-2 | Tier-2---14 | 3--4 | 53 | 14 | 197.5178 | 0.1105% | 99.63% | 0.2595% | 0.0057634 | 0 | 0 | 0.0057634 | 0 | 0.0052446 | 2.1055 | 0.0024909 | 0.0052446 | 2.1055 | 0.0024909 | 0.00582 | 2.3365 | 0.0024909 | 0.002918% | 0.018868 | 0.01837 | 10468.4008 | 14.5481 | 9413.1367 | 1040.7161 | 10752.1134 | 0 | 0 | 10752.1134 | 1.21e-06%
2027 | 315 | 315-1192F | Tier-2 | Tier-2---19 | 1--4 | 9 | 2 | 2.9239 | 90.71% | 0% | 9.29% | 0.05894 | 0 | 0 | 0.05894 | 0 | 0.053634 | 0.30079 | 0.17831 | 0.053634 | 0.30079 | 0.17831 | 0.059519 | 0.33379 | 0.17831 | 2.016% | 0.0015284 | 0.0014944 | 1913.0654 | 1007.4875 | 168.1228 | 737.4551 | 1917.1047 | 0 | 0 | 1917.1047 | 1.237e-05%
2027 | 315 | 315-485AE | Tier-2 | Tier-2---14 | 2--5 | 39 | 23 | 44.4978 | 97.71% | 0% | 2.29% | 2.5641 | 0 | 0 | 2.5641 | 0 | 2.3333 | 3.459 | 0.67456 | 2.3333 | 3.459 | 0.67456 | 2.5893 | 3.8385 | 0.67456 | 5.762% | 0.00637 | 0.0059943 | 6985.5251 | 2468.7203 | 170.1118 | 4346.6929 | 6995.5517 | 0 | 0 | 6995.5517 | 0.0005382%
2027 | 327 | CB 327 | Tier-3 | Tier-3---16 | 4--5 | 22 | 19 | 193.645 | 98.47% | 1.165% | 0.3624% | 16.4684 | 0 | 0 | 16.4684 | 0 | 14.9861 | 2.8575 | 5.2445 | 14.9861 | 2.8575 | 5.2445 | 16.6303 | 3.171 | 5.2445 | 8.504% | 0.076966 | 0.070319 | 2515.9681 | 429.9476 | 31.582 | 2054.4384 | 2519.6007 | 0 | 0 | 2519.6007 | 0.003457%
2027 | 330 | CB 330 | Tier-2 | Tier-2---16 | 4--3 | 156 | 63 | 120.677 | 32.91% | 64.46% | 2.626% | 1.6039 | 0 | 0 | 1.6039 | 0 | 1.4596 | 9.4747 | 0.15405 | 1.4596 | 9.4747 | 0.15405 | 1.6197 | 10.5143 | 0.15405 | 1.329% | 0.029702 | 0.028502 | 4062.9261 | 7.6233 | 3748.7743 | 306.5286 | 4177.6373 | 0 | 0 | 4177.6373 | 0.0003367%
2027 | 331 | CB 331 | Tier-2 | Tier-2---14 | 2--5 | 48 | 10 | 85.8116 | 98.16% | 0% | 1.839% | 1.7549 | 0 | 0 | 1.7549 | 0 | 1.5969 | 1.5039 | 1.0618 | 1.5969 | 1.5039 | 1.0618 | 1.7721 | 1.6689 | 1.0618 | 2.045% | 0.010352 | 0.010136 | 8289.3738 | 853.0321 | 3055.5825 | 4380.7593 | 8292.6175 | 0 | 0 | 8292.6175 | 0.0003683%
2027 | 470 | 470-40AE | Tier-2 | Tier-2---4 | 4--5 | 142 | 106 | 675.3424 | 87.26% | 12.19% | 0.553% | 43.9891 | 0 | 0 | 43.9891 | 0 | 40.0295 | 15.9416 | 2.511 | 40.0295 | 15.9416 | 2.511 | 44.4214 | 17.6907 | 2.511 | 6.514% | 0.091034 | 0.084239 | 7418.573 | 1155.6027 | 850.5498 | 5412.4205 | 7494.8303 | 0 | 0 | 7494.8303 | 0.009233%
2027 | 470 | 470-47R | Tier-3 | Tier-3---2 | 5--5 | 534 | 384 | 2012.6027 | 94.87% | 4.37% | 0.7559% | 137.3083 | 0 | 0 | 137.3083 | 0 | 124.9487 | 57.7508 | 2.1636 | 124.9487 | 57.7508 | 2.1636 | 138.6577 | 64.0871 | 2.1636 | 6.822% | 0.16225 | 0.15059 | 12404.0406 | 2097.9829 | 564.7309 | 9741.3268 | 12453.3028 | 0 | 0 | 12453.3028 | 0.02882%
2027 | 470 | CB 470 | Tier-2 | Tier-2---6 | 5--5 | 381 | 48 | 1121.5891 | 72.77% | 26.47% | 0.763% | 10.2827 | 0 | 0 | 10.2827 | 0 | 9.3571 | 7.2188 | 1.2962 | 9.3571 | 7.2188 | 1.2962 | 10.3837 | 8.0109 | 1.2962 | 0.9168% | 0.114 | 0.11256 | 9838.8116 | 1666.77 | 2557.3386 | 5614.703 | 9872.994 | 0 | 0 | 9872.994 | 0.002158%
2027 | 471 | 471-36F | Tier-2 | Tier-2---4 | 4--5 | 128 | 17 | 570.7201 | 63.27% | 36.3% | 0.4365% | 4.7956 | 0 | 0 | 4.7956 | 0 | 4.3639 | 2.5567 | 1.7069 | 4.3639 | 2.5567 | 1.7069 | 4.8427 | 2.8372 | 1.7069 | 0.8403% | 0.093079 | 0.091843 | 6131.5794 | 664.7661 | 2054.2802 | 3412.5332 | 6161.8956 | 0 | 0 | 6161.8956 | 0.001007%
2027 | 500 | 500-1531 | Tier-2 | Tier-2---10 | 4--4 | 20 | 9 | 642.8265 | 4.579% | 95.33% | 0.095% | 1.3246 | 0 | 0 | 1.3246 | 0 | 1.2054 | 1.3535 | 0.89053 | 1.2054 | 1.3535 | 0.89053 | 1.3376 | 1.502 | 0.89053 | 0.2061% | 0.071178 | 0.067975 | 9031.2778 | 80.4341 | 7853.8811 | 1096.9626 | 9437.3488 | 0 | 0 | 9437.3488 | 0.000278%
2027 | 540 | CB 540 | Tier-2 | Tier-2---17 | 1--5 | 16 | 12 | 18.5654 | 97.32% | 0% | 2.676% | 1.3551 | 0 | 0 | 1.3551 | 0 | 1.2332 | 1.8047 | 0.6833 | 1.2332 | 1.8047 | 0.6833 | 1.3685 | 2.0027 | 0.6833 | 7.299% | 0.0036022 | 0.003332 | 5153.9037 | 633.0265 | 1280.5124 | 3240.3647 | 5165.0855 | 0 | 0 | 5165.0855 | 0.0002844%
2027 | 542 | CB 542 | Tier-2 | Tier-2---9 | 4--5 | 43 | 15 | 175.7332 | 76% | 23.31% | 0.6907% | 4.659 | 0 | 0 | 4.659 | 0 | 4.2396 | 2.2559 | 1.8794 | 4.2396 | 2.2559 | 1.8794 | 4.7048 | 2.5034 | 1.8794 | 2.651% | 0.053515 | 0.051648 | 3283.8373 | 324.6387 | 1232.8957 | 1726.3029 | 3312.3234 | 0 | 0 | 3312.3234 | 0.0009779%
2027 | 204 | 204-32R | Tier-2 | Tier-2---11 | 4--4 | 336 | 25 | 174.7993 | 90.03% | 3.465% | 6.507% | 1.1709 | 0 | 0 | 1.1709 | 0 | 1.0655 | 3.7598 | 0.28339 | 1.0655 | 3.7598 | 0.28339 | 1.1824 | 4.1723 | 0.28339 | 0.6699% | 0.087106 | 0.086458 | 2006.7428 | 246.9421 | 179.8959 | 1579.9048 | 2008.2429 | 0 | 0 | 2008.2429 | 0.0002458%
2027 | 204 | 204-32R | Tier-2 | Tier-2---11 | 4--4 | 336 | 3 | 174.7993 | 90.03% | 3.465% | 6.507% | 0.14051 | 0 | 0 | 0.14051 | 0 | 0.12786 | 0.45118 | 0.28339 | 0.12786 | 0.45118 | 0.28339 | 0.14189 | 0.50068 | 0.28339 | 0.08038% | 0.087106 | 0.087028 | 2006.7428 | 246.9421 | 179.8959 | 1579.9048 | 2006.9216 | 0 | 0 | 2006.9216 | 2.949e-05%
2027 | 576 | CB 576 | Tier-2 | Tier-2---12 | 4--4 | 19 | 8 | 131.3157 | 32.74% | 66.81% | 0.4539% | 1.8102 | 0 | 0 | 1.8102 | 0 | 1.6473 | 1.2031 | 1.3691 | 1.6473 | 1.2031 | 1.3691 | 1.828 | 1.3351 | 1.3691 | 1.379% | 0.047237 | 0.045248 | 2779.9099 | 133.7981 | 1808.4788 | 837.633 | 2862.0978 | 0 | 0 | 2862.0978 | 0.00038%
2027 | 597 | 597-595 | Tier-2 | Tier-2---1 | 5--5 | 398 | 286 | 2598.8794 | 68.57% | 30.98% | 0.4453% | 128.0603 | 0 | 0 | 128.0603 | 0 | 116.5332 | 43.0123 | 2.7093 | 116.5332 | 43.0123 | 2.7093 | 129.3189 | 47.7315 | 2.7093 | 4.928% | 0.15307 | 0.14207 | 16978.8381 | 2723.3618 | 4869.9544 | 9385.5219 | 17391.9776 | 0 | 0 | 17391.9776 | 0.02688%
2027 | 599 | 599-19R | Tier-2 | Tier-2---1 | 5--5 | 753 | 533 | 2814.0812 | 94.6% | 4.701% | 0.7012% | 188.4297 | 0 | 0 | 188.4297 | 0 | 171.4685 | 80.1593 | 2.1391 | 171.4685 | 80.1593 | 2.1391 | 190.2816 | 88.9542 | 2.1391 | 6.696% | 0.15161 | 0.14088 | 18560.9002 | 2880.2053 | 906.7756 | 14773.9194 | 18637.2827 | 0 | 0 | 18637.2827 | 0.03955%
2027 | 599 | CB 599 | Tier-2 | Tier-2---4 | 4--5 | 369 | 200 | 599.9379 | 98.66% | 0% | 1.337% | 32.0821 | 0 | 0 | 32.0821 | 0 | 29.1943 | 30.0785 | 0.9706 | 29.1943 | 30.0785 | 0.9706 | 32.3974 | 33.3787 | 0.9706 | 5.348% | 0.043095 | 0.040759 | 13921.4169 | 2931.9396 | 582.1864 | 10407.2909 | 13932.0863 | 0 | 0 | 13932.0863 | 0.006734%
2027 | 788 | 788-34R | Tier-2 | Tier-2---6 | 5--5 | 521 | 106 | 1602.6496 | 68.44% | 30.89% | 0.6716% | 22.3155 | 0 | 0 | 22.3155 | 0 | 20.3068 | 15.9416 | 1.2738 | 20.3068 | 15.9416 | 1.2738 | 22.5349 | 17.6907 | 1.2738 | 1.392% | 0.12404 | 0.12152 | 12920.0508 | 2335.3392 | 3828.2096 | 6756.5021 | 13004.7378 | 0 | 0 | 13004.7378 | 0.004684%
2027 | 788 | CB 788 | Tier-2 | Tier-2---2 | 5--5 | 708 | 20 | 1509.6378 | 72.67% | 26.38% | 0.9544% | 3.0988 | 0 | 0 | 3.0988 | 0 | 2.8199 | 3.0079 | 0.93751 | 2.8199 | 3.0079 | 0.93751 | 3.1293 | 3.3379 | 0.93751 | 0.2053% | 0.14181 | 0.14141 | 10645.451 | 1766.7834 | 2805.5671 | 6073.1005 | 10653.6943 | 0 | 0 | 10653.6943 | 0.0006504%
2027 | 791 | 791-419F | Tier-2 | Tier-2---5 | 5--5 | 141 | 44 | 638.6863 | 61.95% | 37.46% | 0.5934% | 12.3468 | 0 | 0 | 12.3468 | 0 | 11.2354 | 6.6173 | 1.6979 | 11.2354 | 6.6173 | 1.6979 | 12.4682 | 7.3433 | 1.6979 | 1.933% | 0.11325 | 0.10972 | 5639.4744 | 649.4436 | 1934.52 | 3055.5108 | 5708.5949 | 0 | 0 | 5708.5949 | 0.002592%
2027 | 799 | 799-504R | Tier-2 | Tier-2---15 | 1--5 | 38 | 11 | 27.7948 | 96.8% | 0% | 3.201% | 0.77883 | 0 | 0 | 0.77883 | 0 | 0.70873 | 1.6543 | 0.42841 | 0.70873 | 1.6543 | 0.42841 | 0.78649 | 1.8358 | 0.42841 | 2.802% | 0.0046964 | 0.0045605 | 5918.3199 | 1511.7003 | 676.4165 | 3730.2032 | 5923.9669 | 0 | 0 | 5923.9669 | 0.0001635%
2027 | 855 | 855-46AE | Tier-2 | Tier-2---15 | 1--5 | 7 | 5 | 22.7812 | 99.05% | 0% | 0.9453% | 1.6118 | 0 | 0 | 1.6118 | 0 | 1.4668 | 0.75196 | 1.9506 | 1.4668 | 0.75196 | 1.9506 | 1.6277 | 0.83447 | 1.9506 | 7.075% | 0.0010888 | 0.001011 | 20923.2579 | 6163.1266 | 183.5454 | 14576.586 | 20938.4728 | 0 | 0 | 20938.4728 | 0.0003383%
2027 | 859 | 859-42R | Tier-2 | Tier-2---3 | 4--5 | 557 | 67 | 1138.7404 | 98.96% | 0% | 1.04% | 13.5551 | 0 | 0 | 13.5551 | 0 | 12.335 | 10.0763 | 1.2242 | 12.335 | 10.0763 | 1.2242 | 13.6883 | 11.1819 | 1.2242 | 1.19% | 0.067132 | 0.066324 | 16962.7575 | 2757.3465 | 237.2903 | 13968.1207 | 16964.9057 | 0 | 0 | 16964.9057 | 0.002845%
2027 | 920 | 920-1342R | Tier-3 | Tier-3---12 | 4--5 | 131 | 91 | 408.8204 | 94.62% | 4.403% | 0.9773% | 26.8709 | 0 | 0 | 26.8709 | 0 | 24.4522 | 13.6857 | 1.7867 | 24.4522 | 13.6857 | 1.7867 | 27.135 | 15.1873 | 1.7867 | 6.573% | 0.068604 | 0.063839 | 5959.0983 | 1229.6301 | 289.5515 | 4439.9167 | 5983.0343 | 0 | 0 | 5983.0343 | 0.00564%
2027 | 920 | 920-735AE | Tier-2 | Tier-2---7 | 4--5 | 295 | 31 | 627.5827 | 25.02% | 74.11% | 0.8722% | 1.65 | 0 | 0 | 1.65 | 0 | 1.5015 | 4.6622 | 0.32206 | 1.5015 | 4.6622 | 0.32206 | 1.6662 | 5.1737 | 0.32206 | 0.2629% | 0.068691 | 0.067969 | 9136.3433 | 511.7297 | 6274.1673 | 2350.4463 | 9209.096 | 0 | 0 | 9209.096 | 0.0003463%
2027 | 921 | 921-800F | Tier-2 | Tier-2---7 | 4--5 | 252 | 21 | 650.3067 | 29.95% | 69.36% | 0.6872% | 1.6233 | 0 | 0 | 1.6233 | 0 | 1.4772 | 3.1582 | 0.46773 | 1.4772 | 3.1582 | 0.46773 | 1.6393 | 3.5048 | 0.46773 | 0.2496% | 0.065336 | 0.064792 | 9953.2373 | 702.3415 | 6282.5542 | 2968.3417 | 10011.8236 | 0 | 0 | 10011.8236 | 0.0003407%
2027 | 928 | CB 928 | Tier-2 | Tier-2---7 | 4--5 | 62 | 6 | 505.3794 | 35.21% | 64.4% | 0.3975% | 1.7218 | 0 | 0 | 1.7218 | 0 | 1.5668 | 0.90236 | 1.7364 | 1.5668 | 0.90236 | 1.7364 | 1.7388 | 1.0014 | 1.7364 | 0.3407% | 0.057199 | 0.056645 | 8835.5199 | 595.4493 | 5398.0775 | 2841.9931 | 8891.4637 | 0 | 0 | 8891.4637 | 0.0003614%
2027 | 980 | CB 980 | Tier-2 | Tier-2---12 | 2--5 | 35 | 17 | 71.0483 | 98.38% | 0% | 1.619% | 3.3951 | 0 | 0 | 3.3951 | 0 | 3.0895 | 2.5567 | 1.2084 | 3.0895 | 2.5567 | 1.2084 | 3.4284 | 2.8372 | 1.2084 | 4.779% | 0.0069124 | 0.0065767 | 10278.3875 | 4306.656 | 761.4547 | 5210.2768 | 10286.8819 | 0 | 0 | 10286.8819 | 0.0007126%
2027 | 981 | CB 981 | Tier-2 | Tier-2---15 | 1--5 | 14 | 9 | 31.4522 | 98.54% | 0% | 1.457% | 1.9925 | 0 | 0 | 1.9925 | 0 | 1.8131 | 1.3535 | 1.3395 | 1.8131 | 1.3535 | 1.3395 | 2.012 | 1.502 | 1.3395 | 6.335% | 0.0030076 | 0.0028143 | 10457.5682 | 1238.1114 | 2911.2172 | 6308.2397 | 10468.0366 | 0 | 0 | 10468.0366 | 0.0004182%
2027 | 982 | CB 982 | Tier-2 | Not Applicable | Not Applicable | 2 | 2 | 0 | 0% | 0% | 0% | 0 | 0 | 0 | 0 | 0 | 0 | 0.30079 | 0 | 0 | 0.30079 | 0 | 0 | 0.33379 | 0 | 0% | 0 | 0 | 0 | 0 | 0 | 0 | 0 | 0 | 0 | 0 | 0%
2027 | 991 | 991-1 | Tier-2 | Tier-2---12 | 4--5 | 29 | 22 | 269.0349 | 22.26% | 77.39% | 0.3477% | 4.5441 | 0 | 0 | 4.5441 | 0 | 4.1351 | 3.3086 | 1.2498 | 4.1351 | 3.3086 | 1.2498 | 4.5888 | 3.6717 | 1.2498 | 1.689% | 0.034773 | 0.032135 | 7736.9795 | 537.9923 | 5445.2245 | 1753.7627 | 8230.6958 | 0 | 0 | 8230.6958 | 0.0009538%
2027 | 991 | 991-1206R | Tier-2 | Tier-2---4 | 4--5 | 164 | 74 | 580.6091 | 98.3% | 0.7633% | 0.9388% | 25.7523 | 0 | 0 | 25.7523 | 0 | 23.4343 | 11.1291 | 2.1057 | 23.4343 | 11.1291 | 2.1057 | 26.0054 | 12.3501 | 2.1057 | 4.435% | 0.063785 | 0.060907 | 9102.5384 | 2181.358 | 136.565 | 6784.6154 | 9109.8594 | 0 | 0 | 9109.8594 | 0.005405%
2027 | 1001 | 1001-1820F | Tier-2 | Tier-2---5 | 5--5 | 146 | 95 | 829.5199 | 57.26% | 42.23% | 0.5113% | 30.9073 | 0 | 0 | 30.9073 | 0 | 28.1253 | 14.2873 | 1.9685 | 28.1253 | 14.2873 | 1.9685 | 31.2111 | 15.8549 | 1.9685 | 3.726% | 0.12846 | 0.1201 | 6457.4377 | 610.0184 | 2517.829 | 3329.5903 | 6649.5117 | 0 | 0 | 6649.5117 | 0.006487%
2027 | 1039 | 1039-13 | Tier-2 | Tier-2---3 | 5--5 | 534 | 1 | 2056.5259 | 80.69% | 18.74% | 0.569% | 0.31075 | 0 | 0 | 0.31075 | 0 | 0.28278 | 0.15039 | 1.8803 | 0.28278 | 0.15039 | 1.8803 | 0.31381 | 0.16689 | 1.8803 | 0.01511% | 0.1351 | 0.13508 | 15222.1821 | 2652.795 | 2719.3692 | 9850.0179 | 15222.7326 | 0 | 0 | 15222.7326 | 6.523e-05%
2027 | 1073 | 1073-872F | Tier-2 | Tier-2---20 | 3--2 | 16 | 12 | 7.9014 | 70.78% | 23.83% | 5.396% | 0.41942 | 0 | 0 | 0.41942 | 0 | 0.38167 | 1.8047 | 0.21148 | 0.38167 | 1.8047 | 0.21148 | 0.42354 | 2.0027 | 0.21148 | 5.308% | 0.018584 | 0.017191 | 425.1621 | 49.479 | 114.8811 | 260.802 | 435.2363 | 0 | 0 | 435.2363 | 8.804e-05%
2027 | 1073 | 1073-874F | Tier-2 | Tier-2---20 | 3--3 | 40 | 1 | 35.832 | 14.27% | 82.6% | 3.135% | 0.012782 | 0 | 0 | 0.012782 | 0 | 0.011632 | 0.15039 | 0.077343 | 0.011632 | 0.15039 | 0.077343 | 0.012908 | 0.16689 | 0.077343 | 0.03567% | 0.021565 | 0.021511 | 1661.6132 | 28.3794 | 1209.603 | 423.6308 | 1665.1834 | 0 | 0 | 1665.1834 | 2.683e-06%
2027 | 1073 | 1073-886F | Tier-2 | Tier-2---20 | 3--2 | 4 | 4 | 24.1814 | 4.506% | 95.04% | 0.4562% | 0.10896 | 0 | 0 | 0.10896 | 0 | 0.099148 | 0.60157 | 0.16481 | 0.099148 | 0.60157 | 0.16481 | 0.11003 | 0.66757 | 0.16481 | 0.4506% | 0.016776 | 0.015099 | 1441.409 | 12.0618 | 1249.7892 | 179.558 | 1594.3493 | 0 | 0 | 1594.3493 | 2.287e-05%
2027 | 1073 | 1073-887F | Tier-2 | Tier-2---21 | 3--1 | 3 | 3 | 4.8278 | 14.92% | 83.66% | 1.424% | 0.072029 | 0 | 0 | 0.072029 | 0 | 0.065546 | 0.45118 | 0.14528 | 0.065546 | 0.45118 | 0.14528 | 0.072737 | 0.50068 | 0.14528 | 1.492% | 0.016639 | 0.014975 | 290.1481 | 7.5827 | 212.0226 | 70.5428 | 317.5769 | 0 | 0 | 317.5769 | 1.512e-05%
2027 | 1094 | 1094-35F | Tier-2 | Tier-2---7 | 3--5 | 167 | 123 | 314.0502 | 98.71% | 0% | 1.287% | 22.833 | 0 | 0 | 22.833 | 0 | 20.7777 | 18.4983 | 1.1232 | 20.7777 | 18.4983 | 1.1232 | 23.0574 | 20.5279 | 1.1232 | 7.27% | 0.020398 | 0.018895 | 15396.4279 | 2493.2081 | 249.741 | 12653.4788 | 15412.1794 | 0 | 0 | 15412.1794 | 0.004793%
2027 | 1094 | 1094-7 | Tier-2 | Tier-2---17 | 2--4 | 65 | 33 | 23.6343 | 95.14% | 0% | 4.857% | 1.1416 | 0 | 0 | 1.1416 | 0 | 1.0389 | 4.963 | 0.20932 | 1.0389 | 4.963 | 0.20932 | 1.1528 | 5.5075 | 0.20932 | 4.83% | 0.0065074 | 0.006177 | 3631.9148 | 548.3695 | 294.63 | 2788.9153 | 3641.3495 | 0 | 0 | 3641.3495 | 0.0002396%
2027 | 1100 | 1100-1168F | Tier-2 | Tier-2---18 | 4--2 | 4 | 3 | 7.378 | 90.91% | 7.749% | 1.342% | 0.50305 | 0 | 0 | 0.50305 | 0 | 0.45777 | 0.45118 | 1.0146 | 0.45777 | 0.45118 | 1.0146 | 0.50799 | 0.50068 | 1.0146 | 6.818% | 0.070904 | 0.065586 | 104.0564 | 15.6381 | 7.6766 | 80.7416 | 104.8233 | 0 | 0 | 104.8233 | 0.0001056%
2027 | 1100 | 1100-1172R | Tier-2 | Tier-2---7 | 4--5 | 34 | 20 | 224.6699 | 96.97% | 2.526% | 0.5062% | 12.8151 | 0 | 0 | 12.8151 | 0 | 11.6616 | 3.0079 | 3.877 | 11.6616 | 3.0079 | 3.877 | 12.941 | 3.3379 | 3.877 | 5.704% | 0.080798 | 0.076045 | 2780.644 | 645.5698 | 68.3515 | 2066.7227 | 2785.9144 | 0 | 0 | 2785.9144 | 0.00269%
2027 | 1101 | CB 1101 | Tier-2 | Tier-2---9 | 4--4 | 41 | 14 | 199.93 | 98.45% | 0.8502% | 0.703% | 6.7208 | 0 | 0 | 6.7208 | 0 | 6.1159 | 2.1055 | 2.9047 | 6.1159 | 2.1055 | 2.9047 | 6.7869 | 2.3365 | 2.9047 | 3.362% | 0.091579 | 0.088452 | 2183.1518 | 318.4441 | 233.987 | 1630.7207 | 2184.3505 | 0 | 0 | 2184.3505 | 0.001411%
2027 | 1105 | 1105-1479 | Tier-2 | Tier-2---4 | 5--5 | 54 | 6 | 388.9465 | 99.2% | 0.3457% | 0.4512% | 4.2872 | 0 | 0 | 4.2872 | 0 | 3.9013 | 0.90236 | 4.3234 | 3.9013 | 0.90236 | 4.3234 | 4.3293 | 1.0014 | 4.3234 | 1.102% | 0.10556 | 0.10439 | 3684.559 | 828.8019 | 25.956 | 2829.8012 | 3684.889 | 0 | 0 | 3684.889 | 0.0008999%
2027 | 1105 | 1105-1483 | Tier-2 | Tier-2---11 | 4--4 | 12 | 12 | 59.1581 | 61.98% | 37.43% | 0.5957% | 3.6665 | 0 | 0 | 3.6665 | 0 | 3.3364 | 1.8047 | 1.8487 | 3.3364 | 1.8047 | 1.8487 | 3.7025 | 2.0027 | 1.8487 | 6.198% | 0.063819 | 0.057437 | 926.9702 | 95.1212 | 282.7416 | 549.1075 | 966.1322 | 0 | 0 | 966.1322 | 0.0007696%
2027 | 1106 | CB 1106 | Tier-2 | Tier-2---7 | 4--5 | 24 | 22 | 1067.6226 | 5.884% | 94.04% | 0.07265% | 5.758 | 0 | 0 | 5.758 | 0 | 5.2397 | 3.3086 | 1.5836 | 5.2397 | 3.3086 | 1.5836 | 5.8146 | 3.6717 | 1.5836 | 0.5393% | 0.070774 | 0.064287 | 15084.9121 | 163.1311 | 12883.8022 | 2037.9789 | 16517.6755 | 0 | 0 | 16517.6755 | 0.001209%
2027 | 1118 | 1118-1718F | Tier-2 | Tier-2---10 | 5--4 | 19 | 14 | 86.4712 | 94.68% | 4.653% | 0.67% | 6.0324 | 0 | 0 | 6.0324 | 0 | 5.4894 | 2.1055 | 2.6072 | 5.4894 | 2.1055 | 2.6072 | 6.0917 | 2.3365 | 2.6072 | 6.976% | 0.10781 | 0.099865 | 802.0788 | 148.072 | 34.1971 | 619.8097 | 805.4753 | 0 | 0 | 805.4753 | 0.001266%
2027 | 1242 | 1242-1079R | Tier-2 | Tier-2---12 | 2--5 | 44 | 3 | 62.7006 | 97.78% | 0% | 2.22% | 0.41802 | 0 | 0 | 0.41802 | 0 | 0.38039 | 0.45118 | 0.8431 | 0.38039 | 0.45118 | 0.8431 | 0.42212 | 0.50068 | 0.8431 | 0.6667% | 0.0067316 | 0.0066857 | 9314.3707 | 3724.1415 | 317.0899 | 5273.1393 | 9315.79 | 0 | 0 | 9315.79 | 8.774e-05%
2027 | 1242 | 1242-1084 | Tier-2 | Tier-2---12 | 2--5 | 34 | 24 | 67.671 | 98.5% | 0% | 1.502% | 4.705 | 0 | 0 | 4.705 | 0 | 4.2815 | 3.6094 | 1.1862 | 4.2815 | 3.6094 | 1.1862 | 4.7513 | 4.0054 | 1.1862 | 6.953% | 0.005996 | 0.0055728 | 11286.0292 | 3154.1305 | 158.2746 | 7973.6241 | 11298.906 | 0 | 0 | 11298.906 | 0.0009876%
2027 | 1242 | 1242-127AE | Tier-2 | Tier-2---21 | 1--4 | 2 | 2 | 0.5888 | 94.38% | 0% | 5.622% | 0.05557 | 0 | 0 | 0.05557 | 0 | 0.050568 | 0.30079 | 0.16812 | 0.050568 | 0.30079 | 0.16812 | 0.056116 | 0.33379 | 0.16812 | 9.438% | 0.0001786 | 0.00016074 | 3296.756 | 510.8285 | 168.3633 | 2617.5642 | 3317.3499 | 0 | 0 | 3317.3499 | 1.166e-05%
2027 | 1243 | 1243-319R | Tier-2 | Tier-2---9 | 4--4 | 64 | 49 | 157.976 | 95.24% | 3.794% | 0.9624% | 11.5197 | 0 | 0 | 11.5197 | 0 | 10.4828 | 7.3692 | 1.4225 | 10.4828 | 7.3692 | 1.4225 | 11.633 | 8.1778 | 1.4225 | 7.292% | 0.081051 | 0.074846 | 1949.0936 | 286.756 | 79.621 | 1582.7166 | 1956.7799 | 0 | 0 | 1956.7799 | 0.002418%
2027 | 1243 | 1243-38R | Tier-2 | Tier-2---16 | 4--3 | 7 | 7 | 20.6467 | 96.08% | 2.766% | 1.159% | 1.9836 | 0 | 0 | 1.9836 | 0 | 1.8051 | 1.0527 | 1.7146 | 1.8051 | 1.0527 | 1.7146 | 2.0031 | 1.1683 | 1.7146 | 9.608% | 0.072591 | 0.065332 | 284.4264 | 43.4839 | 9.2234 | 231.7191 | 285.6668 | 0 | 0 | 285.6668 | 0.0004164%
2027 | 1243 | 1243-45R | Tier-2 | Tier-2---7 | 4--5 | 72 | 17 | 254.5086 | 93.11% | 5.994% | 0.8952% | 5.5953 | 0 | 0 | 5.5953 | 0 | 5.0916 | 2.5567 | 1.9915 | 5.0916 | 2.5567 | 1.9915 | 5.6502 | 2.8372 | 1.9915 | 2.198% | 0.087615 | 0.085547 | 2904.8382 | 427.4889 | 168.1582 | 2309.191 | 2909.6773 | 0 | 0 | 2909.6773 | 0.001174%
2027 | 1243 | CB 1243 | Tier-2 | Tier-2---7 | 3--5 | 116 | 68 | 199.4877 | 98.24% | 0% | 1.764% | 11.4878 | 0 | 0 | 11.4878 | 0 | 10.4537 | 10.2267 | 1.0222 | 10.4537 | 10.2267 | 1.0222 | 11.6007 | 11.3488 | 1.0222 | 5.759% | 0.019586 | 0.018438 | 10185.2188 | 1675.1434 | 207.9289 | 8302.1466 | 10196.4088 | 0 | 0 | 10196.4088 | 0.002411%
2027 | 1245 | CB 1245 | Tier-2 | Tier-2---15 | 1--5 | 9 | 6 | 16.7924 | 98.43% | 0% | 1.568% | 1.1019 | 0 | 0 | 1.1019 | 0 | 1.0028 | 0.90236 | 1.1113 | 1.0028 | 0.90236 | 1.1113 | 1.1128 | 1.0014 | 1.1113 | 6.562% | 0.001637 | 0.0015279 | 10258.0329 | 2664.8486 | 151.8636 | 7441.3207 | 10269.5196 | 0 | 0 | 10269.5196 | 0.0002313%
2027 | 1250 | 1250-27R | Tier-2 | Tier-2---6 | 5--5 | 152 | 7 | 986.6118 | 55.72% | 43.98% | 0.301% | 2.5318 | 0 | 0 | 2.5318 | 0 | 2.3039 | 1.0527 | 2.1885 | 2.3039 | 1.0527 | 2.1885 | 2.5567 | 1.1683 | 2.1885 | 0.2566% | 0.097369 | 0.096921 | 10132.6684 | 1217.1368 | 4251.8401 | 4663.6915 | 10153.4255 | 0 | 0 | 10153.4255 | 0.0005314%
2027 | 1250 | 1250-671R | Tier-2 | Tier-2---6 | 4--5 | 48 | 21 | 929.0776 | 60.83% | 39% | 0.1645% | 24.7265 | 0 | 0 | 24.7265 | 0 | 22.5007 | 3.1582 | 7.1244 | 22.5007 | 3.1582 | 7.1244 | 24.9695 | 3.5048 | 7.1244 | 2.661% | 0.09205 | 0.088023 | 10093.1841 | 1136.9369 | 3676.6867 | 5279.5604 | 10274.0541 | 0 | 0 | 10274.0541 | 0.00519%
2027 | 1250 | 1250-677R | Tier-2 | Tier-2---3 | 5--5 | 267 | 156 | 1140.8126 | 92.57% | 6.885% | 0.545% | 61.7021 | 0 | 0 | 61.7021 | 0 | 56.1481 | 23.4613 | 2.3932 | 56.1481 | 23.4613 | 2.3932 | 62.3085 | 26.0354 | 2.3932 | 5.409% | 0.11659 | 0.10977 | 9785.2264 | 1563.6458 | 667.8739 | 7553.7067 | 9830.3384 | 0 | 0 | 9830.3384 | 0.01295%
2027 | 1250 | 1250-8R | Tier-2 | Tier-2---4 | 4--5 | 146 | 84 | 384.7428 | 82.72% | 16.59% | 0.6903% | 18.3108 | 0 | 0 | 18.3108 | 0 | 16.6626 | 12.633 | 1.319 | 16.6626 | 12.633 | 1.319 | 18.4907 | 14.019 | 1.319 | 4.759% | 0.092289 | 0.086979 | 4168.9089 | 570.5627 | 668.7462 | 2929.6001 | 4212.8863 | 0 | 0 | 4212.8863 | 0.003843%
2027 | 1250 | CB 1250 | Tier-2 | Tier-2---4 | 4--5 | 32 | 1 | 388.8417 | 99.33% | 0.414% | 0.257% | 1.207 | 0 | 0 | 1.207 | 0 | 1.0983 | 0.15039 | 7.3031 | 1.0983 | 0.15039 | 7.3031 | 1.2188 | 0.16689 | 7.3031 | 0.3104% | 0.088703 | 0.088426 | 4383.6458 | 676.5543 | 273.8326 | 3433.2589 | 4383.7381 | 0 | 0 | 4383.7381 | 0.0002533%
2027 | 1299 | CB 1299 | Tier-2 | Tier-2---19 | 3--3 | 76 | 2 | 20.1766 | 88.04% | 0% | 11.96% | 0.046746 | 0 | 0 | 0.046746 | 0 | 0.042538 | 0.30079 | 0.14142 | 0.042538 | 0.30079 | 0.14142 | 0.047205 | 0.33379 | 0.14142 | 0.2317% | 0.014997 | 0.014958 | 1345.3401 | 209.983 | 174.7231 | 960.634 | 1345.7647 | 0 | 0 | 1345.7647 | 9.812e-06%
2027 | SSC1 | CB SSC1 | Tier-2 | Tier-2---18 | 4--3 | 220 | 29 | 91.8404 | 1.784% | 94.85% | 3.363% | 0.021601 | 0 | 0 | 0.021601 | 0 | 0.019657 | 4.3614 | 0.004507 | 0.019657 | 4.3614 | 0.004507 | 0.021813 | 4.8399 | 0.004507 | 0.02352% | 0.031528 | 0.031112 | 2912.9967 | 6.2531 | 2639.8755 | 266.8681 | 2951.214 | 0 | 0 | 2951.214 | 4.534e-06%
2028 | 214 | 214-1122R | Tier-3 | Tier-3---3 | 5--5 | 446 | 207 | 2893.3725 | 90.28% | 9.311% | 0.4067% | 121.2394 | 0 | 0 | 121.2394 | 0 | 105.2437 | 29.6971 | 3.5439 | 105.2437 | 29.6971 | 3.5439 | 123.0311 | 34.7163 | 3.5439 | 4.19% | 0.26918 | 0.25668 | 10749.0069 | 1574.7708 | 951.5348 | 8222.7013 | 10799.8454 | 0 | 0 | 10799.8454 | 0.02545%
2028 | 214 | 214-1135R | Tier-3 | Tier-3---6 | 4--5 | 285 | 139 | 805.3146 | 95.2% | 3.81% | 0.9931% | 37.3902 | 0 | 0 | 37.3902 | 0 | 32.4571 | 19.9416 | 1.6276 | 32.4571 | 19.9416 | 1.6276 | 37.9428 | 23.3119 | 1.6276 | 4.643% | 0.090777 | 0.08635 | 8871.3507 | 1468.4713 | 438.4999 | 6964.3795 | 8893.1986 | 0 | 0 | 8893.1986 | 0.007848%
2028 | 214 | 214-17AE | Tier-3 | Tier-3---17 | 4--4 | 157 | 105 | 127.491 | 90.35% | 5.503% | 4.145% | 7.7038 | 0 | 0 | 7.7038 | 0 | 6.6874 | 15.0638 | 0.44394 | 6.6874 | 15.0638 | 0.44394 | 7.8177 | 17.6097 | 0.44394 | 6.043% | 0.071957 | 0.067144 | 1771.7769 | 216.0551 | 150.3479 | 1405.374 | 1784.0291 | 0 | 0 | 1784.0291 | 0.001617%
2028 | 214 | 214-4R | Tier-3 | Tier-3---17 | 4--4 | 94 | 54 | 89.6399 | 90.66% | 5.945% | 3.4% | 4.6683 | 0 | 0 | 4.6683 | 0 | 4.0524 | 7.7471 | 0.52309 | 4.0524 | 7.7471 | 0.52309 | 4.7373 | 9.0564 | 0.52309 | 5.208% | 0.059676 | 0.056247 | 1502.1196 | 200.0517 | 124.6473 | 1177.4206 | 1510.6745 | 0 | 0 | 1510.6745 | 0.0009799%
2028 | 214 | 214-536R | Tier-3 | Tier-3---17 | 4--4 | 70 | 18 | 96.9267 | 93.35% | 4.585% | 2.069% | 2.3266 | 0 | 0 | 2.3266 | 0 | 2.0196 | 2.5824 | 0.78208 | 2.0196 | 2.5824 | 0.78208 | 2.3609 | 3.0188 | 0.78208 | 2.4% | 0.053744 | 0.052362 | 1803.5024 | 246.1785 | 178.6516 | 1378.6723 | 1806.6695 | 0 | 0 | 1806.6695 | 0.0004883%
2028 | 214 | 214-583R | Tier-3 | Tier-3---13 | 4--5 | 174 | 119 | 328.9866 | 94.06% | 4.474% | 1.469% | 21.1626 | 0 | 0 | 21.1626 | 0 | 18.3705 | 17.0723 | 1.076 | 18.3705 | 17.0723 | 1.076 | 21.4753 | 19.9577 | 1.076 | 6.433% | 0.070413 | 0.065597 | 4672.2426 | 712.2083 | 352.9213 | 3607.1129 | 4692.6254 | 0 | 0 | 4692.6254 | 0.004442%
2028 | 214 | 214-613R | Tier-3 | Tier-3---14 | 5--3 | 196 | 118 | 480.8617 | 49.89% | 49.25% | 0.8586% | 14.4424 | 0 | 0 | 14.4424 | 0 | 12.537 | 16.9288 | 0.74057 | 12.537 | 16.9288 | 0.74057 | 14.6559 | 19.79 | 0.74057 | 3.003% | 0.43289 | 0.40683 | 1110.8228 | 86.441 | 501.4412 | 522.9406 | 1146.4828 | 0 | 0 | 1146.4828 | 0.003031%
2028 | 214 | 214-647R | Tier-3 | Tier-3---8 | 5--5 | 264 | 95 | 2287.3818 | 92.77% | 6.976% | 0.2574% | 76.3571 | 0 | 0 | 76.3571 | 0 | 66.283 | 13.6291 | 4.8633 | 66.283 | 13.6291 | 4.8633 | 77.4856 | 15.9326 | 4.8633 | 3.338% | 0.23844 | 0.22986 | 9593.2735 | 1427.6996 | 628.6999 | 7536.874 | 9619.1764 | 0 | 0 | 9619.1764 | 0.01603%
2028 | 215 | 215-1531R | Tier-2 | Tier-2---2 | 5--5 | 256 | 137 | 1398.9852 | 84.15% | 15.42% | 0.4283% | 63.0019 | 0 | 0 | 63.0019 | 0 | 54.6898 | 19.6546 | 2.7825 | 54.6898 | 19.6546 | 2.7825 | 63.933 | 22.9765 | 2.7825 | 4.503% | 0.20291 | 0.19205 | 6894.5825 | 1039.1679 | 1002.2008 | 4853.2138 | 6956.3661 | 0 | 0 | 6956.3661 | 0.01322%
2028 | 215 | 215-1534R | Tier-2 | Tier-2---1 | 5--5 | 243 | 146 | 1734.1452 | 88.98% | 10.7% | 0.3246% | 92.7093 | 0 | 0 | 92.7093 | 0 | 80.4777 | 20.9458 | 3.8422 | 80.4777 | 20.9458 | 3.8422 | 94.0794 | 24.4859 | 3.8422 | 5.346% | 0.1982 | 0.1863 | 8749.2684 | 1441.1188 | 882.1072 | 6426.0424 | 8810.9021 | 0 | 0 | 8810.9021 | 0.01946%
2028 | 215 | 215-1544R | Tier-2 | Tier-2---8 | 5--4 | 53 | 17 | 205.9069 | 87.21% | 11.98% | 0.8132% | 5.7599 | 0 | 0 | 5.7599 | 0 | 4.9999 | 2.4389 | 2.0501 | 4.9999 | 2.4389 | 2.0501 | 5.845 | 2.8511 | 2.0501 | 2.797% | 0.10891 | 0.10541 | 1890.6466 | 333.0962 | 217.1495 | 1340.4009 | 1898.6596 | 0 | 0 | 1898.6596 | 0.001209%
2028 | 215 | 215-38R | Tier-3 | Tier-3---10 | 5--5 | 126 | 37 | 650.1784 | 91.15% | 8.25% | 0.6037% | 17.4022 | 0 | 0 | 17.4022 | 0 | 15.1063 | 5.3082 | 2.8458 | 15.1063 | 5.3082 | 2.8458 | 17.6594 | 6.2053 | 2.8458 | 2.677% | 0.12528 | 0.1216 | 5189.8024 | 828.3476 | 472.2938 | 3889.161 | 5203.7029 | 0 | 0 | 5203.7029 | 0.003653%
2028 | 216 | 216-1859F | Tier-3 | Tier-3---4 | 5--5 | 268 | 166 | 1336.0946 | 91.63% | 7.965% | 0.4046% | 75.8316 | 0 | 0 | 75.8316 | 0 | 65.8267 | 23.8151 | 2.7641 | 65.8267 | 23.8151 | 2.7641 | 76.9522 | 27.8401 | 2.7641 | 5.676% | 0.15704 | 0.14732 | 8507.7615 | 1421.0211 | 648.1937 | 6438.5467 | 8554.7794 | 0 | 0 | 8554.7794 | 0.01592%
2028 | 216 | 216-220R | Tier-3 | Tier-3---20 | 1--5 | 2 | 1 | 7.0463 | 99.01% | 0% | 0.9852% | 0.34884 | 0 | 0 | 0.34884 | 0 | 0.30282 | 0.14346 | 2.1108 | 0.30282 | 0.14346 | 2.1108 | 0.354 | 0.16771 | 2.1108 | 4.951% | 0.000285 | 0.00027075 | 24723.7218 | 3992.0434 | 221.2684 | 20510.41 | 24736.5421 | 0 | 0 | 24736.5421 | 7.322e-05%
2028 | 217 | 217-41AE | Tier-2 | Tier-2---8 | 5--4 | 456 | 143 | 548.1248 | 61.28% | 37.04% | 1.683% | 10.5333 | 0 | 0 | 10.5333 | 0 | 9.1436 | 20.5154 | 0.44569 | 9.1436 | 20.5154 | 0.44569 | 10.689 | 23.9828 | 0.44569 | 1.922% | 0.19664 | 0.19047 | 2787.4845 | 272.106 | 973.6181 | 1541.7603 | 2822.4279 | 0 | 0 | 2822.4279 | 0.002211%
2028 | 217 | 217-48AE | Tier-2 | Tier-2---8 | 5--4 | 344 | 137 | 701.5771 | 53.79% | 44.81% | 1.4% | 15.029 | 0 | 0 | 15.029 | 0 | 13.0461 | 19.6546 | 0.66377 | 13.0461 | 19.6546 | 0.66377 | 15.2511 | 22.9765 | 0.66377 | 2.142% | 0.20236 | 0.1943 | 3466.9889 | 313.4539 | 1406.954 | 1746.581 | 3533.4414 | 0 | 0 | 3533.4414 | 0.003155%
2028 | 217 | 217-835R | Tier-3 | Tier-3---5 | 5--5 | 319 | 90 | 1459.42 | 90.56% | 8.764% | 0.6769% | 37.2876 | 0 | 0 | 37.2876 | 0 | 32.3681 | 12.9118 | 2.5069 | 32.3681 | 12.9118 | 2.5069 | 37.8387 | 15.094 | 2.5069 | 2.555% | 0.28412 | 0.27611 | 5136.5819 | 779.5394 | 417.5644 | 3939.4781 | 5150.6606 | 0 | 0 | 5150.6606 | 0.007827%
2028 | 217 | 217-837R | Tier-3 | Tier-3---12 | 5--5 | 293 | 102 | 680.508 | 71.93% | 26.93% | 1.134% | 17.0411 | 0 | 0 | 17.0411 | 0 | 14.7928 | 14.6334 | 1.0109 | 14.7928 | 14.6334 | 1.0109 | 17.293 | 17.1066 | 1.0109 | 2.504% | 0.14269 | 0.13772 | 4769.0891 | 589.9072 | 1292.048 | 2887.1339 | 4817.3662 | 0 | 0 | 4817.3662 | 0.003577%
2028 | 217 | 217-972R | Tier-2 | Tier-2---8 | 5--4 | 256 | 158 | 360.9866 | 64.42% | 33.78% | 1.803% | 14.3526 | 0 | 0 | 14.3526 | 0 | 12.459 | 22.6674 | 0.54964 | 12.459 | 22.6674 | 0.54964 | 14.5647 | 26.4984 | 0.54964 | 3.976% | 0.18227 | 0.17102 | 1980.496 | 214.776 | 614.2082 | 1151.5119 | 2026.8472 | 0 | 0 | 2026.8472 | 0.003013%
2028 | 217 | 217-983R | Tier-3 | Tier-3---5 | 5--5 | 116 | 102 | 1187.4841 | 92.09% | 7.578% | 0.3365% | 96.1523 | 0 | 0 | 96.1523 | 0 | 83.4665 | 14.6334 | 5.7038 | 83.4665 | 14.6334 | 5.7038 | 97.5732 | 17.1066 | 5.7038 | 8.097% | 0.2438 | 0.22236 | 4870.8263 | 716.2537 | 353.1181 | 3801.4544 | 4907.9934 | 0 | 0 | 4907.9934 | 0.02018%
2028 | 239 | 239-2207R | Tier-3 | Tier-3---16 | 4--4 | 127 | 96 | 165.8683 | 90.26% | 7.593% | 2.142% | 11.3175 | 0 | 0 | 11.3175 | 0 | 9.8243 | 13.7726 | 0.71332 | 9.8243 | 13.7726 | 0.71332 | 11.4847 | 16.1003 | 0.71332 | 6.823% | 0.078224 | 0.072311 | 2120.4383 | 333.2176 | 179.7389 | 1607.4818 | 2137.3182 | 0 | 0 | 2137.3182 | 0.002376%
2028 | 239 | 239-2211R | Tier-3 | Tier-3---16 | 5--4 | 55 | 41 | 226.1764 | 90.88% | 8.368% | 0.7485% | 15.3233 | 0 | 0 | 15.3233 | 0 | 13.3017 | 5.882 | 2.2614 | 13.3017 | 5.882 | 2.2614 | 15.5498 | 6.8762 | 2.2614 | 6.775% | 0.11902 | 0.11015 | 1900.3448 | 281.2109 | 151.0924 | 1468.0415 | 1914.2997 | 0 | 0 | 1914.2997 | 0.003216%
2028 | 239 | 239-2213R | Tier-3 | Tier-3---15 | 5--4 | 134 | 79 | 215.3295 | 82.04% | 16.39% | 1.578% | 10.4142 | 0 | 0 | 10.4142 | 0 | 9.0402 | 11.3337 | 0.79764 | 9.0402 | 11.3337 | 0.79764 | 10.5681 | 13.2492 | 0.79764 | 4.836% | 0.1294 | 0.12178 | 1664.0021 | 212.2821 | 299.3019 | 1152.4181 | 1682.7297 | 0 | 0 | 1682.7297 | 0.002186%
2028 | 239 | 239-2215R | Tier-3 | Tier-3---10 | 5--5 | 305 | 154 | 915.8385 | 88.22% | 10.91% | 0.8692% | 40.7947 | 0 | 0 | 40.7947 | 0 | 35.4125 | 22.0935 | 1.6028 | 35.4125 | 22.0935 | 1.6028 | 41.3976 | 25.8276 | 1.6028 | 4.454% | 0.15408 | 0.1463 | 5944.0776 | 898.9932 | 660.8714 | 4384.2129 | 5981.3144 | 0 | 0 | 5981.3144 | 0.008563%
2028 | 239 | 239-2217R | Tier-3 | Tier-3---16 | 4--4 | 108 | 76 | 444.3449 | 30.41% | 68.9% | 0.6851% | 9.5097 | 0 | 0 | 9.5097 | 0 | 8.255 | 10.9033 | 0.75711 | 8.255 | 10.9033 | 0.75711 | 9.6502 | 12.7461 | 0.75711 | 2.14% | 0.073205 | 0.068054 | 6069.8378 | 288.4259 | 3924.7521 | 1856.6598 | 6389.5705 | 0 | 0 | 6389.5705 | 0.001996%
2028 | 239 | 239-89R | Tier-3 | Tier-3---17 | 4--4 | 52 | 16 | 82.0466 | 94.42% | 3.771% | 1.81% | 2.3836 | 0 | 0 | 2.3836 | 0 | 2.0691 | 2.2954 | 0.90141 | 2.0691 | 2.2954 | 0.90141 | 2.4188 | 2.6834 | 0.90141 | 2.905% | 0.064786 | 0.062792 | 1266.4282 | 154.9054 | 278.3508 | 833.172 | 1268.672 | 0 | 0 | 1268.672 | 0.0005003%
2028 | 249 | 249-24R | Tier-3 | Tier-3---12 | 5--5 | 464 | 238 | 678.7483 | 77.57% | 20.95% | 1.472% | 27.0071 | 0 | 0 | 27.0071 | 0 | 23.444 | 34.1445 | 0.68661 | 23.444 | 34.1445 | 0.68661 | 27.4062 | 39.9153 | 0.68661 | 3.979% | 0.10094 | 0.095759 | 6724.4875 | 983.1026 | 1380.1319 | 4361.253 | 6806.0249 | 0 | 0 | 6806.0249 | 0.005669%
2028 | 249 | CB 249 | Tier-3 | Tier-3---16 | 4--4 | 101 | 42 | 160.495 | 85.08% | 13.47% | 1.449% | 5.6782 | 0 | 0 | 5.6782 | 0 | 4.929 | 6.0255 | 0.81803 | 4.929 | 6.0255 | 0.81803 | 5.7621 | 7.0439 | 0.81803 | 3.538% | 0.05906 | 0.056604 | 2717.4811 | 349.6551 | 457.423 | 1910.4031 | 2735.0746 | 0 | 0 | 2735.0746 | 0.001192%
2028 | 350 | 350-2182R | Tier-2 | Tier-2---13 | 4--3 | 15 | 1 | 36.1393 | 94.02% | 5.411% | 0.5649% | 0.22653 | 0 | 0 | 0.22653 | 0 | 0.19664 | 0.14346 | 1.3707 | 0.19664 | 0.14346 | 1.3707 | 0.22988 | 0.16771 | 1.3707 | 0.6268% | 0.068991 | 0.068531 | 523.8262 | 80.2912 | 27.7458 | 415.7892 | 524.0363 | 0 | 0 | 524.0363 | 4.755e-05%
2028 | 350 | 350-2188R | Tier-2 | Tier-2---5 | 5--5 | 565 | 208 | 752.4795 | 78.87% | 19.12% | 2.014% | 21.8474 | 0 | 0 | 21.8474 | 0 | 18.965 | 29.8406 | 0.63554 | 18.965 | 29.8406 | 0.63554 | 22.1703 | 34.884 | 0.63554 | 2.903% | 0.15121 | 0.14564 | 4976.3874 | 631.9786 | 954.5279 | 3389.8809 | 5016.5847 | 0 | 0 | 5016.5847 | 0.004586%
2028 | 350 | 350-2192R | Tier-2 | Tier-2---2 | 5--5 | 826 | 549 | 2025.3012 | 87.53% | 11.37% | 1.097% | 117.8223 | 0 | 0 | 117.8223 | 0 | 102.2774 | 78.762 | 1.2986 | 102.2774 | 78.762 | 1.2986 | 119.5635 | 92.0736 | 1.2986 | 5.818% | 0.18928 | 0.1767 | 10700.2197 | 1640.6573 | 1261.0201 | 7798.5423 | 10795.2365 | 0 | 0 | 10795.2365 | 0.02473%
2028 | 350 | 350-2196R | Tier-2 | Tier-2---5 | 5--5 | 807 | 341 | 1111.1446 | 85.23% | 12.69% | 2.072% | 40.0188 | 0 | 0 | 40.0188 | 0 | 34.7389 | 48.9214 | 0.7101 | 34.7389 | 48.9214 | 0.7101 | 40.6102 | 57.1896 | 0.7101 | 3.602% | 0.19915 | 0.19073 | 5579.5197 | 797.1006 | 755.2806 | 4027.1385 | 5615.8685 | 0 | 0 | 5615.8685 | 0.0084%
2028 | 350 | 350-2201R | Tier-3 | Tier-3---4 | 5--5 | 361 | 138 | 1600.0661 | 94.09% | 5.343% | 0.5699% | 57.5494 | 0 | 0 | 57.5494 | 0 | 49.9566 | 19.7981 | 2.5233 | 49.9566 | 19.7981 | 2.5233 | 58.3998 | 23.1442 | 2.5233 | 3.597% | 0.1241 | 0.11936 | 12893.008 | 2307.4254 | 698.8971 | 9886.6855 | 12923.308 | 0 | 0 | 12923.308 | 0.01208%
2028 | 350 | 350-41R | Tier-2 | Tier-2---3 | 5--5 | 475 | 315 | 1428.3995 | 91.38% | 7.839% | 0.7806% | 86.5601 | 0 | 0 | 86.5601 | 0 | 75.1398 | 45.1913 | 1.6627 | 75.1398 | 45.1913 | 1.6627 | 87.8393 | 52.8291 | 1.6627 | 6.06% | 0.12896 | 0.12041 | 11076.0411 | 1996.9228 | 1010.9834 | 8068.135 | 11143.8532 | 0 | 0 | 11143.8532 | 0.01817%
2028 | 351 | 351-819R | Tier-2 | Tier-2---1 | 5--5 | 341 | 162 | 2090.3176 | 91.75% | 7.875% | 0.3732% | 91.1141 | 0 | 0 | 91.1141 | 0 | 79.093 | 23.2412 | 3.4031 | 79.093 | 23.2412 | 3.4031 | 92.4606 | 27.1693 | 3.4031 | 4.359% | 0.14376 | 0.13693 | 14540.4698 | 3135.0555 | 1103.9508 | 10301.4635 | 14600.2911 | 0 | 0 | 14600.2911 | 0.01912%
2028 | 351 | 351-871R | Tier-3 | Tier-3---6 | 5--5 | 110 | 61 | 781.5367 | 96.92% | 2.713% | 0.3715% | 42.0032 | 0 | 0 | 42.0032 | 0 | 36.4615 | 8.7513 | 4.1664 | 36.4615 | 8.7513 | 4.1664 | 42.6239 | 10.2304 | 4.1664 | 5.374% | 0.11468 | 0.10832 | 6814.8869 | 1079.7555 | 189.4866 | 5545.6448 | 6827.2262 | 0 | 0 | 6827.2262 | 0.008816%
2028 | 351 | CB 351 | Tier-2 | Tier-2---3 | 5--5 | 154 | 69 | 1226.0332 | 96.06% | 3.555% | 0.3808% | 52.7704 | 0 | 0 | 52.7704 | 0 | 45.8081 | 9.899 | 4.6275 | 45.8081 | 9.899 | 4.6275 | 53.5502 | 11.5721 | 4.6275 | 4.304% | 0.12463 | 0.11905 | 9837.0052 | 2175.7089 | 389.2547 | 7272.0416 | 9855.168 | 0 | 0 | 9855.168 | 0.01108%
2028 | 352 | 352-27R | Tier-3 | Tier-3---2 | 5--5 | 359 | 201 | 1835.8142 | 93.66% | 5.876% | 0.4611% | 96.2712 | 0 | 0 | 96.2712 | 0 | 83.5697 | 28.8363 | 2.8981 | 83.5697 | 28.8363 | 2.8981 | 97.6939 | 33.71 | 2.8981 | 5.244% | 0.11814 | 0.11152 | 15539.9427 | 3024.467 | 902.1857 | 11613.29 | 15598.3528 | 0 | 0 | 15598.3528 | 0.02021%
2028 | 352 | CB 352 | Tier-2 | Tier-2---18 | 4--2 | 5 | 2 | 9.3178 | 92.82% | 5.766% | 1.417% | 0.34594 | 0 | 0 | 0.34594 | 0 | 0.3003 | 0.28693 | 1.0466 | 0.3003 | 0.28693 | 1.0466 | 0.35105 | 0.33542 | 1.0466 | 3.713% | 0.066856 | 0.064182 | 139.3709 | 20.9143 | 9.4564 | 109.0003 | 139.7881 | 0 | 0 | 139.7881 | 7.261e-05%
2028 | 353 | 353-1429R | Tier-2 | Tier-2---6 | 5--5 | 204 | 130 | 1003.2846 | 77.44% | 22.07% | 0.495% | 49.5081 | 0 | 0 | 49.5081 | 0 | 42.9763 | 18.6504 | 2.3043 | 42.9763 | 18.6504 | 2.3043 | 50.2398 | 21.8025 | 2.3043 | 4.935% | 0.12141 | 0.11368 | 8263.4579 | 1440.9039 | 1734.7877 | 5087.7663 | 8390.3692 | 0 | 0 | 8390.3692 | 0.01039%
2028 | 353 | 353-593F | Tier-2 | Tier-2---7 | 5--5 | 56 | 32 | 254.848 | 92.09% | 7.347% | 0.5637% | 13.4107 | 0 | 0 | 13.4107 | 0 | 11.6414 | 4.5909 | 2.5358 | 11.6414 | 4.5909 | 2.5358 | 13.6089 | 5.3668 | 2.5358 | 5.262% | 0.10537 | 0.099351 | 2418.5368 | 364.9212 | 170.4852 | 1883.1304 | 2430.1322 | 0 | 0 | 2430.1322 | 0.002815%
2028 | 353 | 353-594F | Tier-2 | Tier-2---7 | 5--5 | 25 | 21 | 200.2632 | 99.27% | 0.3225% | 0.4078% | 16.6993 | 0 | 0 | 16.6993 | 0 | 14.496 | 3.0128 | 4.8116 | 14.496 | 3.0128 | 4.8116 | 16.946 | 3.5219 | 4.8116 | 8.339% | 0.10216 | 0.093575 | 1960.3623 | 318.7574 | 13.0779 | 1628.5269 | 1961.6751 | 0 | 0 | 1961.6751 | 0.003505%
2028 | 353 | 353-900F | Tier-2 | Tier-2---8 | 5--5 | 28 | 24 | 371.854 | 40.83% | 58.99% | 0.1797% | 13.0136 | 0 | 0 | 13.0136 | 0 | 11.2966 | 3.4431 | 3.2809 | 11.2966 | 3.4431 | 3.2809 | 13.2059 | 4.0251 | 3.2809 | 3.5% | 0.10085 | 0.092208 | 3687.104 | 250.2733 | 1989.9286 | 1446.9021 | 3891.6376 | 0 | 0 | 3891.6376 | 0.002732%
2028 | 353 | 353-901F | Tier-2 | Tier-2---4 | 5--5 | 82 | 49 | 613.1191 | 58.62% | 41.08% | 0.303% | 21.4775 | 0 | 0 | 21.4775 | 0 | 18.6439 | 7.0298 | 2.6521 | 18.6439 | 7.0298 | 2.6521 | 21.7949 | 8.2179 | 2.6521 | 3.503% | 0.10618 | 0.099838 | 5774.1958 | 681.1246 | 2172.7932 | 2920.278 | 5926.0434 | 0 | 0 | 5926.0434 | 0.004508%
2028 | 353 | 353-902F | Tier-2 | Tier-2---11 | 5--3 | 11 | 7 | 194.7859 | 13.28% | 86.55% | 0.1681% | 1.6459 | 0 | 0 | 1.6459 | 0 | 1.4287 | 1.0043 | 1.4227 | 1.4287 | 1.0043 | 1.4227 | 1.6702 | 1.174 | 1.4227 | 0.845% | 0.098854 | 0.092563 | 1970.4401 | 45.5501 | 1554.0368 | 370.8532 | 2086.5722 | 0 | 0 | 2086.5722 | 0.0003455%
2028 | 353 | 353-904R | Tier-2 | Tier-2---3 | 5--5 | 181 | 106 | 1250.3913 | 94% | 5.586% | 0.417% | 68.8315 | 0 | 0 | 68.8315 | 0 | 59.7502 | 15.2072 | 3.9291 | 59.7502 | 15.2072 | 3.9291 | 69.8487 | 17.7774 | 3.9291 | 5.505% | 0.12577 | 0.11841 | 9941.809 | 1678.6898 | 757.2282 | 7505.891 | 9978.9343 | 0 | 0 | 9978.9343 | 0.01445%
2028 | 354 | 354-1706R | Tier-2 | Tier-2---1 | 5--5 | 481 | 245 | 2161.9809 | 92.27% | 7.167% | 0.5599% | 101.6127 | 0 | 0 | 101.6127 | 0 | 88.2064 | 35.1488 | 2.5095 | 88.2064 | 35.1488 | 2.5095 | 103.1143 | 41.0893 | 2.5095 | 4.7% | 0.13939 | 0.13229 | 15510.3907 | 2900.5229 | 1230.7208 | 11379.147 | 15574.7121 | 0 | 0 | 15574.7121 | 0.02133%
2028 | 354 | 354-24AE | Tier-2 | Tier-2---4 | 4--5 | 89 | 42 | 742.9911 | 44.89% | 54.76% | 0.3554% | 15.7381 | 0 | 0 | 15.7381 | 0 | 13.6617 | 6.0255 | 2.2673 | 13.6617 | 6.0255 | 2.2673 | 15.9706 | 7.0439 | 2.2673 | 2.118% | 0.080555 | 0.076753 | 9223.4472 | 670.0529 | 4646.9314 | 3906.4629 | 9475.2211 | 0 | 0 | 9475.2211 | 0.003303%
2028 | 450 | 450-1850 | Tier-2 | Tier-2---13 | 4--3 | 18 | 14 | 42.3233 | 80.24% | 18.63% | 1.138% | 2.6412 | 0 | 0 | 2.6412 | 0 | 2.2928 | 2.0085 | 1.1415 | 2.2928 | 2.0085 | 1.1415 | 2.6803 | 2.348 | 1.1415 | 6.241% | 0.073712 | 0.067979 | 574.1677 | 75.9334 | 104.2813 | 393.953 | 583.7379 | 0 | 0 | 583.7379 | 0.0005544%
2028 | 450 | 450-1851F | Tier-2 | Tier-2---3 | 5--5 | 209 | 110 | 915.4961 | 93.2% | 6.334% | 0.4614% | 44.9096 | 0 | 0 | 44.9096 | 0 | 38.9844 | 15.7811 | 2.4703 | 38.9844 | 15.7811 | 2.4703 | 45.5732 | 18.4483 | 2.4703 | 4.905% | 0.099477 | 0.094241 | 9203.0933 | 2582.2914 | 565.9601 | 6054.8418 | 9237.8385 | 0 | 0 | 9237.8385 | 0.009427%
2028 | 450 | 450-1853F | Tier-2 | Tier-2---10 | 4--4 | 44 | 16 | 133.4424 | 58.04% | 41.41% | 0.5447% | 2.8165 | 0 | 0 | 2.8165 | 0 | 2.4449 | 2.2954 | 1.0651 | 2.4449 | 2.2954 | 1.0651 | 2.8581 | 2.6834 | 1.0651 | 2.111% | 0.075291 | 0.072553 | 1772.351 | 169.5911 | 681.6123 | 921.1476 | 1800.413 | 0 | 0 | 1800.413 | 0.0005912%
2028 | 450 | 450-1854 | Tier-2 | Tier-2---9 | 4--4 | 70 | 39 | 167.8113 | 68.69% | 30.5% | 0.8174% | 6.4219 | 0 | 0 | 6.4219 | 0 | 5.5747 | 5.5951 | 0.99634 | 5.5747 | 5.5951 | 0.99634 | 6.5168 | 6.5408 | 0.99634 | 3.827% | 0.079085 | 0.074679 | 2121.91 | 277.0369 | 611.709 | 1233.1641 | 2161.112 | 0 | 0 | 2161.112 | 0.001348%
2028 | 450 | 450-50R | Tier-2 | Tier-2---11 | 4--4 | 18 | 5 | 377.7999 | 6.265% | 93.65% | 0.08234% | 0.65744 | 0 | 0 | 0.65744 | 0 | 0.5707 | 0.71732 | 0.7956 | 0.5707 | 0.71732 | 0.7956 | 0.66715 | 0.83856 | 0.7956 | 0.174% | 0.071801 | 0.069806 | 5261.778 | 61.1615 | 4507.3206 | 693.2959 | 5402.6965 | 0 | 0 | 5402.6965 | 0.000138%
2028 | 452 | 452-1403 | Tier-2 | Tier-2---15 | 1--5 | 5 | 4 | 16.9711 | 99.17% | 0% | 0.8269% | 1.3465 | 0 | 0 | 1.3465 | 0 | 1.1688 | 0.57386 | 2.0368 | 1.1688 | 0.57386 | 2.0368 | 1.3664 | 0.67085 | 2.0368 | 7.934% | 0.0007938 | 0.0007303 | 21379.6258 | 3471.6579 | 162.5094 | 17745.4585 | 21394.9991 | 0 | 0 | 21394.9991 | 0.0002826%
2028 | 452 | 452-1404F | Tier-2 | Tier-2---12 | 1--5 | 20 | 15 | 78.1615 | 99.25% | 0% | 0.7504% | 5.8181 | 0 | 0 | 5.8181 | 0 | 5.0505 | 2.152 | 2.3469 | 5.0505 | 2.152 | 2.3469 | 5.9041 | 2.5157 | 2.3469 | 7.444% | 0.0036434 | 0.0033701 | 21452.8882 | 5121.8123 | 152.3056 | 16178.7703 | 21465.9406 | 0 | 0 | 21465.9406 | 0.001221%
2028 | 452 | 452-1405 | Tier-2 | Tier-2---15 | 1--5 | 12 | 8 | 24.9262 | 98.86% | 0% | 1.141% | 1.6428 | 0 | 0 | 1.6428 | 0 | 1.426 | 1.1477 | 1.2425 | 1.426 | 1.1477 | 1.2425 | 1.6671 | 1.3417 | 1.2425 | 6.591% | 0.001513 | 0.0014121 | 16474.6859 | 3100.6815 | 174.1987 | 13199.8057 | 16488.1145 | 0 | 0 | 16488.1145 | 0.0003448%
2028 | 452 | 452-38AE | Tier-2 | Tier-2---4 | 2--5 | 71 | 40 | 306.0513 | 99.41% | 0% | 0.595% | 17.1397 | 0 | 0 | 17.1397 | 0 | 14.8784 | 5.7386 | 2.5927 | 14.8784 | 5.7386 | 2.5927 | 17.393 | 6.7085 | 2.5927 | 5.6% | 0.011395 | 0.010753 | 26857.9154 | 5689.4503 | 153.4079 | 21015.0572 | 26867.4558 | 0 | 0 | 26867.4558 | 0.003598%
2028 | 454 | 454-1814 | Tier-2 | Tier-2---20 | 4--2 | 2 | 2 | 7.1232 | 85.18% | 13.84% | 0.9794% | 0.60672 | 0 | 0 | 0.60672 | 0 | 0.52668 | 0.28693 | 1.8356 | 0.52668 | 0.28693 | 1.8356 | 0.61569 | 0.33542 | 1.8356 | 8.518% | 0.072066 | 0.064859 | 98.8421 | 13.8906 | 13.4536 | 71.498 | 100.4701 | 0 | 0 | 100.4701 | 0.0001274%
2028 | 454 | 454-48F | Tier-2 | Tier-2---4 | 4--5 | 53 | 29 | 395.265 | 97.43% | 2.166% | 0.3994% | 21.0728 | 0 | 0 | 21.0728 | 0 | 18.2925 | 4.1605 | 4.3967 | 18.2925 | 4.1605 | 4.3967 | 21.3842 | 4.8636 | 4.3967 | 5.331% | 0.085487 | 0.080809 | 4623.6959 | 1485.502 | 103.1361 | 3035.0579 | 4630.5632 | 0 | 0 | 4630.5632 | 0.004423%
2028 | 454 | 454-49F | Tier-2 | Tier-2---13 | 4--3 | 52 | 1 | 107.3713 | 36.14% | 62.92% | 0.9466% | 0.07462 | 0 | 0 | 0.07462 | 0 | 0.064775 | 0.14346 | 0.4515 | 0.064775 | 0.14346 | 0.4515 | 0.075722 | 0.16771 | 0.4515 | 0.0695% | 0.077203 | 0.077055 | 1390.7624 | 149.1136 | 807.2692 | 434.3795 | 1392.4737 | 0 | 0 | 1392.4737 | 1.566e-05%
2028 | 521 | 521-18R | Tier-3 | Tier-3---6 | 4--5 | 307 | 179 | 1129.9866 | 95.19% | 4.09% | 0.7206% | 62.7159 | 0 | 0 | 62.7159 | 0 | 54.4415 | 25.6801 | 2.12 | 54.4415 | 25.6801 | 2.12 | 63.6427 | 30.0204 | 2.12 | 5.55% | 0.071321 | 0.067163 | 15843.6289 | 2470.7432 | 733.9331 | 12638.9526 | 15890.8175 | 0 | 0 | 15890.8175 | 0.01316%
2028 | 907 | 907-1475 | Tier-3 | Tier-3---21 | 3--1 | 4 | 4 | 4.1941 | 0% | 100% | 0% | 0 | 0 | 0 | 0 | 0 | 0 | 0.57386 | 0 | 0 | 0.57386 | 0 | 0 | 0.67085 | 0 | 0% | 0.017589 | 0.01583 | 238.4544 | 0.27979 | 194.8172 | 43.3575 | 264.9494 | 0 | 0 | 264.9494 | 0%
2028 | 907 | 907-1562AE | Tier-3 | Tier-3---6 | 4--5 | 162 | 90 | 858.7853 | 77.1% | 22.57% | 0.3293% | 36.7839 | 0 | 0 | 36.7839 | 0 | 31.9308 | 12.9118 | 2.473 | 31.9308 | 12.9118 | 2.473 | 37.3275 | 15.094 | 2.473 | 4.283% | 0.054867 | 0.051818 | 15652.2427 | 2298.9356 | 3240.4011 | 10112.906 | 15863.1025 | 0 | 0 | 15863.1025 | 0.007721%
2028 | 907 | 907-1602 | Tier-3 | Tier-3---17 | 3--4 | 5 | 5 | 23.6904 | 85.8% | 13.77% | 0.4286% | 2.0326 | 0 | 0 | 2.0326 | 0 | 1.7644 | 0.71732 | 2.4597 | 1.7644 | 0.71732 | 2.4597 | 2.0626 | 0.83856 | 2.4597 | 8.58% | 0.018131 | 0.016318 | 1306.6407 | 183.5641 | 147.0644 | 976.0122 | 1327.2614 | 0 | 0 | 1327.2614 | 0.0004266%
2028 | 907 | 907-1604 | Tier-3 | Tier-3---19 | 3--2 | 4 | 4 | 4.4413 | 34.35% | 64.88% | 0.7714% | 0.15255 | 0 | 0 | 0.15255 | 0 | 0.13242 | 0.57386 | 0.23076 | 0.13242 | 0.57386 | 0.23076 | 0.1548 | 0.67085 | 0.23076 | 3.435% | 0.017739 | 0.015965 | 250.3695 | 13.6489 | 133.9397 | 102.7809 | 268.6333 | 0 | 0 | 268.6333 | 3.202e-05%
2028 | 907 | 907-1702R | Tier-3 | Tier-3---6 | 4--5 | 148 | 78 | 840.6328 | 97.1% | 2.481% | 0.4145% | 43.021 | 0 | 0 | 43.021 | 0 | 37.345 | 11.1902 | 3.3373 | 37.345 | 11.1902 | 3.3373 | 43.6568 | 13.0815 | 3.3373 | 5.118% | 0.061079 | 0.05786 | 13763.1312 | 2505.9528 | 366.7943 | 10890.3841 | 13785.2991 | 0 | 0 | 13785.2991 | 0.00903%
2028 | 907 | 907-1716R | Tier-3 | Tier-3---2 | 4--5 | 388 | 214 | 2427.1827 | 91.21% | 8.47% | 0.3199% | 122.1034 | 0 | 0 | 122.1034 | 0 | 105.9937 | 30.7014 | 3.4524 | 105.9937 | 30.7014 | 3.4524 | 123.9079 | 35.8903 | 3.4524 | 5.031% | 0.088049 | 0.083193 | 27566.2098 | 5467.7784 | 2289.9071 | 19808.5244 | 27707.6516 | 0 | 0 | 27707.6516 | 0.02563%
2028 | 907 | 907-2820R | Tier-3 | Tier-3---10 | 4--5 | 33 | 4 | 535.894 | 99.72% | 0.09292% | 0.1857% | 6.4776 | 0 | 0 | 6.4776 | 0 | 5.623 | 0.57386 | 9.7985 | 5.623 | 0.57386 | 9.7985 | 6.5733 | 0.67085 | 9.7985 | 1.209% | 0.082479 | 0.081479 | 6497.3542 | 1341.6962 | 16.6169 | 5139.0411 | 6497.5763 | 0 | 0 | 6497.5763 | 0.00136%
2028 | 907 | CB 907 | Tier-3 | Tier-3---13 | 3--5 | 51 | 35 | 230.3059 | 98.07% | 1.485% | 0.4463% | 15.5001 | 0 | 0 | 15.5001 | 0 | 13.4551 | 5.0213 | 2.6796 | 13.4551 | 5.0213 | 2.6796 | 15.7292 | 5.8699 | 2.6796 | 6.73% | 0.023668 | 0.022044 | 9730.5209 | 1957.65 | 164.6441 | 7608.2269 | 9744.3651 | 0 | 0 | 9744.3651 | 0.003253%
2028 | 908 | 908-1172R | Tier-2 | Tier-2---2 | 5--5 | 303 | 151 | 1737.7755 | 85.15% | 14.43% | 0.419% | 73.7444 | 0 | 0 | 73.7444 | 0 | 64.015 | 21.6631 | 2.955 | 64.015 | 21.6631 | 2.955 | 74.8342 | 25.3244 | 2.955 | 4.244% | 0.20692 | 0.19661 | 8398.1993 | 1379.7509 | 1146.2529 | 5872.1954 | 8463.5955 | 0 | 0 | 8463.5955 | 0.01548%
2028 | 908 | 908-1236 | Tier-2 | Tier-2---2 | 5--5 | 166 | 112 | 1117.3056 | 87.67% | 11.99% | 0.3416% | 66.0908 | 0 | 0 | 66.0908 | 0 | 57.3711 | 16.068 | 3.5705 | 57.3711 | 16.068 | 3.5705 | 67.0675 | 18.7837 | 3.5705 | 5.915% | 0.1877 | 0.17504 | 5952.6009 | 1091.9072 | 667.6574 | 4193.0363 | 6005.6967 | 0 | 0 | 6005.6967 | 0.01387%
2028 | 908 | 908-1236 | Tier-2 | Tier-2---2 | 5--5 | 292 | 292 | 1117.3056 | 87.67% | 11.99% | 0.3416% | 97.956 | 0 | 0 | 97.956 | 0 | 85.0322 | 41.8916 | 2.0298 | 85.0322 | 41.8916 | 2.0298 | 99.4036 | 48.9718 | 2.0298 | 8.767% | 0.1877 | 0.16893 | 5952.6009 | 1091.9072 | 667.6574 | 4193.0363 | 6034.1409 | 0 | 0 | 6034.1409 | 0.02056%
2028 | 908 | 908-1370R | Tier-2 | Tier-2---8 | 5--4 | 150 | 110 | 321.5186 | 63.48% | 35.24% | 1.285% | 14.9666 | 0 | 0 | 14.9666 | 0 | 12.992 | 15.7811 | 0.82326 | 12.992 | 15.7811 | 0.82326 | 15.1878 | 18.4483 | 0.82326 | 4.655% | 0.1878 | 0.17403 | 1711.9863 | 197.0075 | 569.379 | 945.5998 | 1761.4679 | 0 | 0 | 1761.4679 | 0.003142%
2028 | 908 | 908-1372R | Tier-2 | Tier-2---2 | 5--5 | 123 | 73 | 804.0275 | 84.01% | 15.68% | 0.3083% | 40.0875 | 0 | 0 | 40.0875 | 0 | 34.7986 | 10.4729 | 3.3227 | 34.7986 | 10.4729 | 3.3227 | 40.6799 | 12.2429 | 3.3227 | 4.986% | 0.17701 | 0.1665 | 4542.3486 | 816.5914 | 664.0711 | 3061.6861 | 4588.1811 | 0 | 0 | 4588.1811 | 0.008414%
2028 | 908 | 908-2038R | Tier-2 | Tier-2---1 | 5--5 | 547 | 222 | 3761.7346 | 88.11% | 11.56% | 0.3295% | 134.5169 | 0 | 0 | 134.5169 | 0 | 116.7695 | 31.8491 | 3.6663 | 116.7695 | 31.8491 | 3.6663 | 136.5048 | 37.232 | 3.6663 | 3.576% | 0.23053 | 0.22118 | 16317.5676 | 2905.2613 | 1774.9087 | 11637.3976 | 16399.6427 | 0 | 0 | 16399.6427 | 0.02824%
2028 | 908 | 908-2040 | Tier-2 | Tier-2---5 | 5--5 | 162 | 98 | 697.2725 | 58.64% | 40.83% | 0.5327% | 24.7354 | 0 | 0 | 24.7354 | 0 | 21.472 | 14.0595 | 1.5272 | 21.472 | 14.0595 | 1.5272 | 25.101 | 16.4357 | 1.5272 | 3.547% | 0.17929 | 0.16845 | 3888.9985 | 484.676 | 1468.7466 | 1935.576 | 3992.5635 | 0 | 0 | 3992.5635 | 0.005192%
2028 | 908 | 908-2055F | Tier-3 | Tier-3---2 | 5--5 | 363 | 213 | 2141.2623 | 90.56% | 9.061% | 0.3753% | 113.7876 | 0 | 0 | 113.7876 | 0 | 98.7751 | 30.5579 | 3.2324 | 98.7751 | 30.5579 | 3.2324 | 115.4692 | 35.7226 | 3.2324 | 5.314% | 0.20355 | 0.1916 | 10519.7129 | 1841.0843 | 947.7804 | 7730.8482 | 10581.5941 | 0 | 0 | 10581.5941 | 0.02388%
2028 | 908 | 908-2062F | Tier-2 | Tier-2---16 | 5--2 | 7 | 1 | 16.6415 | 87.19% | 12.22% | 0.5909% | 0.20727 | 0 | 0 | 0.20727 | 0 | 0.17993 | 0.14346 | 1.2542 | 0.17993 | 0.14346 | 1.2542 | 0.21034 | 0.16771 | 1.2542 | 1.246% | 0.16054 | 0.15825 | 103.6572 | 14.5987 | 13.5444 | 75.5142 | 103.8497 | 0 | 0 | 103.8497 | 4.351e-05%
2028 | 908 | 908-30 | Tier-2 | Tier-2---10 | 5--4 | 52 | 32 | 139.6838 | 79.37% | 19.74% | 0.8803% | 6.823 | 0 | 0 | 6.823 | 0 | 5.9228 | 4.5909 | 1.2901 | 5.9228 | 4.5909 | 1.2901 | 6.9238 | 5.3668 | 1.2901 | 4.885% | 0.16572 | 0.15553 | 842.8699 | 108.2915 | 162.9752 | 571.6032 | 854.2695 | 0 | 0 | 854.2695 | 0.001432%
2028 | 909 | 909-451 | Tier-3 | Tier-3---1 | 5--5 | 506 | 329 | 4745.7108 | 91.73% | 8.003% | 0.272% | 283.0315 | 0 | 0 | 283.0315 | 0 | 245.6898 | 47.1998 | 5.2053 | 245.6898 | 47.1998 | 5.2053 | 287.2142 | 55.1771 | 5.2053 | 5.964% | 0.31112 | 0.29089 | 15253.5364 | 2448.7202 | 1130.6792 | 11674.137 | 15341.3126 | 0 | 0 | 15341.3126 | 0.05941%
2028 | 909 | 909-453R | Tier-2 | Tier-2---3 | 2--5 | 62 | 17 | 476.0233 | 99.61% | 0% | 0.3866% | 13.0018 | 0 | 0 | 13.0018 | 0 | 11.2864 | 2.4389 | 4.6277 | 11.2864 | 2.4389 | 4.6277 | 13.1939 | 2.8511 | 4.6277 | 2.731% | 0.0097928 | 0.0095243 | 48609.517 | 7840.4908 | 672.9123 | 40096.1139 | 48614.8148 | 0 | 0 | 48614.8148 | 0.002729%
2028 | 909 | 909-805R | Tier-2 | Tier-2---1 | 5--5 | 309 | 219 | 2804.3911 | 91.7% | 7.979% | 0.3181% | 182.266 | 0 | 0 | 182.266 | 0 | 158.2188 | 31.4187 | 5.0358 | 158.2188 | 31.4187 | 5.0358 | 184.9596 | 36.7288 | 5.0358 | 6.499% | 0.28921 | 0.26871 | 9696.7159 | 1951.0291 | 709.8564 | 7035.8304 | 9758.0891 | 0 | 0 | 9758.0891 | 0.03826%
2028 | 1021 | 1021-1748F | Tier-3 | Tier-3---2 | 5--5 | 516 | 343 | 3232.7645 | 89.58% | 10.03% | 0.3884% | 192.5003 | 0 | 0 | 192.5003 | 0 | 167.1028 | 49.2083 | 3.3958 | 167.1028 | 49.2083 | 3.3958 | 195.3451 | 57.5251 | 3.3958 | 5.955% | 0.16564 | 0.15463 | 19517.3055 | 3280.9667 | 1890.5731 | 14345.7657 | 19662.1121 | 0 | 0 | 19662.1121 | 0.04041%
2028 | 1021 | 1021-1760R | Tier-3 | Tier-3---6 | 5--5 | 85 | 53 | 678.7974 | 81.46% | 18.22% | 0.3148% | 34.4799 | 0 | 0 | 34.4799 | 0 | 29.9308 | 7.6036 | 3.9364 | 29.9308 | 7.6036 | 3.9364 | 34.9895 | 8.8887 | 3.9364 | 5.08% | 0.10829 | 0.10154 | 6268.2599 | 949.9835 | 1058.3856 | 4259.8908 | 6345.522 | 0 | 0 | 6345.522 | 0.007237%
2028 | 1021 | 1021-25R | Tier-3 | Tier-3---2 | 5--5 | 168 | 99 | 1498.4695 | 96.3% | 3.418% | 0.2826% | 85.0353 | 0 | 0 | 85.0353 | 0 | 73.8162 | 14.203 | 5.1972 | 73.8162 | 14.203 | 5.1972 | 86.292 | 16.6034 | 5.1972 | 5.675% | 0.12361 | 0.11633 | 12122.637 | 2220.1266 | 404.4712 | 9498.0392 | 12150.725 | 0 | 0 | 12150.725 | 0.01785%
2028 | 1021 | 1021-855 | Tier-3 | Tier-3---10 | 5--5 | 69 | 47 | 466.7529 | 94.79% | 4.788% | 0.426% | 30.1354 | 0 | 0 | 30.1354 | 0 | 26.1595 | 6.7428 | 3.8796 | 26.1595 | 6.7428 | 3.8796 | 30.5808 | 7.8824 | 3.8796 | 6.456% | 0.10909 | 0.10166 | 4278.6432 | 663.1014 | 202.1105 | 3413.4312 | 4294.9514 | 0 | 0 | 4294.9514 | 0.006325%
2028 | 1021 | 1021-883R | Tier-3 | Tier-3---16 | 5--4 | 16 | 14 | 128.5827 | 95.57% | 4.014% | 0.4192% | 10.7522 | 0 | 0 | 10.7522 | 0 | 9.3336 | 2.0085 | 4.647 | 9.3336 | 2.0085 | 4.647 | 10.9111 | 2.348 | 4.647 | 8.362% | 0.10042 | 0.091632 | 1280.464 | 200.1169 | 52.1937 | 1028.1534 | 1285.9075 | 0 | 0 | 1285.9075 | 0.002257%
2028 | 1021 | 1021-92 | Tier-3 | Tier-3---15 | 5--4 | 12 | 6 | 73.801 | 95.78% | 3.784% | 0.4383% | 3.5342 | 0 | 0 | 3.5342 | 0 | 3.0679 | 0.86079 | 3.5641 | 3.0679 | 0.86079 | 3.5641 | 3.5865 | 1.0063 | 3.5641 | 4.789% | 0.099013 | 0.094063 | 745.3636 | 116.7498 | 26.9385 | 601.6753 | 747.0202 | 0 | 0 | 747.0202 | 0.0007418%
2028 | 1022 | 1022-17F | Tier-3 | Tier-3---4 | 5--5 | 139 | 75 | 887.1334 | 95.91% | 3.733% | 0.3607% | 45.9073 | 0 | 0 | 45.9073 | 0 | 39.8505 | 10.7598 | 3.7036 | 39.8505 | 10.7598 | 3.7036 | 46.5857 | 12.5784 | 3.7036 | 5.175% | 0.10945 | 0.10354 | 8105.3609 | 1393.5381 | 301.1063 | 6410.7165 | 8124.2865 | 0 | 0 | 8124.2865 | 0.009636%
2028 | 1022 | 1022-26R | Tier-3 | Tier-3---15 | 4--4 | 9 | 6 | 67.2303 | 92.09% | 7.549% | 0.3574% | 4.1277 | 0 | 0 | 4.1277 | 0 | 3.5831 | 0.86079 | 4.1626 | 3.5831 | 0.86079 | 4.1626 | 4.1887 | 1.0063 | 4.1626 | 6.14% | 0.092662 | 0.086484 | 725.545 | 109.1423 | 50.7298 | 565.6729 | 729.6425 | 0 | 0 | 729.6425 | 0.0008664%
2028 | 1022 | 1022-322R | Tier-3 | Tier-3---10 | 5--5 | 89 | 66 | 526.8683 | 92.1% | 7.447% | 0.4577% | 35.9827 | 0 | 0 | 35.9827 | 0 | 31.2354 | 9.4687 | 3.2988 | 31.2354 | 9.4687 | 3.2988 | 36.5145 | 11.069 | 3.2988 | 6.83% | 0.10587 | 0.098015 | 4976.7569 | 830.1937 | 356.0985 | 3790.4647 | 5008.2662 | 0 | 0 | 5008.2662 | 0.007553%
2028 | 1023 | 1023-46AE | Tier-2 | Tier-2---2 | 5--5 | 469 | 37 | 1480.046 | 74.84% | 24.29% | 0.8655% | 8.7388 | 0 | 0 | 8.7388 | 0 | 7.5858 | 5.3082 | 1.4291 | 7.5858 | 5.3082 | 1.4291 | 8.8679 | 6.2053 | 1.4291 | 0.5904% | 0.13914 | 0.13804 | 10637.4667 | 1301.0798 | 2440.2216 | 6896.1652 | 10658.747 | 0 | 0 | 10658.747 | 0.001834%
2028 | 1023 | 1023-48R | Tier-2 | Tier-2---5 | 5--5 | 380 | 81 | 664.4014 | 85.5% | 12.99% | 1.509% | 12.1094 | 0 | 0 | 12.1094 | 0 | 10.5117 | 11.6206 | 0.90458 | 10.5117 | 11.6206 | 0.90458 | 12.2883 | 13.5846 | 0.90458 | 1.823% | 0.12816 | 0.12543 | 5184.0424 | 718.5028 | 688.8951 | 3776.6445 | 5200.4089 | 0 | 0 | 5200.4089 | 0.002542%
2028 | 1023 | CB 1023 | Tier-2 | Tier-2---4 | 4--5 | 78 | 17 | 374.8399 | 98.36% | 0.9442% | 0.6917% | 8.0359 | 0 | 0 | 8.0359 | 0 | 6.9757 | 2.4389 | 2.8602 | 6.9757 | 2.4389 | 2.8602 | 8.1547 | 2.8511 | 2.8602 | 2.144% | 0.082267 | 0.080474 | 4556.3931 | 688.3386 | 326.2097 | 3541.8448 | 4558.0539 | 0 | 0 | 4558.0539 | 0.001687%
2028 | 1030 | 1030-1728R | Tier-3 | Tier-3---9 | 5--5 | 85 | 48 | 527.0422 | 83.47% | 16.25% | 0.2733% | 24.8437 | 0 | 0 | 24.8437 | 0 | 21.566 | 6.8863 | 3.1317 | 21.566 | 6.8863 | 3.1317 | 25.2109 | 8.0502 | 3.1317 | 4.714% | 0.23544 | 0.22214 | 2238.5434 | 326.4296 | 340.3101 | 1571.8036 | 2260.685 | 0 | 0 | 2260.685 | 0.005215%
2028 | 1030 | 1030-1735F | Tier-3 | Not Applicable | Not Applicable | 6 | 3 | 0 | 0% | 0% | 0% | 0 | 0 | 0 | 0 | 0 | 0 | 0.43039 | 0 | 0 | 0.43039 | 0 | 0 | 0.50313 | 0 | 0% | 0 | 0 | 0 | 0 | 0 | 0 | 0 | 0 | 0 | 0 | 0%
2028 | 1030 | 1030-1777 | Tier-3 | Tier-3---5 | 5--5 | 193 | 90 | 1156.6044 | 85.87% | 13.79% | 0.3401% | 46.3124 | 0 | 0 | 46.3124 | 0 | 40.2022 | 12.9118 | 3.1136 | 40.2022 | 12.9118 | 3.1136 | 46.9968 | 15.094 | 3.1136 | 4.004% | 0.24629 | 0.23481 | 4696.0317 | 680.3464 | 620.6467 | 3395.0386 | 4728.4945 | 0 | 0 | 4728.4945 | 0.009721%
2028 | 1030 | 1030-1823F | Tier-3 | Tier-3---13 | 5--5 | 20 | 10 | 202.5757 | 94.25% | 5.49% | 0.2586% | 9.5466 | 0 | 0 | 9.5466 | 0 | 8.287 | 1.4346 | 5.7764 | 8.287 | 1.4346 | 5.7764 | 9.6876 | 1.6771 | 5.7764 | 4.713% | 0.10605 | 0.10075 | 1910.1293 | 293.8795 | 98.2865 | 1517.9633 | 1915.9082 | 0 | 0 | 1915.9082 | 0.002004%
2028 | 1030 | 1030-18R | Tier-3 | Tier-3---7 | 5--5 | 98 | 32 | 693.6608 | 87.49% | 12.21% | 0.2965% | 19.8165 | 0 | 0 | 19.8165 | 0 | 17.202 | 4.5909 | 3.747 | 17.202 | 4.5909 | 3.747 | 20.1094 | 5.3668 | 3.747 | 2.857% | 0.23843 | 0.23064 | 2909.3141 | 434.9069 | 331.8024 | 2142.6047 | 2921.5999 | 0 | 0 | 2921.5999 | 0.00416%
2028 | 1030 | 1030-20R | Tier-3 | Tier-3---3 | 5--5 | 367 | 85 | 2610.2797 | 91.86% | 7.744% | 0.3915% | 55.5375 | 0 | 0 | 55.5375 | 0 | 48.2102 | 12.1945 | 3.9534 | 48.2102 | 12.1945 | 3.9534 | 56.3583 | 14.2555 | 3.9534 | 2.128% | 0.28668 | 0.28004 | 9105.2413 | 1516.1831 | 664.7389 | 6924.3193 | 9122.8051 | 0 | 0 | 9122.8051 | 0.01166%
2028 | 1030 | 1030-42R | Tier-3 | Tier-3---3 | 5--5 | 472 | 208 | 2942.2545 | 85.79% | 13.83% | 0.3713% | 111.2399 | 0 | 0 | 111.2399 | 0 | 96.5635 | 29.8406 | 3.236 | 96.5635 | 29.8406 | 3.236 | 112.8838 | 34.884 | 3.236 | 3.781% | 0.28228 | 0.26984 | 10423.3029 | 1628.0334 | 1345.6404 | 7449.6291 | 10491.5617 | 0 | 0 | 10491.5617 | 0.02335%
2028 | 1030 | 1030-989R | Tier-3 | Tier-3---3 | 5--5 | 422 | 201 | 3020.5785 | 92.73% | 6.883% | 0.3901% | 133.4072 | 0 | 0 | 133.4072 | 0 | 115.8061 | 28.8363 | 4.016 | 115.8061 | 28.8363 | 4.016 | 135.3787 | 33.71 | 4.016 | 4.417% | 0.30703 | 0.2924 | 9838.1975 | 1537.3198 | 631.4887 | 7669.389 | 9873.9838 | 0 | 0 | 9873.9838 | 0.028%
2028 | 1039 | 1039-13 | Tier-2 | Tier-2---3 | 5--5 | 534 | 293 | 2056.5259 | 80.69% | 18.74% | 0.569% | 91.0512 | 0 | 0 | 91.0512 | 0 | 79.0383 | 42.0351 | 1.8803 | 79.0383 | 42.0351 | 1.8803 | 92.3967 | 49.1395 | 1.8803 | 4.427% | 0.1351 | 0.12769 | 15222.1821 | 2652.795 | 2719.3692 | 9850.0179 | 15392.8184 | 0 | 0 | 15392.8184 | 0.01911%
2028 | 1233 | 1233-259R | Tier-3 | Tier-3---16 | 5--4 | 105 | 75 | 252.1704 | 91.31% | 7.348% | 1.341% | 16.447 | 0 | 0 | 16.447 | 0 | 14.2771 | 10.7598 | 1.3269 | 14.2771 | 10.7598 | 1.3269 | 16.69 | 12.5784 | 1.3269 | 6.522% | 0.12749 | 0.11838 | 1978.0181 | 293.7888 | 180.7034 | 1503.5259 | 1991.2398 | 0 | 0 | 1991.2398 | 0.003452%
2028 | 1233 | 1233-585R | Tier-3 | Tier-3---12 | 5--5 | 166 | 105 | 496.1989 | 88.91% | 10.23% | 0.8642% | 27.9049 | 0 | 0 | 27.9049 | 0 | 24.2233 | 15.0638 | 1.608 | 24.2233 | 15.0638 | 1.608 | 28.3173 | 17.6097 | 1.608 | 5.624% | 0.12988 | 0.12167 | 3820.3589 | 569.6038 | 386.1666 | 2864.5885 | 3848.9713 | 0 | 0 | 3848.9713 | 0.005857%
2028 | 1233 | 1233-587R | Tier-3 | Tier-3---13 | 5--5 | 187 | 132 | 468.3326 | 86.93% | 12.01% | 1.054% | 28.7396 | 0 | 0 | 28.7396 | 0 | 24.9478 | 18.9373 | 1.3174 | 24.9478 | 18.9373 | 1.3174 | 29.1643 | 22.1379 | 1.3174 | 6.137% | 0.13489 | 0.12537 | 3472.0209 | 495.7254 | 420.8281 | 2555.4674 | 3506.4735 | 0 | 0 | 3506.4735 | 0.006032%
2028 | 1233 | 1233-589R | Tier-3 | Tier-3---16 | 5--4 | 58 | 42 | 204.2414 | 92.81% | 6.245% | 0.9483% | 13.7261 | 0 | 0 | 13.7261 | 0 | 11.9151 | 6.0255 | 1.9774 | 11.9151 | 6.0255 | 1.9774 | 13.9289 | 7.0439 | 1.9774 | 6.721% | 0.11751 | 0.109 | 1738.0856 | 257.6679 | 107.3811 | 1373.0366 | 1747.8454 | 0 | 0 | 1747.8454 | 0.002881%
2028 | 1233 | 1233-591R | Tier-3 | Tier-3---12 | 5--5 | 167 | 126 | 575.4654 | 90.21% | 8.957% | 0.8354% | 39.1669 | 0 | 0 | 39.1669 | 0 | 33.9994 | 18.0765 | 1.8809 | 33.9994 | 18.0765 | 1.8809 | 39.7457 | 21.1317 | 1.8809 | 6.806% | 0.13142 | 0.1215 | 4378.9662 | 686.8056 | 385.5684 | 3306.5923 | 4413.9577 | 0 | 0 | 4413.9577 | 0.008221%
2028 | 1234 | CB 1234 | Tier-3 | Tier-3---10 | 5--5 | 240 | 66 | 1703.5911 | 47.26% | 52.1% | 0.6391% | 22.1408 | 0 | 0 | 22.1408 | 0 | 19.2197 | 9.4687 | 2.0298 | 19.2197 | 9.4687 | 2.0298 | 22.468 | 11.069 | 2.0298 | 1.3% | 0.11961 | 0.11632 | 14242.4054 | 1075.4767 | 7121.7223 | 6045.2064 | 14454.8103 | 0 | 0 | 14454.8103 | 0.004647%
2028 | CTL1 | CB CTL1 | Tier-3 | Tier-3---19 | 5--1 | 6 | 1 | 6.7195 | 60.86% | 38.02% | 1.116% | 0.06816 | 0 | 0 | 0.06816 | 0 | 0.059167 | 0.14346 | 0.41242 | 0.059167 | 0.14346 | 0.41242 | 0.069167 | 0.16771 | 0.41242 | 1.014% | 0.42111 | 0.41409 | 15.9564 | 1.4967 | 5.9559 | 8.5038 | 16.0623 | 0 | 0 | 16.0623 | 1.431e-05%
2028 | RC1 | CB RC1 | Tier-2 | Tier-2---4 | 4--5 | 94 | 51 | 397.5199 | 92.07% | 7.427% | 0.5025% | 19.8574 | 0 | 0 | 19.8574 | 0 | 17.2376 | 7.3167 | 2.3559 | 17.2376 | 7.3167 | 2.3559 | 20.1509 | 8.5533 | 2.3559 | 4.995% | 0.084253 | 0.079682 | 4718.147 | 893.9653 | 343.0371 | 3481.1447 | 4739.6089 | 0 | 0 | 4739.6089 | 0.004168%
2028 | CTL1 | CTL1-3R | Tier-3 | Tier-3---14 | 5--4 | 314 | 82 | 691.1308 | 38.4% | 60.91% | 0.6868% | 6.931 | 0 | 0 | 6.931 | 0 | 6.0165 | 11.7641 | 0.51143 | 6.0165 | 11.7641 | 0.51143 | 7.0334 | 13.7523 | 0.51143 | 1.003% | 0.42513 | 0.41403 | 1625.6897 | 99.6026 | 905.5939 | 620.4932 | 1652.5422 | 0 | 0 | 1652.5422 | 0.001455%
2028 | RB1 | RB1-427R | Tier-3 | Tier-3---7 | 5--5 | 433 | 212 | 996.0696 | 83.51% | 15.68% | 0.8099% | 40.7281 | 0 | 0 | 40.7281 | 0 | 35.3547 | 30.4145 | 1.1624 | 35.3547 | 30.4145 | 1.1624 | 41.33 | 35.5548 | 1.1624 | 4.089% | 0.15381 | 0.14627 | 6476.1764 | 929.4617 | 937.2221 | 4609.4925 | 6531.1426 | 0 | 0 | 6531.1426 | 0.008549%
2028 | RB1 | RB1-433R | Tier-3 | Tier-3---10 | 5--5 | 125 | 72 | 717.075 | 94.45% | 5% | 0.5477% | 39.0121 | 0 | 0 | 39.0121 | 0 | 33.8651 | 10.3294 | 3.2785 | 33.8651 | 10.3294 | 3.2785 | 39.5886 | 12.0752 | 3.2785 | 5.44% | 0.15284 | 0.14404 | 4691.5909 | 760.1035 | 231.5295 | 3699.958 | 4707.4991 | 0 | 0 | 4707.4991 | 0.008189%
2028 | TM1 | TM1-10R | Tier-3 | Tier-3---12 | 5--5 | 103 | 58 | 437.3004 | 95.61% | 3.838% | 0.5568% | 23.5425 | 0 | 0 | 23.5425 | 0 | 20.4364 | 8.3209 | 2.456 | 20.4364 | 8.3209 | 2.456 | 23.8904 | 9.7273 | 2.456 | 5.384% | 0.093421 | 0.08816 | 4680.975 | 712.9363 | 184.5612 | 3783.4774 | 4693.2505 | 0 | 0 | 4693.2505 | 0.004942%

## OH_Detail_Inspection
OH Detail - Risk & Cost Benefit | [29 empty] | Summary Table |  | Baseline 2024 | Baseline 2024 | Baseline 2024 | WACC | WACC | WACC | H.D.R | H.D.R | H.D.R | S.D.R | S.D.R | S.D.R
[30 empty] | Year | Total Units (Poles) | WF + PSPS + PEDS Risk Baseline (K$) | Baseline Risk Reduction (K$) | Baseline Risk Reduction (%) | PV Risk Reduced (K$) Year 40 | PV Total Cost Capital + O&M (K$) Year 40 | BCR WACC | PV Risk Reduced (K$) Year 40 | PV Total Cost Capital + O&M (K$) Year 40 | BCR HDR | PV Risk Reduced (K$) Year 40 | PV Total Cost Capital + O&M (K$) Year 40 | BCR SDR | Service Territory Risk Reduction (%)
back to index | [29 empty] | 2026 | 19638 | 290811.0513 | 20251.4685 | 6.964% | 19318.5251 | 2593.4669 | 7.4489 | 19318.5251 | 2593.4669 | 7.4489 | 20350.7404 | 2732.0394 | 7.4489 | 4.251%
[9 empty] | Assumptions | Value | Units | Last Update | Comments |  |  |  | Notes | [12 empty] | 2027 | 15365 | 180364.7389 | 10514.4534 | 5.83% | 9568.0093 | 1935.6795 | 4.943 | 9568.0093 | 1935.6795 | 4.943 | 10617.7889 | 2148.0578 | 4.943 | 2.207%
[9 empty] | Capital Cost only in Year 0 | 0.13844 | K$/inspection | 2025-05-07 |  |  |  |  | [1] SDG&E does not calculate the risk reduction for the safety and reliability attributes for this program. All risk reduction is considered to fall within the financial attribute. | [12 empty] | 2028 | 10276 | 107665.1126 | 7035.9956 | 6.535% | 6107.7028 | 1234.9303 | 4.9458 | 6107.7028 | 1234.9303 | 4.9458 | 7139.9741 | 1443.6475 | 4.9458 | 1.477%
[9 empty] | Service Drop factor | 0% | % | 2025-05-07 |  |  |  |  | [2] To avoid double counting of foundational cost SDG&E assumes no foundational cost for this program. | [12 empty] | Total 2026-2028 | 45279 | 578840.9027 | 37801.9175 | 6.531% | 34994.2372 | 5764.0767 | 6.0711 | 34994.2372 | 5764.0767 | 6.0711 | 38108.5034 | 6323.7447 | 6.0263 | 7.935%
[9 empty] | OH to UG conversion factor | 0% | % | 2025-05-07
[9 empty] | Long-term Ongoing costs | 0 | $/unit | 2025-05-07
[9 empty] | Lifetime | 1 | Years | 2025-05-07
[9 empty] | Inflation Assumption to adjust Baseline | 2.5% |  | 2025-05-07
[9 empty] | Mitigation Effectiveness Estimate (%) | 29% | % | 2025-05-07
[9 empty] | Additional Installation Cost (O&M) only in Year 0 | 0 | M$/mile | 2025-05-07
[13 empty] | [1] | [1] |  | [2]
[8 empty] | Baseline 2025 | Baseline 2025 | Baseline 2025 | Baseline 2025 | Baseline 2025 | Baseline 2025 | Baseline 2025 | Baseline 2025 | Baseline 2025 | WACC | WACC | WACC | H.D.R | H.D.R | H.D.R | S.D.R | S.D.R | S.D.R |  |  |  | Pre - Mitigation CoRE |  |  |  | Post - Mitigation CoRE
Year | Feeder | Feeder Segment | HFTD Tier | Tranche ID HTM | Tranche ID Quintile | Total Units | Units in Scope (Poles) | WF + PSPS + PEDS Risk Baseline (K$/year) | Baseline Wildfire (%) | Baseline PSPS (%) | Baseline PEDS (%) | Risk Reduction (K$/year) | Safety Risk Reduction (K$/year) | Reliability Risk Reduction (K$/year) | Financial Risk Reduction (K$/year) | Mitigation Annual Cost (K$/year) | PV Risk Reduced (K$) Year 55 | PV Total Cost Capital + O&M (K$) Year 55 | BCR WACC | PV Risk Reduced (K$) Year 55 | PV Total Cost Capital + O&M (K$) Year 55 | BCR HDR | PV Risk Reduced (K$) Year 55 | PV Total Cost Capital + O&M (K$) Year 55 | BCR SDR | Risk Reduction % | Pre-Mitigation LoRE | Post-Mitigation LoRE | Pre-Mitigated CoRE [K$] | Pre-Mitigated CoRE Safety [K$] | Pre-Mitigated CoRE Reliability [K$] | Pre-Mitigated CoRE Financial [K$] | Post-Mitigated CoRE [K$] | Post-Mitigated CoRE Safety [K$] | Post-Mitigated CoRE Reliability [K$] | Post-Mitigated CoRE Financial [K$] | Service Territory Risk Reduction (%)
2026 | 73 | 73-1130R | Tier-3 | Tier-3---9 | 5--5 | 310 | 151 | 971.12 | 83.08% | 16.23% | 0.6878% | 113.9661 | 0 | 0 | 113.9661 | 0 | 108.7159 | 19.9416 | 5.4517 | 108.7159 | 19.9416 | 5.4517 | 114.5247 | 21.0071 | 5.4517 | 11.74% | 0.2182 | 0.18738 | 4450.6448 | 608.0965 | 688.9858 | 3153.5625 | 4574.5269 | 0 | 0 | 4574.5269 | 0.02392%
2026 | 73 | 73-23R | Tier-3 | Tier-3---9 | 5--5 | 188 | 1 | 841.8786 | 89.4% | 10.02% | 0.5825% | 1.1609 | 0 | 0 | 1.1609 | 0 | 1.1074 | 0.13206 | 8.3857 | 1.1074 | 0.13206 | 8.3857 | 1.1666 | 0.13912 | 8.3857 | 0.1379% | 0.21349 | 0.21316 | 3943.3878 | 597.9657 | 380.5291 | 2964.893 | 3944.0339 | 0 | 0 | 3944.0339 | 0.0002437%
2026 | 73 | 73-23R | Tier-3 | Tier-3---9 | 5--5 | 188 | 77 | 841.8786 | 89.4% | 10.02% | 0.5825% | 89.391 | 0 | 0 | 89.391 | 0 | 85.2729 | 10.1689 | 8.3857 | 85.2729 | 10.1689 | 8.3857 | 89.8292 | 10.7122 | 8.3857 | 10.62% | 0.21349 | 0.18813 | 3943.3878 | 597.9657 | 380.5291 | 2964.893 | 3999.7547 | 0 | 0 | 3999.7547 | 0.01876%
2026 | 75 | 75-2257F | Tier-3 | Tier-3---20 | 1--5 | 4 | 4 | 2.5742 | 95.54% | 0% | 4.459% | 0.71322 | 0 | 0 | 0.71322 | 0 | 0.68037 | 0.52825 | 1.288 | 0.68037 | 0.52825 | 1.288 | 0.71672 | 0.55648 | 1.288 | 27.71% | 0.0002804 | 0.00019908 | 9180.3996 | 1426.0853 | 371.877 | 7382.4374 | 9347.6133 | 0 | 0 | 9347.6133 | 0.0001497%
2026 | 75 | 75-2258F | Tier-3 | Tier-3---21 | 2--2 | 4 | 1 | 4.3243 | 0% | 100% | 0% | 0 | 0 | 0 | 0 | 0 | 0 | 0.13206 | 0 | 0 | 0.13206 | 0 | 0 | 0.13912 | 0 | 0% | 0.0051944 | 0.0048178 | 832.4969 | 1.4417 | 747.1872 | 83.868 | 897.5707 | 0 | 0 | 897.5707 | 0%
2026 | 75 | 75-2258F | Tier-3 | Tier-3---21 | 2--2 | 4 | 2 | 4.3243 | 0% | 100% | 0% | 0 | 0 | 0 | 0 | 0 | 0 | 0.26413 | 0 | 0 | 0.26413 | 0 | 0 | 0.27824 | 0 | 0% | 0.0051944 | 0.0044412 | 832.4969 | 1.4417 | 747.1872 | 83.868 | 973.6806 | 0 | 0 | 973.6806 | 0%
2026 | 75 | 75-2259F | Tier-3 | Tier-3---12 | 3--5 | 140 | 102 | 362.3539 | 98.06% | 1.201% | 0.7355% | 75.0773 | 0 | 0 | 75.0773 | 0 | 71.6187 | 13.4705 | 5.3167 | 71.6187 | 13.4705 | 5.3167 | 75.4453 | 14.1902 | 5.3167 | 20.72% | 0.020337 | 0.01604 | 17817.1226 | 3618.9618 | 323.8838 | 13874.277 | 17909.5705 | 0 | 0 | 17909.5705 | 0.01576%
2026 | 75 | 75-2260F | Tier-3 | Not Applicable | Not Applicable | 2 | 1 | 0 | 0% | 0% | 0% | 0 | 0 | 0 | 0 | 0 | 0 | 0.13206 | 0 | 0 | 0.13206 | 0 | 0 | 0.13912 | 0 | 0% | 0 | 0 | 0 | 0 | 0 | 0 | 0 | 0 | 0 | 0 | 0%
2026 | 75 | 75-32R | Tier-3 | Tier-3---13 | 3--5 | 84 | 1 | 196.1202 | 96.38% | 2.668% | 0.9512% | 0.65257 | 0 | 0 | 0.65257 | 0 | 0.62251 | 0.13206 | 4.7137 | 0.62251 | 0.13206 | 4.7137 | 0.65577 | 0.13912 | 4.7137 | 0.3327% | 0.014781 | 0.01473 | 13268.2222 | 2437.4241 | 453.4454 | 10377.3526 | 13269.8859 | 0 | 0 | 13269.8859 | 0.000137%
2026 | 75 | 75-32R | Tier-3 | Tier-3---13 | 3--5 | 84 | 64 | 196.1202 | 96.38% | 2.668% | 0.9512% | 41.7648 | 0 | 0 | 41.7648 | 0 | 39.8408 | 8.4521 | 4.7137 | 39.8408 | 8.4521 | 4.7137 | 41.9695 | 8.9037 | 4.7137 | 21.3% | 0.014781 | 0.011515 | 13268.2222 | 2437.4241 | 453.4454 | 10377.3526 | 13404.4293 | 0 | 0 | 13404.4293 | 0.008766%
2026 | 75 | 75-41 | Tier-3 | Tier-3---13 | 3--5 | 69 | 45 | 232.3508 | 98.84% | 0.3675% | 0.788% | 43.4368 | 0 | 0 | 43.4368 | 0 | 41.4358 | 5.9429 | 6.9724 | 41.4358 | 5.9429 | 6.9724 | 43.6498 | 6.2604 | 6.9724 | 18.69% | 0.0163 | 0.013217 | 14254.8272 | 3156.0323 | 229.2614 | 10869.5335 | 14293.2455 | 0 | 0 | 14293.2455 | 0.009117%
2026 | 75 | 75-996R | Tier-2 | Tier-2---7 | 4--5 | 319 | 5 | 357.2986 | 95.33% | 2.61% | 2.061% | 1.5482 | 0 | 0 | 1.5482 | 0 | 1.4769 | 0.66032 | 2.2366 | 1.4769 | 0.66032 | 2.2366 | 1.5558 | 0.6956 | 2.2366 | 0.4333% | 0.043997 | 0.043797 | 8120.9384 | 1655.5756 | 489.8744 | 5975.4884 | 8122.6706 | 0 | 0 | 8122.6706 | 0.000325%
2026 | 75 | 75-996R | Tier-2 | Tier-2---7 | 4--5 | 319 | 115 | 357.2986 | 95.33% | 2.61% | 2.061% | 35.609 | 0 | 0 | 35.609 | 0 | 33.9686 | 15.1873 | 2.2366 | 33.9686 | 15.1873 | 2.2366 | 35.7836 | 15.9988 | 2.2366 | 9.966% | 0.043997 | 0.039397 | 8120.9384 | 1655.5756 | 489.8744 | 5975.4884 | 8165.2284 | 0 | 0 | 8165.2284 | 0.007474%
2026 | 91 | CB 91 | Tier-2 | Tier-2---12 | 3--5 | 68 | 4 | 89.8564 | 75.83% | 22.36% | 1.818% | 1.1623 | 0 | 0 | 1.1623 | 0 | 1.1088 | 0.52825 | 2.0989 | 1.1088 | 0.52825 | 2.0989 | 1.168 | 0.55648 | 2.0989 | 1.294% | 0.015476 | 0.015212 | 5806.255 | 775.6182 | 1813.9846 | 3216.6522 | 5830.6143 | 0 | 0 | 5830.6143 | 0.000244%
2026 | 79 | 79-799R | Tier-3 | Tier-3---14 | 5--3 | 116 | 79 | 551.8926 | 84.52% | 14.8% | 0.6835% | 92.1215 | 0 | 0 | 92.1215 | 0 | 87.8777 | 10.433 | 8.423 | 87.8777 | 10.433 | 8.423 | 92.5731 | 10.9905 | 8.423 | 16.69% | 0.77068 | 0.61847 | 716.1099 | 80.6305 | 98.909 | 536.5704 | 743.3985 | 0 | 0 | 743.3985 | 0.01934%
2026 | 91 | 91-7F | Tier-2 | Tier-2---9 | 4--5 | 194 | 10 | 251.2122 | 79.73% | 18.17% | 2.101% | 2.9941 | 0 | 0 | 2.9941 | 0 | 2.8561 | 1.3206 | 2.1627 | 2.8561 | 1.3206 | 2.1627 | 3.0087 | 1.3912 | 2.1627 | 1.192% | 0.034038 | 0.033529 | 7380.3891 | 1285.4298 | 1444.1692 | 4650.7901 | 7403.0909 | 0 | 0 | 7403.0909 | 0.0006285%
2026 | 524 | CB 524 | Tier-3 | Tier-3---17 | 3--5 | 90 | 6 | 116.6365 | 76.81% | 21.38% | 1.816% | 1.732 | 0 | 0 | 1.732 | 0 | 1.6522 | 0.79238 | 2.0851 | 1.6522 | 0.79238 | 2.0851 | 1.7405 | 0.83472 | 2.0851 | 1.485% | 0.018139 | 0.017788 | 6430.2901 | 828.1118 | 2267.5068 | 3334.6715 | 6459.6925 | 0 | 0 | 6459.6925 | 0.0003635%
2026 | 91 | CB 91 | Tier-2 | Tier-2---12 | 3--5 | 68 | 6 | 89.8564 | 75.83% | 22.36% | 1.818% | 1.7434 | 0 | 0 | 1.7434 | 0 | 1.6631 | 0.79238 | 2.0989 | 1.6631 | 0.79238 | 2.0989 | 1.752 | 0.83472 | 2.0989 | 1.94% | 0.015476 | 0.01508 | 5806.255 | 775.6182 | 1813.9846 | 3216.6522 | 5843.1137 | 0 | 0 | 5843.1137 | 0.000366%
2026 | 91 | CB 91 | Tier-2 | Tier-2---12 | 3--5 | 68 | 20 | 89.8564 | 75.83% | 22.36% | 1.818% | 5.8115 | 0 | 0 | 5.8115 | 0 | 5.5438 | 2.6413 | 2.0989 | 5.5438 | 2.6413 | 2.0989 | 5.84 | 2.7824 | 2.0989 | 6.468% | 0.015476 | 0.014156 | 5806.255 | 775.6182 | 1813.9846 | 3216.6522 | 5937.1369 | 0 | 0 | 5937.1369 | 0.00122%
2026 | 157 | 157-165R | Tier-3 | Tier-3---18 | 5--2 | 87 | 11 | 161.4875 | 68.83% | 29.58% | 1.593% | 4.0755 | 0 | 0 | 4.0755 | 0 | 3.8878 | 1.4527 | 2.6762 | 3.8878 | 1.4527 | 2.6762 | 4.0955 | 1.5303 | 2.6762 | 2.524% | 0.28262 | 0.27225 | 571.4006 | 45.3664 | 164.9781 | 361.0561 | 578.1799 | 0 | 0 | 578.1799 | 0.0008555%
2026 | 157 | 157-1928R | Tier-3 | Tier-3---11 | 5--4 | 60 | 55 | 379.4778 | 92.67% | 6.848% | 0.4867% | 93.4788 | 0 | 0 | 93.4788 | 0 | 89.1725 | 7.2635 | 12.2768 | 89.1725 | 7.2635 | 12.2768 | 93.9371 | 7.6516 | 12.2768 | 24.63% | 0.2812 | 0.20645 | 1349.4751 | 199.7127 | 87.7056 | 1062.0567 | 1385.3142 | 0 | 0 | 1385.3142 | 0.01962%
2026 | 157 | 157-257R | Tier-3 | Tier-3---14 | 5--4 | 554 | 329 | 854.144 | 56.45% | 41.98% | 1.572% | 83.0338 | 0 | 0 | 83.0338 | 0 | 79.2086 | 43.449 | 1.823 | 79.2086 | 43.449 | 1.823 | 83.4408 | 45.7705 | 1.823 | 9.721% | 0.36686 | 0.30368 | 2328.2535 | 169.8306 | 913.7375 | 1244.6854 | 2539.2228 | 0 | 0 | 2539.2228 | 0.01743%
2026 | 157 | 157-81R | Tier-3 | Tier-3---3 | 5--5 | 675 | 562 | 2882.5826 | 80.96% | 18.44% | 0.5996% | 563.456 | 0 | 0 | 563.456 | 0 | 537.4987 | 74.2198 | 7.242 | 537.4987 | 74.2198 | 7.242 | 566.218 | 78.1855 | 7.242 | 19.55% | 0.38414 | 0.29139 | 7504.0834 | 990.345 | 1294.8297 | 5218.9087 | 7958.976 | 0 | 0 | 7958.976 | 0.1183%
2026 | 175 | 175-64R | Tier-3 | Tier-3---11 | 5--5 | 239 | 25 | 731.7191 | 85.48% | 13.53% | 0.984% | 18.9742 | 0 | 0 | 18.9742 | 0 | 18.1001 | 3.3016 | 5.4822 | 18.1001 | 3.3016 | 5.4822 | 19.0672 | 3.478 | 5.4822 | 2.593% | 0.20232 | 0.19619 | 3616.5854 | 555.855 | 463.329 | 2597.4013 | 3633.0102 | 0 | 0 | 3633.0102 | 0.003983%
2026 | 176 | 176-164R | Tier-3 | Tier-3---11 | 5--5 | 131 | 126 | 613.402 | 87.29% | 12.01% | 0.6968% | 149.3577 | 0 | 0 | 149.3577 | 0 | 142.4771 | 16.64 | 8.5623 | 142.4771 | 16.64 | 8.5623 | 150.0899 | 17.5291 | 8.5623 | 24.35% | 0.20727 | 0.14946 | 2959.4233 | 422.7131 | 329.6607 | 2207.0495 | 3104.879 | 0 | 0 | 3104.879 | 0.03135%
2026 | 176 | 176-1845R | Tier-3 | Tier-3---11 | 5--5 | 172 | 1 | 550.3123 | 86.34% | 12.77% | 0.8885% | 0.80114 | 0 | 0 | 0.80114 | 0 | 0.76423 | 0.13206 | 5.7868 | 0.76423 | 0.13206 | 5.7868 | 0.80506 | 0.13912 | 5.7868 | 0.1456% | 0.20978 | 0.20942 | 2623.3078 | 370.7068 | 320.9781 | 1931.6229 | 2623.9129 | 0 | 0 | 2623.9129 | 0.0001682%
2026 | 176 | 176-1845R | Tier-3 | Tier-3---11 | 5--5 | 172 | 104 | 550.3123 | 86.34% | 12.77% | 0.8885% | 83.3183 | 0 | 0 | 83.3183 | 0 | 79.48 | 13.7346 | 5.7868 | 79.48 | 13.7346 | 5.7868 | 83.7267 | 14.4685 | 5.7868 | 15.14% | 0.20978 | 0.17299 | 2623.3078 | 370.7068 | 320.9781 | 1931.6229 | 2699.4859 | 0 | 0 | 2699.4859 | 0.01749%
2026 | 176 | 176-197F | Tier-3 | Tier-3---5 | 5--5 | 345 | 260 | 1901.6652 | 78.35% | 21.16% | 0.4918% | 325.6438 | 0 | 0 | 325.6438 | 0 | 310.6421 | 34.3366 | 9.047 | 310.6421 | 34.3366 | 9.047 | 327.2401 | 36.1712 | 9.047 | 17.12% | 0.23242 | 0.18162 | 8182.1472 | 1427.4932 | 1620.6818 | 5133.9723 | 8677.4985 | 0 | 0 | 8677.4985 | 0.06835%
2026 | 971 | 971-1973R | Tier-3 | Tier-3---4 | 5--5 | 344 | 1 | 1698.739 | 91.74% | 7.818% | 0.44% | 1.3138 | 0 | 0 | 1.3138 | 0 | 1.2533 | 0.13206 | 9.4901 | 1.2533 | 0.13206 | 9.4901 | 1.3203 | 0.13912 | 9.4901 | 0.07734% | 0.14704 | 0.14692 | 11552.8886 | 2071.9815 | 875.2489 | 8605.6581 | 11553.6935 | 0 | 0 | 11553.6935 | 0.0002758%
2026 | 176 | 176-200F | Tier-3 | Tier-3---15 | 5--4 | 30 | 27 | 342.7574 | 49.83% | 49.91% | 0.2576% | 44.5773 | 0 | 0 | 44.5773 | 0 | 42.5237 | 3.5657 | 11.9257 | 42.5237 | 3.5657 | 11.9257 | 44.7958 | 3.7562 | 11.9257 | 13.01% | 0.18529 | 0.13693 | 1849.8169 | 153.4619 | 845.5193 | 850.8357 | 2177.59 | 0 | 0 | 2177.59 | 0.009357%
2026 | 198 | 198-37R | Tier-2 | Tier-2---9 | 4--5 | 188 | 41 | 225.7204 | 81.18% | 16.94% | 1.877% | 11.5896 | 0 | 0 | 11.5896 | 0 | 11.0557 | 5.4146 | 2.0418 | 11.0557 | 5.4146 | 2.0418 | 11.6464 | 5.7039 | 2.0418 | 5.134% | 0.030671 | 0.028731 | 7359.4074 | 2410.2174 | 1700.5946 | 3248.5954 | 7452.8958 | 0 | 0 | 7452.8958 | 0.002433%
2026 | 205 | 205-1550 | Tier-2 | Tier-2---15 | 2--4 | 102 | 1 | 27.6639 | 93.54% | 0% | 6.46% | 0.073571 | 0 | 0 | 0.073571 | 0 | 0.070182 | 0.13206 | 0.53142 | 0.070182 | 0.13206 | 0.53142 | 0.073932 | 0.13912 | 0.53142 | 0.2659% | 0.008789 | 0.008764 | 3147.5552 | 439.5356 | 466.2565 | 2241.7631 | 3148.135 | 0 | 0 | 3148.135 | 1.544e-05%
2026 | 206 | 206-1817 | Tier-2 | Tier-2---4 | 4--5 | 413 | 39 | 414.414 | 98.25% | 0% | 1.752% | 11.1499 | 0 | 0 | 11.1499 | 0 | 10.6362 | 5.1505 | 2.0651 | 10.6362 | 5.1505 | 2.0651 | 11.2045 | 5.4257 | 2.0651 | 2.691% | 0.038208 | 0.037161 | 10846.319 | 1742.1104 | 241.9911 | 8862.2175 | 10851.6704 | 0 | 0 | 10851.6704 | 0.00234%
2026 | 214 | 214-1122R | Tier-3 | Tier-3---3 | 5--5 | 446 | 137 | 2893.3725 | 90.28% | 9.311% | 0.4067% | 232.6977 | 0 | 0 | 232.6977 | 0 | 221.9778 | 18.0927 | 12.2689 | 221.9778 | 18.0927 | 12.2689 | 233.8384 | 19.0594 | 12.2689 | 8.042% | 0.26918 | 0.2452 | 10749.0069 | 1574.7708 | 951.5348 | 8222.7013 | 10851.153 | 0 | 0 | 10851.153 | 0.04884%
2026 | 214 | 214-1135R | Tier-3 | Tier-3---6 | 4--5 | 285 | 24 | 805.3146 | 95.2% | 3.81% | 0.9931% | 18.722 | 0 | 0 | 18.722 | 0 | 17.8595 | 3.1695 | 5.6348 | 17.8595 | 3.1695 | 5.6348 | 18.8138 | 3.3389 | 5.6348 | 2.325% | 0.090777 | 0.08856 | 8871.3507 | 1468.4713 | 438.4999 | 6964.3795 | 8882.0173 | 0 | 0 | 8882.0173 | 0.00393%
2026 | 214 | 214-583R | Tier-3 | Tier-3---13 | 4--5 | 174 | 32 | 328.9866 | 94.06% | 4.474% | 1.469% | 16.5033 | 0 | 0 | 16.5033 | 0 | 15.743 | 4.226 | 3.7252 | 15.743 | 4.226 | 3.7252 | 16.5842 | 4.4518 | 3.7252 | 5.016% | 0.070413 | 0.066658 | 4672.2426 | 712.2083 | 352.9213 | 3607.1129 | 4687.885 | 0 | 0 | 4687.885 | 0.003464%
2026 | 214 | CB 214 | Tier-3 | Tier-3---20 | 1--5 | 3 | 2 | 5.9712 | 98.85% | 0% | 1.149% | 1.1412 | 0 | 0 | 1.1412 | 0 | 1.0886 | 0.26413 | 4.1214 | 1.0886 | 0.26413 | 4.1214 | 1.1468 | 0.27824 | 4.1214 | 19.11% | 0.0002016 | 0.00016262 | 29618.8066 | 4651.1274 | 1027.6548 | 23940.0244 | 29700.3697 | 0 | 0 | 29700.3697 | 0.0002395%
2026 | 215 | 215-1531R | Tier-2 | Tier-2---2 | 5--5 | 256 | 5 | 1398.9852 | 84.15% | 15.42% | 0.4283% | 6.6681 | 0 | 0 | 6.6681 | 0 | 6.3609 | 0.66032 | 9.6331 | 6.3609 | 0.66032 | 9.6331 | 6.7008 | 0.6956 | 9.6331 | 0.4766% | 0.20291 | 0.20176 | 6894.5825 | 1039.1679 | 1002.2008 | 4853.2138 | 6900.8069 | 0 | 0 | 6900.8069 | 0.0014%
2026 | 215 | 215-1534R | Tier-2 | Tier-2---1 | 5--5 | 243 | 1 | 1734.1452 | 88.98% | 10.7% | 0.3246% | 1.8415 | 0 | 0 | 1.8415 | 0 | 1.7567 | 0.13206 | 13.3016 | 1.7567 | 0.13206 | 13.3016 | 1.8505 | 0.13912 | 13.3016 | 0.1062% | 0.1982 | 0.19797 | 8749.2684 | 1441.1188 | 882.1072 | 6426.0424 | 8750.4204 | 0 | 0 | 8750.4204 | 0.0003865%
2026 | 215 | 215-1534R | Tier-2 | Tier-2---1 | 5--5 | 243 | 149 | 1734.1452 | 88.98% | 10.7% | 0.3246% | 274.3815 | 0 | 0 | 274.3815 | 0 | 261.7413 | 19.6775 | 13.3016 | 261.7413 | 19.6775 | 13.3016 | 275.7265 | 20.7289 | 13.3016 | 15.82% | 0.1982 | 0.16296 | 8749.2684 | 1441.1188 | 882.1072 | 6426.0424 | 8957.8002 | 0 | 0 | 8957.8002 | 0.05759%
2026 | 215 | 215-38R | Tier-3 | Tier-3---10 | 5--5 | 126 | 32 | 650.1784 | 91.15% | 8.25% | 0.6037% | 43.6467 | 0 | 0 | 43.6467 | 0 | 41.6359 | 4.226 | 9.8522 | 41.6359 | 4.226 | 9.8522 | 43.8606 | 4.4518 | 9.8522 | 6.713% | 0.12528 | 0.11605 | 5189.8024 | 828.3476 | 472.2938 | 3889.161 | 5226.3331 | 0 | 0 | 5226.3331 | 0.009161%
2026 | 216 | 216-220R | Tier-3 | Tier-3---20 | 1--5 | 2 | 1 | 7.0463 | 99.01% | 0% | 0.9852% | 1.0116 | 0 | 0 | 1.0116 | 0 | 0.96504 | 0.13206 | 7.3074 | 0.96504 | 0.13206 | 7.3074 | 1.0166 | 0.13912 | 7.3074 | 14.36% | 0.000285 | 0.00024368 | 24723.7218 | 3992.0434 | 221.2684 | 20510.41 | 24765.0317 | 0 | 0 | 24765.0317 | 0.0002123%
2026 | 215 | CB 215 | Tier-3 | Tier-3---20 | 1--5 | 5 | 3 | 14.3567 | 99.04% | 0% | 0.9603% | 2.4741 | 0 | 0 | 2.4741 | 0 | 2.3601 | 0.39619 | 5.957 | 2.3601 | 0.39619 | 5.957 | 2.4862 | 0.41736 | 5.957 | 17.23% | 0.0005546 | 0.0004581 | 25886.5156 | 4082.8416 | 802.2051 | 21001.4689 | 25938.8821 | 0 | 0 | 25938.8821 | 0.0005193%
2026 | 216 | 216-1859F | Tier-3 | Tier-3---4 | 5--5 | 268 | 1 | 1336.0946 | 91.63% | 7.965% | 0.4046% | 1.3248 | 0 | 0 | 1.3248 | 0 | 1.2637 | 0.13206 | 9.5692 | 1.2637 | 0.13206 | 9.5692 | 1.3313 | 0.13912 | 9.5692 | 0.09915% | 0.15704 | 0.15687 | 8507.7615 | 1421.0211 | 648.1937 | 6438.5467 | 8508.5329 | 0 | 0 | 8508.5329 | 0.0002781%
2026 | 216 | 216-1859F | Tier-3 | Tier-3---4 | 5--5 | 268 | 190 | 1336.0946 | 91.63% | 7.965% | 0.4046% | 251.706 | 0 | 0 | 251.706 | 0 | 240.1104 | 25.0921 | 9.5692 | 240.1104 | 25.0921 | 9.5692 | 252.9399 | 26.4328 | 9.5692 | 18.84% | 0.15704 | 0.12476 | 8507.7615 | 1421.0211 | 648.1937 | 6438.5467 | 8692.0491 | 0 | 0 | 8692.0491 | 0.05283%
2026 | 216 | 216-220R | Tier-3 | Tier-3---20 | 1--5 | 2 | 1 | 7.0463 | 99.01% | 0% | 0.9852% | 1.0116 | 0 | 0 | 1.0116 | 0 | 0.96504 | 0.13206 | 7.3074 | 0.96504 | 0.13206 | 7.3074 | 1.0166 | 0.13912 | 7.3074 | 14.36% | 0.000285 | 0.00024368 | 24723.7218 | 3992.0434 | 221.2684 | 20510.41 | 24765.0317 | 0 | 0 | 24765.0317 | 0.0002123%
2026 | 217 | 217-41AE | Tier-2 | Tier-2---8 | 5--4 | 456 | 272 | 548.1248 | 61.28% | 37.04% | 1.683% | 58.1025 | 0 | 0 | 58.1025 | 0 | 55.4259 | 35.9213 | 1.543 | 55.4259 | 35.9213 | 1.543 | 58.3874 | 37.8407 | 1.543 | 10.6% | 0.19664 | 0.16262 | 2787.4845 | 272.106 | 973.6181 | 1541.7603 | 3013.2426 | 0 | 0 | 3013.2426 | 0.0122%
2026 | 217 | 217-48AE | Tier-2 | Tier-2---8 | 5--4 | 344 | 45 | 701.5771 | 53.79% | 44.81% | 1.4% | 14.3159 | 0 | 0 | 14.3159 | 0 | 13.6564 | 5.9429 | 2.298 | 13.6564 | 5.9429 | 2.298 | 14.3861 | 6.2604 | 2.298 | 2.041% | 0.20236 | 0.19468 | 3466.9889 | 313.4539 | 1406.954 | 1746.581 | 3530.1642 | 0 | 0 | 3530.1642 | 0.003005%
2026 | 217 | 217-835R | Tier-3 | Tier-3---5 | 5--5 | 319 | 13 | 1459.42 | 90.56% | 8.764% | 0.6769% | 15.6194 | 0 | 0 | 15.6194 | 0 | 14.8998 | 1.7168 | 8.6787 | 14.8998 | 1.7168 | 8.6787 | 15.6959 | 1.8086 | 8.6787 | 1.07% | 0.28412 | 0.28076 | 5136.5819 | 779.5394 | 417.5644 | 3939.4781 | 5142.3815 | 0 | 0 | 5142.3815 | 0.003279%
2026 | 217 | 217-837R | Tier-3 | Tier-3---12 | 5--5 | 293 | 113 | 680.508 | 71.93% | 26.93% | 1.134% | 54.7488 | 0 | 0 | 54.7488 | 0 | 52.2267 | 14.9232 | 3.4997 | 52.2267 | 14.9232 | 3.4997 | 55.0172 | 15.7206 | 3.4997 | 8.045% | 0.14269 | 0.12673 | 4769.0891 | 589.9072 | 1292.048 | 2887.1339 | 4937.6431 | 0 | 0 | 4937.6431 | 0.01149%
2026 | 217 | 217-972R | Tier-2 | Tier-2---8 | 5--4 | 256 | 104 | 360.9866 | 64.42% | 33.78% | 1.803% | 27.3971 | 0 | 0 | 27.3971 | 0 | 26.135 | 13.7346 | 1.9029 | 26.135 | 13.7346 | 1.9029 | 27.5314 | 14.4685 | 1.9029 | 7.59% | 0.18227 | 0.1608 | 1980.496 | 214.776 | 614.2082 | 1151.5119 | 2074.5998 | 0 | 0 | 2074.5998 | 0.005751%
2026 | 217 | CB 217 | Tier-3 | Tier-3---20 | 1--5 | 3 | 2 | 2.4839 | 96.97% | 0% | 3.031% | 0.46566 | 0 | 0 | 0.46566 | 0 | 0.44421 | 0.26413 | 1.6818 | 0.44421 | 0.26413 | 1.6818 | 0.46795 | 0.27824 | 1.6818 | 18.75% | 0.000134 | 0.00010809 | 18536.6011 | 2846.2078 | 1011.8688 | 14678.5244 | 18671.2774 | 0 | 0 | 18671.2774 | 9.774e-05%
2026 | 231 | 231-1136R | Tier-2 | Tier-2---7 | 4--5 | 357 | 14 | 532.5953 | 91.49% | 6.883% | 1.625% | 5.5417 | 0 | 0 | 5.5417 | 0 | 5.2864 | 1.8489 | 2.8592 | 5.2864 | 1.8489 | 2.8592 | 5.5688 | 1.9477 | 2.8592 | 1.041% | 0.054655 | 0.054033 | 9744.7482 | 1528.1869 | 1244.2736 | 6972.2877 | 9754.285 | 0 | 0 | 9754.285 | 0.001163%
2026 | 300 | 300-484F | Tier-2 | Tier-2---9 | 4--5 | 250 | 1 | 230.1484 | 75.7% | 22.04% | 2.261% | 0.20208 | 0 | 0 | 0.20208 | 0 | 0.19278 | 0.13206 | 1.4597 | 0.19278 | 0.13206 | 1.4597 | 0.20308 | 0.13912 | 1.4597 | 0.08781% | 0.039922 | 0.039876 | 5764.9522 | 606.5801 | 1692.4173 | 3465.9548 | 5766.5794 | 0 | 0 | 5766.5794 | 4.242e-05%
2026 | 233 | 233-123R | Tier-2 | Tier-2---4 | 4--5 | 412 | 19 | 528.7545 | 93.49% | 4.613% | 1.898% | 6.611 | 0 | 0 | 6.611 | 0 | 6.3065 | 2.5092 | 2.5133 | 6.3065 | 2.5092 | 2.5133 | 6.6434 | 2.6433 | 2.5133 | 1.25% | 0.06125 | 0.060431 | 8632.6707 | 1309.838 | 600.1971 | 6722.6355 | 8640.2899 | 0 | 0 | 8640.2899 | 0.001388%
2026 | 233 | 233-41R | Tier-2 | Tier-2---9 | 4--5 | 273 | 28 | 183.353 | 90.69% | 5.205% | 4.101% | 4.9461 | 0 | 0 | 4.9461 | 0 | 4.7182 | 3.6978 | 1.276 | 4.7182 | 3.6978 | 1.276 | 4.9703 | 3.8954 | 1.276 | 2.698% | 0.044487 | 0.043164 | 4121.4954 | 626.0879 | 496.8097 | 2998.5978 | 4133.2532 | 0 | 0 | 4133.2532 | 0.001038%
2026 | 1023 | 1023-89R | Tier-2 | Tier-2---11 | 4--4 | 119 | 1 | 171.3673 | 58.84% | 39.57% | 1.585% | 0.24574 | 0 | 0 | 0.24574 | 0 | 0.23442 | 0.13206 | 1.775 | 0.23442 | 0.13206 | 1.775 | 0.24694 | 0.13912 | 1.775 | 0.1434% | 0.083403 | 0.0832 | 2054.6806 | 198.0279 | 761.6338 | 1095.0189 | 2056.7464 | 0 | 0 | 2056.7464 | 5.158e-05%
2026 | 233 | 233-81F | Tier-2 | Tier-2---12 | 3--5 | 99 | 21 | 110.7293 | 80.07% | 17.19% | 2.737% | 5.454 | 0 | 0 | 5.454 | 0 | 5.2028 | 2.7733 | 1.876 | 5.2028 | 2.7733 | 1.876 | 5.4808 | 2.9215 | 1.876 | 4.926% | 0.02204 | 0.020684 | 5024.0598 | 647.7753 | 960.0108 | 3416.2738 | 5089.6905 | 0 | 0 | 5089.6905 | 0.001145%
2026 | 233 | 233-81F | Tier-2 | Tier-2---12 | 3--5 | 99 | 1 | 110.7293 | 80.07% | 17.19% | 2.737% | 0.25972 | 0 | 0 | 0.25972 | 0 | 0.24775 | 0.13206 | 1.876 | 0.24775 | 0.13206 | 1.876 | 0.26099 | 0.13912 | 1.876 | 0.2345% | 0.02204 | 0.021975 | 5024.0598 | 647.7753 | 960.0108 | 3416.2738 | 5027.0015 | 0 | 0 | 5027.0015 | 5.451e-05%
2026 | 233 | 233-86F | Tier-2 | Tier-2---8 | 5--5 | 412 | 72 | 706.2331 | 54.32% | 44.07% | 1.616% | 19.4403 | 0 | 0 | 19.4403 | 0 | 18.5448 | 9.5086 | 1.9503 | 18.5448 | 9.5086 | 1.9503 | 19.5356 | 10.0166 | 1.9503 | 2.753% | 0.1204 | 0.11429 | 5865.9084 | 518.326 | 2449.0121 | 2898.5703 | 6008.9711 | 0 | 0 | 6008.9711 | 0.004081%
2026 | 350 | 350-2188R | Tier-2 | Tier-2---5 | 5--5 | 565 | 1 | 752.4795 | 78.87% | 19.12% | 2.014% | 0.3046 | 0 | 0 | 0.3046 | 0 | 0.29057 | 0.13206 | 2.2002 | 0.29057 | 0.13206 | 2.2002 | 0.3061 | 0.13912 | 2.2002 | 0.04048% | 0.15121 | 0.15113 | 4976.3874 | 631.9786 | 954.5279 | 3389.8809 | 4976.9275 | 0 | 0 | 4976.9275 | 6.394e-05%
2026 | 235 | 235-897R | Tier-2 | Tier-2---5 | 5--5 | 241 | 1 | 866.8246 | 43.88% | 55.6% | 0.5206% | 0.45773 | 0 | 0 | 0.45773 | 0 | 0.43664 | 0.13206 | 3.3063 | 0.43664 | 0.13206 | 3.3063 | 0.45997 | 0.13912 | 3.3063 | 0.05281% | 0.1179 | 0.11776 | 7352.2019 | 570.5761 | 3790.2833 | 2991.3426 | 7357.1726 | 0 | 0 | 7357.1726 | 9.608e-05%
2026 | 235 | 235-897R | Tier-2 | Tier-2---5 | 5--5 | 241 | 129 | 866.8246 | 43.88% | 55.6% | 0.5206% | 59.0471 | 0 | 0 | 59.0471 | 0 | 56.3269 | 17.0362 | 3.3063 | 56.3269 | 17.0362 | 3.3063 | 59.3366 | 17.9465 | 3.3063 | 6.812% | 0.1179 | 0.099599 | 7352.2019 | 570.5761 | 3790.2833 | 2991.3426 | 8110.3303 | 0 | 0 | 8110.3303 | 0.01239%
2026 | 972 | 972-1590F | Tier-3 | Tier-3---2 | 5--5 | 697 | 1 | 2662.477 | 86.18% | 13.31% | 0.5115% | 0.95469 | 0 | 0 | 0.95469 | 0 | 0.91071 | 0.13206 | 6.896 | 0.91071 | 0.13206 | 6.896 | 0.95937 | 0.13912 | 6.896 | 0.03586% | 0.17603 | 0.17596 | 15124.9944 | 2683.3405 | 1935.3853 | 10506.2686 | 15125.8644 | 0 | 0 | 15125.8644 | 0.0002004%
2026 | 236 | CB 236 | Tier-2 | Tier-2---1 | 5--5 | 337 | 1 | 1431.5889 | 79.32% | 20.27% | 0.409% | 0.97722 | 0 | 0 | 0.97722 | 0 | 0.9322 | 0.13206 | 7.0587 | 0.9322 | 0.13206 | 7.0587 | 0.98201 | 0.13912 | 7.0587 | 0.06826% | 0.1419 | 0.14177 | 10088.9585 | 1415.4843 | 1966.6729 | 6706.8012 | 10090.7551 | 0 | 0 | 10090.7551 | 0.0002051%
2026 | 235 | 235-899R | Tier-2 | Tier-2---1 | 5--5 | 531 | 1 | 2436.3247 | 84.48% | 15.14% | 0.3828% | 1.1241 | 0 | 0 | 1.1241 | 0 | 1.0723 | 0.13206 | 8.1196 | 1.0723 | 0.13206 | 8.1196 | 1.1296 | 0.13912 | 8.1196 | 0.04614% | 0.15496 | 0.15488 | 15721.7941 | 2441.7508 | 2344.0438 | 10935.9995 | 15723.1273 | 0 | 0 | 15723.1273 | 0.0002359%
2026 | 235 | 235-899R | Tier-2 | Tier-2---1 | 5--5 | 531 | 9 | 2436.3247 | 84.48% | 15.14% | 0.3828% | 10.1168 | 0 | 0 | 10.1168 | 0 | 9.6508 | 1.1886 | 8.1196 | 9.6508 | 1.1886 | 8.1196 | 10.1664 | 1.2521 | 8.1196 | 0.4152% | 0.15496 | 0.1542 | 15721.7941 | 2441.7508 | 2344.0438 | 10935.9995 | 15733.8453 | 0 | 0 | 15733.8453 | 0.002124%
2026 | 235 | 235-899R | Tier-2 | Tier-2---1 | 5--5 | 531 | 260 | 2436.3247 | 84.48% | 15.14% | 0.3828% | 292.2639 | 0 | 0 | 292.2639 | 0 | 278.7999 | 34.3366 | 8.1196 | 278.7999 | 34.3366 | 8.1196 | 293.6965 | 36.1712 | 8.1196 | 12% | 0.15496 | 0.13296 | 15721.7941 | 2441.7508 | 2344.0438 | 10935.9995 | 16125.5616 | 0 | 0 | 16125.5616 | 0.06135%
2026 | 971 | CB 971 | Tier-2 | Tier-2---3 | 5--5 | 167 | 2 | 1052.4948 | 94.77% | 4.863% | 0.3691% | 3.4641 | 0 | 0 | 3.4641 | 0 | 3.3045 | 0.26413 | 12.5112 | 3.3045 | 0.26413 | 12.5112 | 3.4811 | 0.27824 | 12.5112 | 0.3291% | 0.12528 | 0.12484 | 8401.3813 | 1359.4082 | 538.7088 | 6503.2643 | 8402.9131 | 0 | 0 | 8402.9131 | 0.0007271%
2026 | 236 | 236-1535R | Tier-3 | Tier-3---4 | 5--5 | 252 | 162 | 1123.8498 | 89.29% | 10.22% | 0.4922% | 187.0745 | 0 | 0 | 187.0745 | 0 | 178.4564 | 21.3943 | 8.3413 | 178.4564 | 21.3943 | 8.3413 | 187.9915 | 22.5374 | 8.3413 | 16.65% | 0.12847 | 0.10452 | 8747.8328 | 1479.3496 | 871.8453 | 6396.6378 | 8962.5571 | 0 | 0 | 8962.5571 | 0.03927%
2026 | 236 | 236-1561R | Tier-3 | Tier-3---13 | 5--4 | 137 | 91 | 444.4117 | 83% | 16.25% | 0.7514% | 71.0492 | 0 | 0 | 71.0492 | 0 | 67.7761 | 12.0178 | 5.6396 | 67.7761 | 12.0178 | 5.6396 | 71.3975 | 12.6599 | 5.6396 | 15.99% | 0.17766 | 0.14343 | 2501.5323 | 344.8298 | 385.247 | 1771.4555 | 2603.02 | 0 | 0 | 2603.02 | 0.01491%
2026 | 236 | 236-1563R | Tier-3 | Tier-3---13 | 5--4 | 81 | 69 | 322.2295 | 90.43% | 8.853% | 0.72% | 71.9824 | 0 | 0 | 71.9824 | 0 | 68.6663 | 9.1124 | 7.5355 | 68.6663 | 9.1124 | 7.5355 | 72.3353 | 9.5993 | 7.5355 | 22.34% | 0.17215 | 0.12962 | 1871.7647 | 281.6479 | 145.5683 | 1444.5485 | 1930.5516 | 0 | 0 | 1930.5516 | 0.01511%
2026 | 236 | 236-1567R | Tier-3 | Tier-3---10 | 5--5 | 171 | 44 | 728.3381 | 86.22% | 13.17% | 0.6054% | 46.8602 | 0 | 0 | 46.8602 | 0 | 44.7014 | 5.8108 | 7.6928 | 44.7014 | 5.8108 | 7.6928 | 47.0899 | 6.1213 | 7.6928 | 6.434% | 0.18129 | 0.16776 | 4017.5481 | 642.8423 | 507.3315 | 2867.3744 | 4062.1849 | 0 | 0 | 4062.1849 | 0.009836%
2026 | 236 | 236-1569R | Tier-3 | Tier-3---8 | 5--5 | 498 | 127 | 2598.3213 | 86.94% | 12.66% | 0.4079% | 167.0559 | 0 | 0 | 167.0559 | 0 | 159.36 | 16.7721 | 9.5015 | 159.36 | 16.7721 | 9.5015 | 167.8748 | 17.6682 | 9.5015 | 6.429% | 0.21435 | 0.19849 | 12122.1344 | 1764.7125 | 1443.2517 | 8914.1702 | 12248.6126 | 0 | 0 | 12248.6126 | 0.03507%
2026 | 236 | CB 236 | Tier-2 | Tier-2---1 | 5--5 | 337 | 1 | 1431.5889 | 79.32% | 20.27% | 0.409% | 0.97722 | 0 | 0 | 0.97722 | 0 | 0.9322 | 0.13206 | 7.0587 | 0.9322 | 0.13206 | 7.0587 | 0.98201 | 0.13912 | 7.0587 | 0.06826% | 0.1419 | 0.14177 | 10088.9585 | 1415.4843 | 1966.6729 | 6706.8012 | 10090.7551 | 0 | 0 | 10090.7551 | 0.0002051%
2026 | 236 | CB 236 | Tier-2 | Tier-2---1 | 5--5 | 337 | 150 | 1431.5889 | 79.32% | 20.27% | 0.409% | 146.5833 | 0 | 0 | 146.5833 | 0 | 139.8305 | 19.8096 | 7.0587 | 139.8305 | 19.8096 | 7.0587 | 147.3019 | 20.868 | 7.0587 | 10.24% | 0.1419 | 0.12358 | 10088.9585 | 1415.4843 | 1966.6729 | 6706.8012 | 10398.12 | 0 | 0 | 10398.12 | 0.03077%
2026 | 237 | CB 237 | Tier-2 | Tier-2---8 | 5--5 | 41 | 5 | 185.7066 | 94.91% | 4.738% | 0.3556% | 6.2332 | 0 | 0 | 6.2332 | 0 | 5.946 | 0.66032 | 9.0048 | 5.946 | 0.66032 | 9.0048 | 6.2637 | 0.6956 | 9.0048 | 3.356% | 0.10923 | 0.10536 | 1700.183 | 298.8503 | 101.9614 | 1299.3713 | 1703.3578 | 0 | 0 | 1703.3578 | 0.001308%
2026 | 970 | CB 970 | Tier-2 | Tier-2---14 | 1--5 | 4 | 2 | 22.122 | 99.63% | 0% | 0.3731% | 3.1957 | 0 | 0 | 3.1957 | 0 | 3.0485 | 0.26413 | 11.5418 | 3.0485 | 0.26413 | 11.5418 | 3.2114 | 0.27824 | 11.5418 | 14.45% | 0.00034 | 0.0002907 | 65064.7285 | 10349.1227 | 1856.0637 | 52859.5421 | 65105.9015 | 0 | 0 | 65105.9015 | 0.0006708%
2026 | 237 | 237-1765R | Tier-3 | Tier-3---1 | 5--5 | 223 | 75 | 2444.4351 | 92.59% | 7.183% | 0.2234% | 220.7564 | 0 | 0 | 220.7564 | 0 | 210.5866 | 9.9048 | 21.2611 | 210.5866 | 9.9048 | 21.2611 | 221.8385 | 10.434 | 21.2611 | 9.031% | 0.25909 | 0.23382 | 9434.877 | 1790.0282 | 634.4518 | 7010.397 | 9510.3992 | 0 | 0 | 9510.3992 | 0.04634%
2026 | 237 | 237-17R | Tier-2 | Tier-2---1 | 5--5 | 536 | 3 | 2654.2774 | 88.95% | 10.68% | 0.3671% | 3.8323 | 0 | 0 | 3.8323 | 0 | 3.6557 | 0.39619 | 9.2272 | 3.6557 | 0.39619 | 9.2272 | 3.8511 | 0.41736 | 9.2272 | 0.1444% | 0.15539 | 0.15514 | 17081.2815 | 2840.7254 | 1819.0583 | 12421.4979 | 17084.3495 | 0 | 0 | 17084.3495 | 0.0008044%
2026 | 237 | 237-17R | Tier-2 | Tier-2---1 | 5--5 | 536 | 2 | 2654.2774 | 88.95% | 10.68% | 0.3671% | 2.5549 | 0 | 0 | 2.5549 | 0 | 2.4372 | 0.26413 | 9.2272 | 2.4372 | 0.26413 | 9.2272 | 2.5674 | 0.27824 | 9.2272 | 0.09625% | 0.15539 | 0.15522 | 17081.2815 | 2840.7254 | 1819.0583 | 12421.4979 | 17083.3257 | 0 | 0 | 17083.3257 | 0.0005363%
2026 | 237 | 237-17R | Tier-2 | Tier-2---1 | 5--5 | 536 | 154 | 2654.2774 | 88.95% | 10.68% | 0.3671% | 196.7243 | 0 | 0 | 196.7243 | 0 | 187.6616 | 20.3378 | 9.2272 | 187.6616 | 20.3378 | 9.2272 | 197.6886 | 21.4245 | 9.2272 | 7.412% | 0.15539 | 0.14244 | 17081.2815 | 2840.7254 | 1819.0583 | 12421.4979 | 17252.8052 | 0 | 0 | 17252.8052 | 0.04129%
2026 | 236 | CB 236 | Tier-2 | Tier-2---1 | 5--5 | 337 | 4 | 1431.5889 | 79.32% | 20.27% | 0.409% | 3.9089 | 0 | 0 | 3.9089 | 0 | 3.7288 | 0.52825 | 7.0587 | 3.7288 | 0.52825 | 7.0587 | 3.928 | 0.55648 | 7.0587 | 0.273% | 0.1419 | 0.14141 | 10088.9585 | 1415.4843 | 1966.6729 | 6706.8012 | 10096.1634 | 0 | 0 | 10096.1634 | 0.0008205%
2026 | RA1 | CB RA1 | Tier-2 | Tier-2---2 | 5--5 | 353 | 1 | 1222.3715 | 85.76% | 13.62% | 0.6194% | 0.86119 | 0 | 0 | 0.86119 | 0 | 0.82151 | 0.13206 | 6.2206 | 0.82151 | 0.13206 | 6.2206 | 0.86541 | 0.13912 | 6.2206 | 0.07045% | 0.14726 | 0.14714 | 8300.6807 | 1160.1787 | 1072.7493 | 6067.7527 | 8301.6528 | 0 | 0 | 8301.6528 | 0.0001808%
2026 | 237 | 237-26F | Tier-2 | Tier-2---10 | 5--4 | 113 | 1 | 243.3269 | 22.41% | 76.53% | 1.061% | 0.13995 | 0 | 0 | 0.13995 | 0 | 0.13351 | 0.13206 | 1.0109 | 0.13351 | 0.13206 | 1.0109 | 0.14064 | 0.13912 | 1.0109 | 0.05752% | 0.10897 | 0.10869 | 2232.9014 | 83.0982 | 1551.1406 | 598.6626 | 2237.359 | 0 | 0 | 2237.359 | 2.938e-05%
2026 | 237 | 237-26F | Tier-2 | Tier-2---10 | 5--4 | 113 | 7 | 243.3269 | 22.41% | 76.53% | 1.061% | 0.97967 | 0 | 0 | 0.97967 | 0 | 0.93454 | 0.92445 | 1.0109 | 0.93454 | 0.92445 | 1.0109 | 0.98447 | 0.97384 | 1.0109 | 0.4026% | 0.10897 | 0.10702 | 2232.9014 | 83.0982 | 1551.1406 | 598.6626 | 2264.5939 | 0 | 0 | 2264.5939 | 0.0002056%
2026 | RA2 | CB RA2 | Tier-2 | Tier-2---4 | 5--5 | 118 | 2 | 579.2495 | 83.34% | 16.16% | 0.4909% | 2.3729 | 0 | 0 | 2.3729 | 0 | 2.2636 | 0.26413 | 8.5702 | 2.2636 | 0.26413 | 8.5702 | 2.3846 | 0.27824 | 8.5702 | 0.4097% | 0.12706 | 0.12643 | 4558.9302 | 908.2518 | 686.0992 | 2964.5792 | 4562.6809 | 0 | 0 | 4562.6809 | 0.0004981%
2026 | 237 | 237-30R | Tier-3 | Tier-3---1 | 5--5 | 651 | 33 | 6959.5787 | 90.17% | 9.556% | 0.2771% | 92.2492 | 0 | 0 | 92.2492 | 0 | 87.9995 | 4.3581 | 20.1922 | 87.9995 | 4.3581 | 20.1922 | 92.7014 | 4.591 | 20.1922 | 1.325% | 0.49249 | 0.48525 | 14131.5489 | 2201.6928 | 1248.2128 | 10681.6433 | 14152.2803 | 0 | 0 | 14152.2803 | 0.01936%
2026 | 239 | 239-2207R | Tier-3 | Tier-3---16 | 4--4 | 127 | 52 | 165.8683 | 90.26% | 7.593% | 2.142% | 17.7779 | 0 | 0 | 17.7779 | 0 | 16.9589 | 6.8673 | 2.4695 | 16.9589 | 6.8673 | 2.4695 | 17.865 | 7.2342 | 2.4695 | 10.72% | 0.078224 | 0.068935 | 2120.4383 | 333.2176 | 179.7389 | 1607.4818 | 2148.252 | 0 | 0 | 2148.252 | 0.003732%
2026 | 239 | 239-2213R | Tier-3 | Tier-3---15 | 5--4 | 134 | 17 | 215.3295 | 82.04% | 16.39% | 1.578% | 6.499 | 0 | 0 | 6.499 | 0 | 6.1996 | 2.2451 | 2.7614 | 6.1996 | 2.2451 | 2.7614 | 6.5309 | 2.365 | 2.7614 | 3.018% | 0.1294 | 0.12464 | 1664.0021 | 212.2821 | 299.3019 | 1152.4181 | 1675.4201 | 0 | 0 | 1675.4201 | 0.001364%
2026 | 239 | 239-2215R | Tier-3 | Tier-3---10 | 5--5 | 305 | 11 | 915.8385 | 88.22% | 10.91% | 0.8692% | 8.4503 | 0 | 0 | 8.4503 | 0 | 8.061 | 1.4527 | 5.549 | 8.061 | 1.4527 | 5.549 | 8.4918 | 1.5303 | 5.549 | 0.9227% | 0.15408 | 0.15246 | 5944.0776 | 898.9932 | 660.8714 | 4384.2129 | 5951.4789 | 0 | 0 | 5951.4789 | 0.001774%
2026 | 246 | 246-34R | Tier-3 | Tier-3---12 | 4--5 | 436 | 29 | 673.2377 | 73.17% | 25.57% | 1.264% | 9.5017 | 0 | 0 | 9.5017 | 0 | 9.064 | 3.8298 | 2.3667 | 9.064 | 3.8298 | 2.3667 | 9.5483 | 4.0345 | 2.3667 | 1.411% | 0.070488 | 0.069128 | 9551.097 | 1283.5559 | 2416.0529 | 5851.4883 | 9601.5016 | 0 | 0 | 9601.5016 | 0.001994%
2026 | 247 | 247-46 | Tier-3 | Tier-3---16 | 4--5 | 227 | 1 | 297.9922 | 66.6% | 32.06% | 1.34% | 0.25353 | 0 | 0 | 0.25353 | 0 | 0.24185 | 0.13206 | 1.8313 | 0.24185 | 0.13206 | 1.8313 | 0.25478 | 0.13912 | 1.8313 | 0.08508% | 0.045228 | 0.045171 | 6588.6081 | 720.5327 | 2027.5414 | 3840.534 | 6591.4232 | 0 | 0 | 6591.4232 | 5.322e-05%
2026 | 247 | 247-46 | Tier-3 | Tier-3---16 | 4--5 | 227 | 21 | 297.9922 | 66.6% | 32.06% | 1.34% | 5.3242 | 0 | 0 | 5.3242 | 0 | 5.0789 | 2.7733 | 1.8313 | 5.0789 | 2.7733 | 1.8313 | 5.3503 | 2.9215 | 1.8313 | 1.787% | 0.045228 | 0.044015 | 6588.6081 | 720.5327 | 2027.5414 | 3840.534 | 6649.2776 | 0 | 0 | 6649.2776 | 0.001118%
2026 | 247 | 247-48 | Tier-2 | Tier-2---16 | 3--3 | 9 | 9 | 19.6012 | 90.45% | 8.053% | 1.494% | 5.1417 | 0 | 0 | 5.1417 | 0 | 4.9048 | 1.1886 | 4.1266 | 4.9048 | 1.1886 | 4.1266 | 5.1669 | 1.2521 | 4.1266 | 26.23% | 0.026216 | 0.018613 | 747.6923 | 111.2463 | 59.7602 | 576.6859 | 776.8479 | 0 | 0 | 776.8479 | 0.001079%
2026 | 283 | 283-55R | Tier-3 | Tier-3---9 | 5--5 | 109 | 68 | 691.0798 | 89.15% | 10.28% | 0.5685% | 111.4689 | 0 | 0 | 111.4689 | 0 | 106.3337 | 8.9803 | 11.8407 | 106.3337 | 8.9803 | 11.8407 | 112.0153 | 9.4602 | 11.8407 | 16.13% | 0.20157 | 0.1651 | 3428.458 | 524.1491 | 347.4063 | 2556.9026 | 3510.5853 | 0 | 0 | 3510.5853 | 0.0234%
2026 | 283 | 283-71F | Tier-3 | Tier-3---13 | 5--4 | 127 | 1 | 488.2766 | 50.8% | 48.52% | 0.6792% | 0.56646 | 0 | 0 | 0.56646 | 0 | 0.54036 | 0.13206 | 4.0917 | 0.54036 | 0.13206 | 4.0917 | 0.56923 | 0.13912 | 4.0917 | 0.116% | 0.19011 | 0.18968 | 2568.3277 | 217.0861 | 1132.2268 | 1219.0148 | 2571.2194 | 0 | 0 | 2571.2194 | 0.0001189%
2026 | 283 | 283-71F | Tier-3 | Tier-3---13 | 5--4 | 127 | 97 | 488.2766 | 50.8% | 48.52% | 0.6792% | 54.9462 | 0 | 0 | 54.9462 | 0 | 52.415 | 12.8102 | 4.0917 | 52.415 | 12.8102 | 4.0917 | 55.2156 | 13.4946 | 4.0917 | 11.25% | 0.19011 | 0.148 | 2568.3277 | 217.0861 | 1132.2268 | 1219.0148 | 2927.8097 | 0 | 0 | 2927.8097 | 0.01153%
2026 | 387 | 387-15 | Tier-3 | Tier-3---16 | 4--5 | 140 | 1 | 365.4778 | 57.25% | 41.73% | 1.017% | 0.43343 | 0 | 0 | 0.43343 | 0 | 0.41347 | 0.13206 | 3.1308 | 0.41347 | 0.13206 | 3.1308 | 0.43556 | 0.13912 | 3.1308 | 0.1186% | 0.072601 | 0.072451 | 5034.0466 | 537.3079 | 1996.9235 | 2499.8151 | 5038.5134 | 0 | 0 | 5038.5134 | 9.098e-05%
2026 | 283 | 283-80F | Tier-3 | Tier-3---19 | 5--1 | 2 | 2 | 12.6809 | 12.84% | 86.88% | 0.2755% | 0.47217 | 0 | 0 | 0.47217 | 0 | 0.45042 | 0.26413 | 1.7053 | 0.45042 | 0.26413 | 1.7053 | 0.47449 | 0.27824 | 1.7053 | 3.723% | 0.17072 | 0.12121 | 74.2788 | 2.2461 | 52.1868 | 19.8459 | 100.7226 | 0 | 0 | 100.7226 | 9.911e-05%
2026 | 300 | 300-484F | Tier-2 | Tier-2---9 | 4--5 | 250 | 4 | 230.1484 | 75.7% | 22.04% | 2.261% | 0.80834 | 0 | 0 | 0.80834 | 0 | 0.7711 | 0.52825 | 1.4597 | 0.7711 | 0.52825 | 1.4597 | 0.8123 | 0.55648 | 1.4597 | 0.3512% | 0.039922 | 0.039737 | 5764.9522 | 606.5801 | 1692.4173 | 3465.9548 | 5771.4839 | 0 | 0 | 5771.4839 | 0.0001697%
2026 | 307 | 307-234R | Tier-2 | Tier-2---4 | 5--5 | 109 | 46 | 684.1346 | 69.69% | 29.83% | 0.4763% | 58.3502 | 0 | 0 | 58.3502 | 0 | 55.6622 | 6.0749 | 9.1626 | 55.6622 | 6.0749 | 9.1626 | 58.6363 | 6.3995 | 9.1626 | 8.529% | 0.11001 | 0.096544 | 6219.0213 | 711.7212 | 1737.152 | 3770.148 | 6481.8848 | 0 | 0 | 6481.8848 | 0.01225%
2026 | 350 | 350-2188R | Tier-2 | Tier-2---5 | 5--5 | 565 | 200 | 752.4795 | 78.87% | 19.12% | 2.014% | 60.9207 | 0 | 0 | 60.9207 | 0 | 58.1142 | 26.4127 | 2.2002 | 58.1142 | 26.4127 | 2.2002 | 61.2194 | 27.824 | 2.2002 | 8.096% | 0.15121 | 0.13569 | 4976.3874 | 631.9786 | 954.5279 | 3389.8809 | 5096.7002 | 0 | 0 | 5096.7002 | 0.01279%
2026 | 350 | 350-2192R | Tier-2 | Tier-2---2 | 5--5 | 826 | 641 | 2025.3012 | 87.53% | 11.37% | 1.097% | 398.9433 | 0 | 0 | 398.9433 | 0 | 380.5648 | 84.6528 | 4.4956 | 380.5648 | 84.6528 | 4.4956 | 400.8989 | 89.1759 | 4.4956 | 19.7% | 0.18928 | 0.14668 | 10700.2197 | 1640.6573 | 1261.0201 | 7798.5423 | 11087.7807 | 0 | 0 | 11087.7807 | 0.08374%
2026 | 350 | 350-2196R | Tier-2 | Tier-2---5 | 5--5 | 807 | 314 | 1111.1446 | 85.23% | 12.69% | 2.072% | 106.8655 | 0 | 0 | 106.8655 | 0 | 101.9424 | 41.468 | 2.4583 | 101.9424 | 41.468 | 2.4583 | 107.3894 | 43.6837 | 2.4583 | 9.618% | 0.19915 | 0.17668 | 5579.5197 | 797.1006 | 755.2806 | 4027.1385 | 5684.3074 | 0 | 0 | 5684.3074 | 0.02243%
2026 | 350 | 350-2201R | Tier-3 | Tier-3---4 | 5--5 | 361 | 120 | 1600.0661 | 94.09% | 5.343% | 0.5699% | 145.1245 | 0 | 0 | 145.1245 | 0 | 138.4389 | 15.8476 | 8.7356 | 138.4389 | 15.8476 | 8.7356 | 145.8359 | 16.6944 | 8.7356 | 9.07% | 0.1241 | 0.11214 | 12893.008 | 2307.4254 | 698.8971 | 9886.6855 | 12974.3357 | 0 | 0 | 12974.3357 | 0.03046%
2026 | 350 | 350-41R | Tier-2 | Tier-2---3 | 5--5 | 475 | 1 | 1428.3995 | 91.38% | 7.839% | 0.7806% | 0.7969 | 0 | 0 | 0.7969 | 0 | 0.76019 | 0.13206 | 5.7562 | 0.76019 | 0.13206 | 5.7562 | 0.80081 | 0.13912 | 5.7562 | 0.05579% | 0.12896 | 0.12888 | 11076.0411 | 1996.9228 | 1010.9834 | 8068.135 | 11076.6244 | 0 | 0 | 11076.6244 | 0.0001673%
2026 | 350 | 350-41R | Tier-2 | Tier-2---3 | 5--5 | 475 | 355 | 1428.3995 | 91.38% | 7.839% | 0.7806% | 282.9005 | 0 | 0 | 282.9005 | 0 | 269.8679 | 46.8826 | 5.7562 | 269.8679 | 46.8826 | 5.7562 | 284.2873 | 49.3876 | 5.7562 | 19.81% | 0.12896 | 0.10101 | 11076.0411 | 1996.9228 | 1010.9834 | 8068.135 | 11340.2303 | 0 | 0 | 11340.2303 | 0.05938%
2026 | 351 | 351-819R | Tier-2 | Tier-2---1 | 5--5 | 341 | 1 | 2090.3176 | 91.75% | 7.875% | 0.3732% | 1.6311 | 0 | 0 | 1.6311 | 0 | 1.5559 | 0.13206 | 11.7816 | 1.5559 | 0.13206 | 11.7816 | 1.6391 | 0.13912 | 11.7816 | 0.07803% | 0.14376 | 0.14364 | 14540.4698 | 3135.0555 | 1103.9508 | 10301.4635 | 14541.4907 | 0 | 0 | 14541.4907 | 0.0003424%
2026 | 351 | 351-819R | Tier-2 | Tier-2---1 | 5--5 | 341 | 38 | 2090.3176 | 91.75% | 7.875% | 0.3732% | 61.9801 | 0 | 0 | 61.9801 | 0 | 59.1248 | 5.0184 | 11.7816 | 59.1248 | 5.0184 | 11.7816 | 62.2839 | 5.2866 | 11.7816 | 2.965% | 0.14376 | 0.13911 | 14540.4698 | 3135.0555 | 1103.9508 | 10301.4635 | 14580.5243 | 0 | 0 | 14580.5243 | 0.01301%
2026 | 351 | 351-871R | Tier-3 | Tier-3---6 | 5--5 | 110 | 1 | 781.5367 | 96.92% | 2.713% | 0.3715% | 1.9969 | 0 | 0 | 1.9969 | 0 | 1.9049 | 0.13206 | 14.4239 | 1.9049 | 0.13206 | 14.4239 | 2.0067 | 0.13912 | 14.4239 | 0.2555% | 0.11468 | 0.11438 | 6814.8869 | 1079.7555 | 189.4866 | 5545.6448 | 6815.4425 | 0 | 0 | 6815.4425 | 0.0004191%
2026 | 351 | 351-871R | Tier-3 | Tier-3---6 | 5--5 | 110 | 59 | 781.5367 | 96.92% | 2.713% | 0.3715% | 117.8154 | 0 | 0 | 117.8154 | 0 | 112.3879 | 7.7918 | 14.4239 | 112.3879 | 7.7918 | 14.4239 | 118.393 | 8.2081 | 14.4239 | 15.07% | 0.11468 | 0.096843 | 6814.8869 | 1079.7555 | 189.4866 | 5545.6448 | 6853.5997 | 0 | 0 | 6853.5997 | 0.02473%
2026 | 351 | CB 351 | Tier-2 | Tier-2---3 | 5--5 | 154 | 1 | 1226.0332 | 96.06% | 3.555% | 0.3808% | 2.2179 | 0 | 0 | 2.2179 | 0 | 2.1157 | 0.13206 | 16.0204 | 2.1157 | 0.13206 | 16.0204 | 2.2288 | 0.13912 | 16.0204 | 0.1809% | 0.12463 | 0.1244 | 9837.0052 | 2175.7089 | 389.2547 | 7272.0416 | 9837.7357 | 0 | 0 | 9837.7357 | 0.0004655%
2026 | 351 | CB 351 | Tier-2 | Tier-2---3 | 5--5 | 154 | 84 | 1226.0332 | 96.06% | 3.555% | 0.3808% | 186.3023 | 0 | 0 | 186.3023 | 0 | 177.7198 | 11.0934 | 16.0204 | 177.7198 | 11.0934 | 16.0204 | 187.2156 | 11.6861 | 16.0204 | 15.2% | 0.12463 | 0.10492 | 9837.0052 | 2175.7089 | 389.2547 | 7272.0416 | 9909.7638 | 0 | 0 | 9909.7638 | 0.03911%
2026 | 352 | 352-27R | Tier-3 | Tier-3---2 | 5--5 | 359 | 159 | 1835.8142 | 93.66% | 5.876% | 0.4611% | 220.849 | 0 | 0 | 220.849 | 0 | 210.6749 | 20.9981 | 10.033 | 210.6749 | 20.9981 | 10.033 | 221.9316 | 22.1201 | 10.033 | 12.03% | 0.11814 | 0.10296 | 15539.9427 | 3024.467 | 902.1857 | 11613.29 | 15685.076 | 0 | 0 | 15685.076 | 0.04636%
2026 | 353 | 353-1429R | Tier-2 | Tier-2---6 | 5--5 | 204 | 120 | 1003.2846 | 77.44% | 22.07% | 0.495% | 132.5295 | 0 | 0 | 132.5295 | 0 | 126.4241 | 15.8476 | 7.9775 | 126.4241 | 15.8476 | 7.9775 | 133.1791 | 16.6944 | 7.9775 | 13.21% | 0.12141 | 0.1007 | 8263.4579 | 1440.9039 | 1734.7877 | 5087.7663 | 8646.9615 | 0 | 0 | 8646.9615 | 0.02782%
2026 | 353 | 353-900F | Tier-2 | Tier-2---8 | 5--5 | 28 | 25 | 371.854 | 40.83% | 58.99% | 0.1797% | 39.3118 | 0 | 0 | 39.3118 | 0 | 37.5008 | 3.3016 | 11.3584 | 37.5008 | 3.3016 | 11.3584 | 39.5045 | 3.478 | 11.3584 | 10.57% | 0.10085 | 0.074739 | 3687.104 | 250.2733 | 1989.9286 | 1446.9021 | 4449.3817 | 0 | 0 | 4449.3817 | 0.008252%
2026 | 353 | 353-901F | Tier-2 | Tier-2---4 | 5--5 | 82 | 26 | 613.1191 | 58.62% | 41.08% | 0.303% | 33.0491 | 0 | 0 | 33.0491 | 0 | 31.5266 | 3.4337 | 9.1816 | 31.5266 | 3.4337 | 9.1816 | 33.2111 | 3.6171 | 9.1816 | 5.39% | 0.10618 | 0.096419 | 5774.1958 | 681.1246 | 2172.7932 | 2920.278 | 6016.1396 | 0 | 0 | 6016.1396 | 0.006937%
2026 | 353 | 353-902F | Tier-2 | Tier-2---11 | 5--3 | 11 | 11 | 194.7859 | 13.28% | 86.55% | 0.1681% | 7.5006 | 0 | 0 | 7.5006 | 0 | 7.1551 | 1.4527 | 4.9254 | 7.1551 | 1.4527 | 4.9254 | 7.5374 | 1.5303 | 4.9254 | 3.851% | 0.098854 | 0.070186 | 1970.4401 | 45.5501 | 1554.0368 | 370.8532 | 2668.4008 | 0 | 0 | 2668.4008 | 0.001574%
2026 | 353 | 353-904R | Tier-2 | Tier-2---3 | 5--5 | 181 | 2 | 1250.3913 | 94% | 5.586% | 0.417% | 3.7663 | 0 | 0 | 3.7663 | 0 | 3.5927 | 0.26413 | 13.6023 | 3.5927 | 0.26413 | 13.6023 | 3.7847 | 0.27824 | 13.6023 | 0.3012% | 0.12577 | 0.12537 | 9941.809 | 1678.6898 | 757.2282 | 7505.891 | 9943.7275 | 0 | 0 | 9943.7275 | 0.0007905%
2026 | 353 | 353-904R | Tier-2 | Tier-2---3 | 5--5 | 181 | 72 | 1250.3913 | 94% | 5.586% | 0.417% | 135.585 | 0 | 0 | 135.585 | 0 | 129.3389 | 9.5086 | 13.6023 | 129.3389 | 9.5086 | 13.6023 | 136.2497 | 10.0166 | 13.6023 | 10.84% | 0.12577 | 0.11126 | 9941.809 | 1678.6898 | 757.2282 | 7505.891 | 10019.634 | 0 | 0 | 10019.634 | 0.02846%
2026 | 354 | 354-1706R | Tier-2 | Tier-2---1 | 5--5 | 481 | 13 | 2161.9809 | 92.27% | 7.167% | 0.5599% | 15.6359 | 0 | 0 | 15.6359 | 0 | 14.9156 | 1.7168 | 8.6879 | 14.9156 | 1.7168 | 8.6879 | 15.7126 | 1.8086 | 8.6879 | 0.7232% | 0.13939 | 0.1383 | 15510.3907 | 2900.5229 | 1230.7208 | 11379.147 | 15519.8584 | 0 | 0 | 15519.8584 | 0.003282%
2026 | 354 | 354-24AE | Tier-2 | Tier-2---4 | 4--5 | 89 | 10 | 742.9911 | 44.89% | 54.76% | 0.3554% | 10.8668 | 0 | 0 | 10.8668 | 0 | 10.3661 | 1.3206 | 7.8494 | 10.3661 | 1.3206 | 7.8494 | 10.92 | 1.3912 | 7.8494 | 1.463% | 0.080555 | 0.07793 | 9223.4472 | 670.0529 | 4646.9314 | 3906.4629 | 9394.6663 | 0 | 0 | 9394.6663 | 0.002281%
2026 | 355 | 355-41R | Tier-2 | Tier-2---6 | 4--5 | 226 | 118 | 876.3288 | 87.46% | 12.04% | 0.4997% | 116.0467 | 0 | 0 | 116.0467 | 0 | 110.7006 | 15.5835 | 7.1037 | 110.7006 | 15.5835 | 7.1037 | 116.6155 | 16.4162 | 7.1037 | 13.24% | 0.092253 | 0.078285 | 9499.1702 | 1363.9545 | 1082.9983 | 7052.2174 | 9711.7726 | 0 | 0 | 9711.7726 | 0.02436%
2026 | 357 | CB 357 | Tier-3 | Tier-3---10 | 5--5 | 162 | 1 | 902.4975 | 73.58% | 26.03% | 0.3952% | 1.1887 | 0 | 0 | 1.1887 | 0 | 1.1339 | 0.13206 | 8.5863 | 1.1339 | 0.13206 | 8.5863 | 1.1945 | 0.13912 | 8.5863 | 0.1317% | 0.12773 | 0.1275 | 7065.5334 | 866.3454 | 1820.4674 | 4378.7206 | 7068.8814 | 0 | 0 | 7068.8814 | 0.0002495%
2026 | 355 | 355-65R | Tier-2 | Tier-2---21 | 1--2 | 1 | 1 | 0.050195 | 29.86% | 0% | 70.14% | 0.0043463 | 0 | 0 | 0.0043463 | 0 | 0.004146 | 0.13206 | 0.031394 | 0.004146 | 0.13206 | 0.031394 | 0.0043676 | 0.13912 | 0.031394 | 8.659% | 7.02e-05 | 4.9842e-05 | 715.0259 | 35.8236 | 455.5834 | 223.619 | 919.878 | 0 | 0 | 919.878 | 9.123e-07%
2026 | 355 | 355-6R | Tier-2 | Tier-2---7 | 4--5 | 58 | 35 | 466.648 | 28.63% | 71.11% | 0.2566% | 23.3822 | 0 | 0 | 23.3822 | 0 | 22.305 | 4.6222 | 4.8256 | 22.305 | 4.6222 | 4.8256 | 23.4968 | 4.8692 | 4.8256 | 5.011% | 0.074333 | 0.061325 | 6277.8037 | 297.3578 | 4112.2061 | 1868.2398 | 7228.1745 | 0 | 0 | 7228.1745 | 0.004908%
2026 | 355 | CB 355 | Tier-2 | Tier-2---3 | 5--5 | 302 | 148 | 1277.9843 | 89.96% | 9.576% | 0.4654% | 163.3879 | 0 | 0 | 163.3879 | 0 | 155.861 | 19.5454 | 7.9743 | 155.861 | 19.5454 | 7.9743 | 164.1888 | 20.5898 | 7.9743 | 12.78% | 0.1048 | 0.089909 | 12194.1112 | 2321.0506 | 1198.9562 | 8674.1044 | 12396.9635 | 0 | 0 | 12396.9635 | 0.0343%
2026 | 356 | 356-16R | Tier-2 | Tier-2---4 | 4--5 | 216 | 94 | 692.7279 | 85.74% | 13.66% | 0.5932% | 74.9602 | 0 | 0 | 74.9602 | 0 | 71.5069 | 12.414 | 5.7602 | 71.5069 | 12.414 | 5.7602 | 75.3277 | 13.0773 | 5.7602 | 10.82% | 0.090754 | 0.079301 | 7633.0284 | 1263.3568 | 1174.8968 | 5194.7749 | 7790.2104 | 0 | 0 | 7790.2104 | 0.01573%
2026 | 356 | 356-19R | Tier-3 | Tier-3---8 | 5--5 | 736 | 1 | 2142.9106 | 83.66% | 15.67% | 0.6694% | 0.70639 | 0 | 0 | 0.70639 | 0 | 0.67384 | 0.13206 | 5.1024 | 0.67384 | 0.13206 | 5.1024 | 0.70985 | 0.13912 | 5.1024 | 0.03296% | 0.16775 | 0.16769 | 12774.1099 | 1993.4622 | 1945.7185 | 8834.9292 | 12774.9326 | 0 | 0 | 12774.9326 | 0.0001483%
2026 | 356 | 356-19R | Tier-3 | Tier-3---8 | 5--5 | 736 | 1 | 2142.9106 | 83.66% | 15.67% | 0.6694% | 0.70639 | 0 | 0 | 0.70639 | 0 | 0.67384 | 0.13206 | 5.1024 | 0.67384 | 0.13206 | 5.1024 | 0.70985 | 0.13912 | 5.1024 | 0.03296% | 0.16775 | 0.16769 | 12774.1099 | 1993.4622 | 1945.7185 | 8834.9292 | 12774.9326 | 0 | 0 | 12774.9326 | 0.0001483%
2026 | 356 | 356-19R | Tier-3 | Tier-3---8 | 5--5 | 736 | 71 | 2142.9106 | 83.66% | 15.67% | 0.6694% | 50.1534 | 0 | 0 | 50.1534 | 0 | 47.8429 | 9.3765 | 5.1024 | 47.8429 | 9.3765 | 5.1024 | 50.3992 | 9.8775 | 5.1024 | 2.34% | 0.16775 | 0.16306 | 12774.1099 | 1993.4622 | 1945.7185 | 8834.9292 | 12834.1837 | 0 | 0 | 12834.1837 | 0.01053%
2026 | 356 | 356-30AE | Tier-3 | Tier-3---6 | 5--5 | 730 | 400 | 1548.5525 | 73.09% | 26.03% | 0.8808% | 179.8414 | 0 | 0 | 179.8414 | 0 | 171.5565 | 52.8255 | 3.2476 | 171.5565 | 52.8255 | 3.2476 | 180.723 | 55.648 | 3.2476 | 11.61% | 0.14106 | 0.11864 | 10978.0949 | 1533.3184 | 2733.1665 | 6711.61 | 11536.3204 | 0 | 0 | 11536.3204 | 0.03775%
2026 | 357 | 357-1147R | Tier-2 | Tier-2---10 | 5--4 | 40 | 22 | 122.889 | 90.67% | 8.71% | 0.6166% | 17.7727 | 0 | 0 | 17.7727 | 0 | 16.954 | 2.9054 | 5.8353 | 16.954 | 2.9054 | 5.8353 | 17.8599 | 3.0606 | 5.8353 | 14.46% | 0.14287 | 0.12008 | 860.1588 | 128.3592 | 73.5961 | 658.2035 | 875.3824 | 0 | 0 | 875.3824 | 0.003731%
2026 | 357 | 357-2047F | Tier-2 | Tier-2---10 | 5--4 | 17 | 9 | 117.0163 | 66.86% | 32.9% | 0.2354% | 12.012 | 0 | 0 | 12.012 | 0 | 11.4586 | 1.1886 | 9.6406 | 11.4586 | 1.1886 | 9.6406 | 12.0708 | 1.2521 | 9.6406 | 10.27% | 0.14128 | 0.11959 | 828.2369 | 91.3768 | 250.8108 | 486.0494 | 878.0184 | 0 | 0 | 878.0184 | 0.002521%
2026 | 357 | 357-2049F | Tier-3 | Tier-3---8 | 5--5 | 271 | 138 | 1568.933 | 87.25% | 12.44% | 0.3075% | 202.1473 | 0 | 0 | 202.1473 | 0 | 192.8347 | 18.2248 | 10.5809 | 192.8347 | 18.2248 | 10.5809 | 203.1382 | 19.1986 | 10.5809 | 12.88% | 0.18286 | 0.15586 | 8579.8277 | 1438.1344 | 1001.8193 | 6139.874 | 8769.3928 | 0 | 0 | 8769.3928 | 0.04243%
2026 | 357 | 357-45R | Tier-3 | Tier-3---8 | 5--5 | 363 | 173 | 2182.2622 | 79.98% | 19.64% | 0.3802% | 241.2313 | 0 | 0 | 241.2313 | 0 | 230.1182 | 22.847 | 10.0721 | 230.1182 | 22.847 | 10.0721 | 242.4138 | 24.0678 | 10.0721 | 11.05% | 0.18538 | 0.15976 | 11771.8449 | 1935.5654 | 2204.1059 | 7632.1736 | 12149.7765 | 0 | 0 | 12149.7765 | 0.05063%
2026 | 357 | 357-50R | Tier-3 | Tier-3---4 | 5--5 | 383 | 127 | 1441.553 | 79.05% | 20.4% | 0.5522% | 109.5849 | 0 | 0 | 109.5849 | 0 | 104.5365 | 16.7721 | 6.2328 | 104.5365 | 16.7721 | 6.2328 | 110.122 | 17.6682 | 6.2328 | 7.602% | 0.14913 | 0.13479 | 9666.6259 | 1487.063 | 1867.4945 | 6312.0683 | 9882.0598 | 0 | 0 | 9882.0598 | 0.023%
2026 | 357 | 357-750R | Tier-2 | Tier-2---2 | 5--5 | 272 | 170 | 1439.7107 | 82.49% | 17.1% | 0.4096% | 215.2491 | 0 | 0 | 215.2491 | 0 | 205.333 | 22.4508 | 9.1459 | 205.333 | 22.4508 | 9.1459 | 216.3042 | 23.6504 | 9.1459 | 14.95% | 0.171 | 0.14001 | 8419.2134 | 1423.2143 | 1353.8833 | 5642.1158 | 8745.6108 | 0 | 0 | 8745.6108 | 0.04518%
2026 | 357 | CB 357 | Tier-3 | Tier-3---10 | 5--5 | 162 | 78 | 902.4975 | 73.58% | 26.03% | 0.3952% | 92.7185 | 0 | 0 | 92.7185 | 0 | 88.4471 | 10.301 | 8.5863 | 88.4471 | 10.301 | 8.5863 | 93.173 | 10.8514 | 8.5863 | 10.27% | 0.12773 | 0.1099 | 7065.5334 | 866.3454 | 1820.4674 | 4378.7206 | 7368.5158 | 0 | 0 | 7368.5158 | 0.01946%
2026 | 358 | 358-1175F | Tier-2 | Tier-2---11 | 5--3 | 21 | 5 | 71.8528 | 77.22% | 22.39% | 0.388% | 3.831 | 0 | 0 | 3.831 | 0 | 3.6545 | 0.66032 | 5.5345 | 3.6545 | 0.66032 | 5.5345 | 3.8498 | 0.6956 | 5.5345 | 5.332% | 0.14195 | 0.13215 | 506.195 | 64.3327 | 105.8745 | 335.9879 | 514.7479 | 0 | 0 | 514.7479 | 0.0008041%
2026 | 358 | CB 358 | Tier-3 | Tier-3---15 | 5--4 | 21 | 4 | 699.283 | 2.295% | 97.69% | 0.01935% | 0.88664 | 0 | 0 | 0.88664 | 0 | 0.84579 | 0.52825 | 1.6011 | 0.84579 | 0.52825 | 1.6011 | 0.89099 | 0.55648 | 1.6011 | 0.1268% | 0.1387 | 0.13104 | 5041.5636 | 26.6978 | 4414.3494 | 600.5164 | 5329.5664 | 0 | 0 | 5329.5664 | 0.0001861%
2026 | 387 | 387-15 | Tier-3 | Tier-3---16 | 4--5 | 140 | 9 | 365.4778 | 57.25% | 41.73% | 1.017% | 3.9009 | 0 | 0 | 3.9009 | 0 | 3.7212 | 1.1886 | 3.1308 | 3.7212 | 1.1886 | 3.1308 | 3.92 | 1.2521 | 3.1308 | 1.067% | 0.072601 | 0.071248 | 5034.0466 | 537.3079 | 1996.9235 | 2499.8151 | 5074.9271 | 0 | 0 | 5074.9271 | 0.0008188%
2026 | 396 | 396-699R | Tier-2 | Tier-2---5 | 5--5 | 748 | 2 | 888.3486 | 59.21% | 39.34% | 1.447% | 0.40788 | 0 | 0 | 0.40788 | 0 | 0.38909 | 0.26413 | 1.4731 | 0.38909 | 0.26413 | 1.4731 | 0.40988 | 0.27824 | 1.4731 | 0.04591% | 0.15664 | 0.15652 | 5671.3841 | 668.179 | 2146.3409 | 2856.8642 | 5673.1791 | 0 | 0 | 5673.1791 | 8.561e-05%
2026 | 401 | 401-684R | Tier-2 | Tier-2---21 | 4--1 | 2 | 1 | 0.99413 | 40.86% | 56% | 3.142% | 0.058898 | 0 | 0 | 0.058898 | 0 | 0.056185 | 0.13206 | 0.42544 | 0.056185 | 0.13206 | 0.42544 | 0.059187 | 0.13912 | 0.42544 | 5.925% | 0.030395 | 0.025988 | 32.7068 | 3.7784 | 15.3043 | 13.6241 | 35.9872 | 0 | 0 | 35.9872 | 1.236e-05%
2026 | 411 | 411-30R | Tier-3 | Tier-3---6 | 5--5 | 856 | 1 | 1028.3805 | 90.72% | 7.641% | 1.643% | 0.31605 | 0 | 0 | 0.31605 | 0 | 0.30149 | 0.13206 | 2.2829 | 0.30149 | 0.13206 | 2.2829 | 0.3176 | 0.13912 | 2.2829 | 0.03073% | 0.10309 | 0.10306 | 9975.2889 | 1901.318 | 929.458 | 7144.5129 | 9975.6028 | 0 | 0 | 9975.6028 | 6.634e-05%
2026 | 411 | 411-30R | Tier-3 | Tier-3---6 | 5--5 | 856 | 15 | 1028.3805 | 90.72% | 7.641% | 1.643% | 4.7408 | 0 | 0 | 4.7408 | 0 | 4.5224 | 1.981 | 2.2829 | 4.5224 | 1.981 | 2.2829 | 4.7641 | 2.0868 | 2.2829 | 0.461% | 0.10309 | 0.10257 | 9975.2889 | 1901.318 | 929.458 | 7144.5129 | 9980.0192 | 0 | 0 | 9980.0192 | 0.0009951%
2026 | 442 | 442-16R | Tier-3 | Tier-3---14 | 5--3 | 201 | 196 | 453.4046 | 84.5% | 14% | 1.497% | 108.3411 | 0 | 0 | 108.3411 | 0 | 103.35 | 25.8845 | 3.9927 | 103.35 | 25.8845 | 3.9927 | 108.8722 | 27.2675 | 3.9927 | 23.9% | 0.45792 | 0.32843 | 990.1415 | 105.6368 | 130.7729 | 753.7318 | 1050.6586 | 0 | 0 | 1050.6586 | 0.02274%
2026 | 442 | 442-509R | Tier-3 | Tier-3---15 | 5--3 | 145 | 40 | 278.3023 | 54.83% | 44.11% | 1.062% | 12.2064 | 0 | 0 | 12.2064 | 0 | 11.6441 | 5.2825 | 2.2043 | 11.6441 | 5.2825 | 2.2043 | 12.2662 | 5.5648 | 2.2043 | 4.386% | 0.36954 | 0.33998 | 753.0994 | 59.1542 | 305.0958 | 388.8494 | 782.6829 | 0 | 0 | 782.6829 | 0.002562%
2026 | 442 | 442-728R | Tier-3 | Tier-3---5 | 5--5 | 763 | 68 | 2907.2477 | 55.16% | 44.36% | 0.4825% | 41.4472 | 0 | 0 | 41.4472 | 0 | 39.5378 | 8.9803 | 4.4027 | 39.5378 | 8.9803 | 4.4027 | 41.6503 | 9.4602 | 4.4027 | 1.426% | 0.35802 | 0.34876 | 8120.3954 | 853.7381 | 3313.1015 | 3953.5558 | 8216.9982 | 0 | 0 | 8216.9982 | 0.0087%
2026 | 444 | 444-15R | Tier-2 | Tier-2---13 | 5--3 | 122 | 84 | 151.5646 | 92.72% | 4.981% | 2.303% | 28.0589 | 0 | 0 | 28.0589 | 0 | 26.7663 | 11.0934 | 2.4128 | 26.7663 | 11.0934 | 2.4128 | 28.1965 | 11.6861 | 2.4128 | 18.51% | 0.14886 | 0.11914 | 1018.1622 | 115.1146 | 67.1446 | 835.903 | 1036.6644 | 0 | 0 | 1036.6644 | 0.00589%
2026 | 444 | 444-43R | Tier-2 | Tier-2---5 | 5--5 | 403 | 344 | 962.2981 | 91.92% | 6.922% | 1.16% | 218.9601 | 0 | 0 | 218.9601 | 0 | 208.8731 | 45.4299 | 4.5977 | 208.8731 | 45.4299 | 4.5977 | 220.0335 | 47.8573 | 4.5977 | 22.75% | 0.2124 | 0.15982 | 4530.5338 | 537.4714 | 429.3017 | 3563.7607 | 4650.9816 | 0 | 0 | 4650.9816 | 0.04596%
2026 | 444 | 444-9R | Tier-2 | Tier-2---11 | 5--3 | 465 | 363 | 323.6995 | 49.46% | 48.19% | 2.343% | 36.2475 | 0 | 0 | 36.2475 | 0 | 34.5777 | 47.9391 | 0.72128 | 34.5777 | 47.9391 | 0.72128 | 36.4252 | 50.5006 | 0.72128 | 11.2% | 0.1488 | 0.11511 | 2175.4322 | 138.2481 | 1034.3801 | 1002.804 | 2497.1528 | 0 | 0 | 2497.1528 | 0.007608%
2026 | 444 | CB 444 | Tier-2 | Tier-2---16 | 4--2 | 17 | 3 | 29.6249 | 91.02% | 7.551% | 1.432% | 1.3799 | 0 | 0 | 1.3799 | 0 | 1.3163 | 0.39619 | 3.3225 | 1.3163 | 0.39619 | 3.3225 | 1.3867 | 0.41736 | 3.3225 | 4.658% | 0.081621 | 0.077444 | 362.9586 | 45.1173 | 37.8839 | 279.9573 | 364.7172 | 0 | 0 | 364.7172 | 0.0002896%
2026 | 444 | CB 444 | Tier-2 | Tier-2---16 | 4--2 | 17 | 12 | 29.6249 | 91.02% | 7.551% | 1.432% | 5.5196 | 0 | 0 | 5.5196 | 0 | 5.2653 | 1.5848 | 3.3225 | 5.2653 | 1.5848 | 3.3225 | 5.5467 | 1.6694 | 3.3225 | 18.63% | 0.081621 | 0.064912 | 362.9586 | 45.1173 | 37.8839 | 279.9573 | 371.351 | 0 | 0 | 371.351 | 0.001159%
2026 | 445 | 445-1311R | Tier-3 | Tier-3---5 | 5--5 | 337 | 42 | 2047.0117 | 76.8% | 22.84% | 0.359% | 56.8195 | 0 | 0 | 56.8195 | 0 | 54.2019 | 5.5467 | 9.772 | 54.2019 | 5.5467 | 9.772 | 57.098 | 5.843 | 9.772 | 2.776% | 0.53792 | 0.51848 | 3805.4061 | 462.3517 | 801.0027 | 2542.0517 | 3838.5116 | 0 | 0 | 3838.5116 | 0.01193%
2026 | 445 | 445-1315 | Tier-2 | Tier-2---19 | 1--5 | 4 | 1 | 6.5606 | 98.41% | 0% | 1.592% | 0.46807 | 0 | 0 | 0.46807 | 0 | 0.44651 | 0.13206 | 3.381 | 0.44651 | 0.13206 | 3.381 | 0.47037 | 0.13912 | 3.381 | 7.135% | 0.000636 | 0.00058989 | 10315.4535 | 1284.5564 | 1202.7808 | 7828.1163 | 10328.2878 | 0 | 0 | 10328.2878 | 9.825e-05%
2026 | 445 | 445-17R | Tier-2 | Tier-2---8 | 5--3 | 97 | 36 | 440.7591 | 59.87% | 39.69% | 0.4369% | 28.4021 | 0 | 0 | 28.4021 | 0 | 27.0936 | 4.7543 | 5.6988 | 27.0936 | 4.7543 | 5.6988 | 28.5413 | 5.0083 | 5.6988 | 6.444% | 0.53426 | 0.47676 | 824.9822 | 74.1046 | 294.4492 | 456.4284 | 864.9105 | 0 | 0 | 864.9105 | 0.005962%
2026 | 445 | 445-39R | Tier-2 | Tier-2---5 | 5--4 | 246 | 13 | 1104.2716 | 59.42% | 40.16% | 0.4235% | 10.0559 | 0 | 0 | 10.0559 | 0 | 9.5926 | 1.7168 | 5.5874 | 9.5926 | 1.7168 | 5.5874 | 10.1052 | 1.8086 | 5.5874 | 0.9106% | 0.48997 | 0.48246 | 2253.7709 | 194.1003 | 866.8973 | 1192.7734 | 2268.0049 | 0 | 0 | 2268.0049 | 0.002111%
2026 | 448 | 448-724R | Tier-3 | Tier-3---18 | 5--2 | 202 | 21 | 255.0047 | 52.43% | 45.5% | 2.066% | 4.031 | 0 | 0 | 4.031 | 0 | 3.8453 | 2.7733 | 1.3865 | 3.8453 | 2.7733 | 1.3865 | 4.0508 | 2.9215 | 1.3865 | 1.581% | 0.55035 | 0.53376 | 463.3505 | 25.9997 | 195.8184 | 241.5324 | 470.2018 | 0 | 0 | 470.2018 | 0.0008461%
2026 | 448 | 448-735R | Tier-3 | Tier-3---18 | 5--2 | 170 | 10 | 276.9497 | 53.49% | 44.76% | 1.748% | 2.527 | 0 | 0 | 2.527 | 0 | 2.4106 | 1.3206 | 1.8253 | 2.4106 | 1.3206 | 1.8253 | 2.5394 | 1.3912 | 1.8253 | 0.9124% | 0.54202 | 0.53277 | 510.9626 | 35.205 | 210.0136 | 265.744 | 515.0871 | 0 | 0 | 515.0871 | 0.0005304%
2026 | 449 | 449-13R | Tier-3 | Tier-3---7 | 5--5 | 557 | 1 | 1663.2464 | 62.39% | 36.97% | 0.6428% | 0.54028 | 0 | 0 | 0.54028 | 0 | 0.51539 | 0.13206 | 3.9026 | 0.51539 | 0.13206 | 3.9026 | 0.54293 | 0.13912 | 3.9026 | 0.03248% | 0.28234 | 0.28219 | 5890.9135 | 610.6402 | 2022.1047 | 3258.1686 | 5892.0676 | 0 | 0 | 5892.0676 | 0.0001134%
2026 | 449 | 449-683 | Tier-3 | Tier-3---18 | 5--3 | 26 | 26 | 130.3299 | 84.46% | 14.85% | 0.6893% | 31.9239 | 0 | 0 | 31.9239 | 0 | 30.4532 | 3.4337 | 8.869 | 30.4532 | 3.4337 | 8.869 | 32.0804 | 3.6171 | 8.869 | 24.49% | 0.34581 | 0.24552 | 376.8856 | 45.4714 | 46.4516 | 284.9627 | 400.8011 | 0 | 0 | 400.8011 | 0.006701%
2026 | 470 | 470-47R | Tier-3 | Tier-3---2 | 5--5 | 534 | 56 | 2012.6027 | 94.87% | 4.37% | 0.7559% | 58.07 | 0 | 0 | 58.07 | 0 | 55.3948 | 7.3956 | 7.4903 | 55.3948 | 7.3956 | 7.4903 | 58.3546 | 7.7907 | 7.4903 | 2.885% | 0.16225 | 0.15732 | 12404.0406 | 2097.9829 | 564.7309 | 9741.3268 | 12423.9827 | 0 | 0 | 12423.9827 | 0.01219%
2026 | 520 | 520-10R | Tier-2 | Tier-2---7 | 4--5 | 155 | 90 | 296.4545 | 90.13% | 8.578% | 1.296% | 44.9902 | 0 | 0 | 44.9902 | 0 | 42.9176 | 11.8857 | 3.6109 | 42.9176 | 11.8857 | 3.6109 | 45.2108 | 12.5208 | 3.6109 | 15.18% | 0.046043 | 0.03829 | 6438.5886 | 1240.5174 | 702.7495 | 4495.3216 | 6567.3133 | 0 | 0 | 6567.3133 | 0.009443%
2026 | 520 | 520-1525R | Tier-2 | Tier-2---8 | 5--5 | 145 | 16 | 360.0635 | 92.4% | 6.369% | 1.229% | 10.6466 | 0 | 0 | 10.6466 | 0 | 10.1562 | 2.113 | 4.8065 | 10.1562 | 2.113 | 4.8065 | 10.6988 | 2.2259 | 4.8065 | 2.957% | 0.099044 | 0.095874 | 3635.4035 | 686.7062 | 313.6705 | 2635.0268 | 3644.5341 | 0 | 0 | 3644.5341 | 0.002235%
2026 | 520 | 520-1527R | Tier-3 | Tier-3---7 | 5--5 | 249 | 13 | 1151.6571 | 81.16% | 18.23% | 0.6117% | 14.1509 | 0 | 0 | 14.1509 | 0 | 13.499 | 1.7168 | 7.8628 | 13.499 | 1.7168 | 7.8628 | 14.2203 | 1.8086 | 7.8628 | 1.229% | 0.27105 | 0.26694 | 4248.9299 | 642.1047 | 732.0594 | 2874.7658 | 4261.2389 | 0 | 0 | 4261.2389 | 0.00297%
2026 | 520 | 520-1902R | Tier-2 | Tier-2---9 | 4--4 | 408 | 1 | 295.4783 | 43.89% | 53.74% | 2.376% | 0.092174 | 0 | 0 | 0.092174 | 0 | 0.087928 | 0.13206 | 0.6658 | 0.087928 | 0.13206 | 0.6658 | 0.092626 | 0.13912 | 0.6658 | 0.03119% | 0.058932 | 0.05889 | 5013.9026 | 463.7784 | 2584.0113 | 1966.1129 | 5015.9037 | 0 | 0 | 5015.9037 | 1.935e-05%
2026 | 520 | 520-1902R | Tier-2 | Tier-2---9 | 4--4 | 408 | 58 | 295.4783 | 43.89% | 53.74% | 2.376% | 5.3461 | 0 | 0 | 5.3461 | 0 | 5.0998 | 7.6597 | 0.6658 | 5.0998 | 7.6597 | 0.6658 | 5.3723 | 8.069 | 0.6658 | 1.809% | 0.058932 | 0.056502 | 5013.9026 | 463.7784 | 2584.0113 | 1966.1129 | 5134.8738 | 0 | 0 | 5134.8738 | 0.001122%
2026 | 520 | 520-1904 | Tier-3 | Tier-3---13 | 4--5 | 276 | 133 | 381.2363 | 81.21% | 17.45% | 1.344% | 43.2643 | 0 | 0 | 43.2643 | 0 | 41.2712 | 17.5645 | 2.3497 | 41.2712 | 17.5645 | 2.3497 | 43.4763 | 18.503 | 2.3497 | 11.35% | 0.05278 | 0.045404 | 7223.1755 | 1024.2251 | 1263.1331 | 4935.8173 | 7443.6887 | 0 | 0 | 7443.6887 | 0.009081%
2026 | 520 | 520-22R | Tier-2 | Tier-2---14 | 4--4 | 113 | 5 | 116.9083 | 45.37% | 53.02% | 1.617% | 0.68058 | 0 | 0 | 0.68058 | 0 | 0.64923 | 0.66032 | 0.98321 | 0.64923 | 0.66032 | 0.98321 | 0.68392 | 0.6956 | 0.98321 | 0.5822% | 0.036011 | 0.035549 | 3246.4956 | 310.4275 | 1853.8749 | 1082.1932 | 3269.5505 | 0 | 0 | 3269.5505 | 0.0001429%
2026 | 521 | 521-14R | Tier-3 | Tier-3---5 | 5--5 | 315 | 119 | 1719.0003 | 78.65% | 20.86% | 0.4907% | 148.1136 | 0 | 0 | 148.1136 | 0 | 141.2903 | 15.7156 | 8.9905 | 141.2903 | 15.7156 | 8.9905 | 148.8397 | 16.5553 | 8.9905 | 8.616% | 0.27097 | 0.24128 | 6343.9843 | 812.9811 | 1238.2176 | 4292.7856 | 6510.6475 | 0 | 0 | 6510.6475 | 0.03109%
2026 | 521 | 521-1856R | Tier-3 | Tier-3---6 | 5--5 | 335 | 88 | 1212.5663 | 84.9% | 14.39% | 0.7143% | 78.4241 | 0 | 0 | 78.4241 | 0 | 74.8112 | 11.6216 | 6.4373 | 74.8112 | 11.6216 | 6.4373 | 78.8085 | 12.2426 | 6.4373 | 6.468% | 0.15411 | 0.14237 | 7868.3195 | 1087.4875 | 1070.4078 | 5710.4242 | 7966.2923 | 0 | 0 | 7966.2923 | 0.01646%
2026 | 521 | 521-18R | Tier-3 | Tier-3---6 | 4--5 | 307 | 23 | 1129.9866 | 95.19% | 4.09% | 0.7206% | 23.3696 | 0 | 0 | 23.3696 | 0 | 22.293 | 3.0375 | 7.3393 | 22.293 | 3.0375 | 7.3393 | 23.4841 | 3.1998 | 7.3393 | 2.068% | 0.071321 | 0.069772 | 15843.6289 | 2470.7432 | 733.9331 | 12638.9526 | 15860.5551 | 0 | 0 | 15860.5551 | 0.004905%
2026 | 521 | 521-27R | Tier-2 | Tier-2---3 | 4--5 | 358 | 125 | 810.4848 | 91.73% | 7.398% | 0.8745% | 75.2784 | 0 | 0 | 75.2784 | 0 | 71.8105 | 16.508 | 4.3501 | 71.8105 | 16.508 | 4.3501 | 75.6474 | 17.39 | 4.3501 | 9.288% | 0.063668 | 0.057221 | 12729.941 | 2154.4423 | 1058.961 | 9516.5377 | 12848.5841 | 0 | 0 | 12848.5841 | 0.0158%
2026 | 523 | 523-31AE | Tier-2 | Tier-2---14 | 4--4 | 199 | 61 | 275.1089 | 4.221% | 94.59% | 1.185% | 1.0322 | 0 | 0 | 1.0322 | 0 | 0.98461 | 8.0559 | 0.12222 | 0.98461 | 8.0559 | 0.12222 | 1.0372 | 8.4863 | 0.12222 | 0.3752% | 0.037419 | 0.034093 | 7352.039 | 68.2792 | 6334.1642 | 949.5956 | 8039.0856 | 0 | 0 | 8039.0856 | 0.0002167%
2026 | 523 | CB 523 | Tier-2 | Tier-2---13 | 4--4 | 259 | 6 | 222.6972 | 15.76% | 82.25% | 1.985% | 0.23582 | 0 | 0 | 0.23582 | 0 | 0.22495 | 0.79238 | 0.28389 | 0.22495 | 0.79238 | 0.28389 | 0.23697 | 0.83472 | 0.28389 | 0.1059% | 0.044603 | 0.044303 | 4992.8754 | 164.6768 | 3992.464 | 835.7347 | 5021.3224 | 0 | 0 | 5021.3224 | 4.95e-05%
2026 | 524 | 524-1782F | Tier-3 | Tier-3---10 | 4--5 | 231 | 173 | 681.1238 | 98.24% | 0.8976% | 0.8607% | 145.3296 | 0 | 0 | 145.3296 | 0 | 138.6346 | 22.847 | 6.0679 | 138.6346 | 22.847 | 6.0679 | 146.042 | 24.0678 | 6.0679 | 21.34% | 0.040404 | 0.031629 | 16857.9136 | 3235.0894 | 389.5202 | 13233.3041 | 16940.1508 | 0 | 0 | 16940.1508 | 0.0305%
2026 | 524 | 524-27R | Tier-3 | Tier-3---4 | 4--5 | 489 | 289 | 1282.5738 | 98.01% | 1.22% | 0.7702% | 215.447 | 0 | 0 | 215.447 | 0 | 205.5218 | 38.1664 | 5.3849 | 205.5218 | 38.1664 | 5.3849 | 216.5031 | 40.2057 | 5.3849 | 16.8% | 0.060207 | 0.049888 | 21302.6656 | 4149.5256 | 661.6102 | 16491.5299 | 21390.3437 | 0 | 0 | 21390.3437 | 0.04522%
2026 | 524 | 524-46R | Tier-3 | Tier-3---4 | 5--5 | 283 | 223 | 1602.1034 | 91.53% | 7.997% | 0.4775% | 335.0813 | 0 | 0 | 335.0813 | 0 | 319.6448 | 29.4502 | 10.8537 | 319.6448 | 29.4502 | 10.8537 | 336.7238 | 31.0238 | 10.8537 | 20.92% | 0.18916 | 0.14593 | 8469.7554 | 1511.9887 | 676.5843 | 6281.1824 | 8682.355 | 0 | 0 | 8682.355 | 0.07033%
2026 | 524 | 524-50R | Tier-3 | Tier-3---7 | 5--5 | 283 | 1 | 1190.6418 | 87% | 12.41% | 0.5904% | 1.0614 | 0 | 0 | 1.0614 | 0 | 1.0125 | 0.13206 | 7.6671 | 1.0125 | 0.13206 | 7.6671 | 1.0666 | 0.13912 | 7.6671 | 0.08915% | 0.18313 | 0.18295 | 6501.4644 | 979.7439 | 766.6075 | 4755.113 | 6502.3316 | 0 | 0 | 6502.3316 | 0.0002228%
2026 | 524 | 524-50R | Tier-3 | Tier-3---7 | 5--5 | 283 | 203 | 1190.6418 | 87% | 12.41% | 0.5904% | 215.4722 | 0 | 0 | 215.4722 | 0 | 205.5458 | 26.8089 | 7.6671 | 205.5458 | 26.8089 | 7.6671 | 216.5284 | 28.2414 | 7.6671 | 18.1% | 0.18313 | 0.14504 | 6501.4644 | 979.7439 | 766.6075 | 4755.113 | 6723.5196 | 0 | 0 | 6723.5196 | 0.04523%
2026 | 524 | 524-69R | Tier-3 | Tier-3---1 | 5--5 | 842 | 629 | 4619.0742 | 91.74% | 7.782% | 0.477% | 918.0279 | 0 | 0 | 918.0279 | 0 | 875.7363 | 83.0681 | 10.5424 | 875.7363 | 83.0681 | 10.5424 | 922.5281 | 87.5065 | 10.5424 | 19.87% | 0.27264 | 0.21357 | 16942.2754 | 2594.1012 | 1293.4919 | 13054.6823 | 17329.2329 | 0 | 0 | 17329.2329 | 0.1927%
2026 | 524 | CB 524 | Tier-3 | Tier-3---17 | 3--5 | 90 | 6 | 116.6365 | 76.81% | 21.38% | 1.816% | 1.732 | 0 | 0 | 1.732 | 0 | 1.6522 | 0.79238 | 2.0851 | 1.6522 | 0.79238 | 2.0851 | 1.7405 | 0.83472 | 2.0851 | 1.485% | 0.018139 | 0.017788 | 6430.2901 | 828.1118 | 2267.5068 | 3334.6715 | 6459.6925 | 0 | 0 | 6459.6925 | 0.0003635%
2026 | 599 | CB 599 | Tier-2 | Tier-2---4 | 4--5 | 369 | 3 | 599.9379 | 98.66% | 0% | 1.337% | 1.3956 | 0 | 0 | 1.3956 | 0 | 1.3313 | 0.39619 | 3.3602 | 1.3313 | 0.39619 | 3.3602 | 1.4024 | 0.41736 | 3.3602 | 0.2326% | 0.043095 | 0.042993 | 13921.4169 | 2931.9396 | 582.1864 | 10407.2909 | 13921.8569 | 0 | 0 | 13921.8569 | 0.0002929%
2026 | 859 | 859-42R | Tier-2 | Tier-2---3 | 4--5 | 557 | 75 | 1138.7404 | 98.96% | 0% | 1.04% | 44.0036 | 0 | 0 | 44.0036 | 0 | 41.9764 | 9.9048 | 4.238 | 41.9764 | 9.9048 | 4.238 | 44.2193 | 10.434 | 4.238 | 3.864% | 0.067132 | 0.06451 | 16962.7575 | 2757.3465 | 237.2903 | 13968.1207 | 16969.9271 | 0 | 0 | 16969.9271 | 0.009236%
2026 | 907 | 907-1702R | Tier-3 | Tier-3---6 | 4--5 | 148 | 23 | 840.6328 | 97.1% | 2.481% | 0.4145% | 36.7885 | 0 | 0 | 36.7885 | 0 | 35.0937 | 3.0375 | 11.5536 | 35.0937 | 3.0375 | 11.5536 | 36.9688 | 3.1998 | 11.5536 | 4.376% | 0.061079 | 0.058326 | 13763.1312 | 2505.9528 | 366.7943 | 10890.3841 | 13781.9361 | 0 | 0 | 13781.9361 | 0.007722%
2026 | 907 | 907-1716R | Tier-3 | Tier-3---2 | 4--5 | 388 | 66 | 2427.1827 | 91.21% | 8.47% | 0.3199% | 109.2084 | 0 | 0 | 109.2084 | 0 | 104.1774 | 8.7162 | 11.9522 | 104.1774 | 8.7162 | 11.9522 | 109.7437 | 9.1819 | 11.9522 | 4.499% | 0.088049 | 0.083706 | 27566.2098 | 5467.7784 | 2289.9071 | 19808.5244 | 27691.9392 | 0 | 0 | 27691.9392 | 0.02292%
2026 | 907 | CB 907 | Tier-3 | Tier-3---13 | 3--5 | 51 | 4 | 230.3059 | 98.07% | 1.485% | 0.4463% | 5.1372 | 0 | 0 | 5.1372 | 0 | 4.9005 | 0.52825 | 9.2768 | 4.9005 | 0.52825 | 9.2768 | 5.1624 | 0.55648 | 9.2768 | 2.231% | 0.023668 | 0.02313 | 9730.5209 | 1957.65 | 164.6441 | 7608.2269 | 9734.8939 | 0 | 0 | 9734.8939 | 0.001078%
2026 | 908 | 908-1172R | Tier-2 | Tier-2---2 | 5--5 | 303 | 28 | 1737.7755 | 85.15% | 14.43% | 0.419% | 39.656 | 0 | 0 | 39.656 | 0 | 37.8291 | 3.6978 | 10.2302 | 37.8291 | 3.6978 | 10.2302 | 39.8503 | 3.8954 | 10.2302 | 2.282% | 0.20692 | 0.20138 | 8398.1993 | 1379.7509 | 1146.2529 | 5872.1954 | 8432.5335 | 0 | 0 | 8432.5335 | 0.008324%
2026 | 908 | 908-1236 | Tier-2 | Tier-2---2 | 5--5 | 166 | 109 | 1117.3056 | 87.67% | 11.99% | 0.3416% | 186.5294 | 0 | 0 | 186.5294 | 0 | 177.9364 | 14.3949 | 12.361 | 177.9364 | 14.3949 | 12.361 | 187.4438 | 15.1641 | 12.361 | 16.69% | 0.1877 | 0.15196 | 5952.6009 | 1091.9072 | 667.6574 | 4193.0363 | 6125.2128 | 0 | 0 | 6125.2128 | 0.03915%
2026 | 908 | 908-1368R | Tier-2 | Tier-2---5 | 5--5 | 471 | 101 | 991.2216 | 79.39% | 19.4% | 1.209% | 48.9353 | 0 | 0 | 48.9353 | 0 | 46.6809 | 13.3384 | 3.4997 | 46.6809 | 13.3384 | 3.4997 | 49.1751 | 14.0511 | 3.4997 | 4.937% | 0.23644 | 0.22174 | 4192.2079 | 563.5001 | 776.6437 | 2852.0641 | 4249.5077 | 0 | 0 | 4249.5077 | 0.01027%
2026 | 908 | 908-1370R | Tier-2 | Tier-2---8 | 5--4 | 150 | 59 | 321.5186 | 63.48% | 35.24% | 1.285% | 23.2799 | 0 | 0 | 23.2799 | 0 | 22.2075 | 7.7918 | 2.8501 | 22.2075 | 7.7918 | 2.8501 | 23.394 | 8.2081 | 2.8501 | 7.241% | 0.1878 | 0.16638 | 1711.9863 | 197.0075 | 569.379 | 945.5998 | 1792.4915 | 0 | 0 | 1792.4915 | 0.004886%
2026 | 908 | 908-1372R | Tier-2 | Tier-2---2 | 5--5 | 123 | 89 | 804.0275 | 84.01% | 15.68% | 0.3083% | 141.7341 | 0 | 0 | 141.7341 | 0 | 135.2047 | 11.7537 | 11.5032 | 135.2047 | 11.7537 | 11.5032 | 142.4288 | 12.3817 | 11.5032 | 17.63% | 0.17701 | 0.13986 | 4542.3486 | 816.5914 | 664.0711 | 3061.6861 | 4735.2567 | 0 | 0 | 4735.2567 | 0.02975%
2026 | 908 | 908-2038R | Tier-2 | Tier-2---1 | 5--5 | 547 | 365 | 3761.7346 | 88.11% | 11.56% | 0.3295% | 641.3792 | 0 | 0 | 641.3792 | 0 | 611.8322 | 48.2032 | 12.6928 | 611.8322 | 48.2032 | 12.6928 | 644.5232 | 50.7788 | 12.6928 | 17.05% | 0.23053 | 0.18592 | 16317.5676 | 2905.2613 | 1774.9087 | 11637.3976 | 16783.1073 | 0 | 0 | 16783.1073 | 0.1346%
2026 | 908 | 908-2055F | Tier-3 | Tier-3---2 | 5--5 | 363 | 159 | 2141.2623 | 90.56% | 9.061% | 0.3753% | 246.3262 | 0 | 0 | 246.3262 | 0 | 234.9785 | 20.9981 | 11.1904 | 234.9785 | 20.9981 | 11.1904 | 247.5337 | 22.1201 | 11.1904 | 11.5% | 0.20355 | 0.17769 | 10519.7129 | 1841.0843 | 947.7804 | 7730.8482 | 10664.1606 | 0 | 0 | 10664.1606 | 0.0517%
2026 | 909 | 909-451 | Tier-3 | Tier-3---1 | 5--5 | 506 | 3 | 4745.7108 | 91.73% | 8.003% | 0.272% | 7.4844 | 0 | 0 | 7.4844 | 0 | 7.1396 | 0.39619 | 18.0207 | 7.1396 | 0.39619 | 18.0207 | 7.5211 | 0.41736 | 18.0207 | 0.1577% | 0.31112 | 0.31059 | 15253.5364 | 2448.7202 | 1130.6792 | 11674.137 | 15255.7104 | 0 | 0 | 15255.7104 | 0.001571%
2026 | 909 | 909-451 | Tier-3 | Tier-3---1 | 5--5 | 506 | 364 | 4745.7108 | 91.73% | 8.003% | 0.272% | 908.1097 | 0 | 0 | 908.1097 | 0 | 866.2749 | 48.0712 | 18.0207 | 866.2749 | 48.0712 | 18.0207 | 912.5612 | 50.6397 | 18.0207 | 19.14% | 0.31112 | 0.24622 | 15253.5364 | 2448.7202 | 1130.6792 | 11674.137 | 15586.2692 | 0 | 0 | 15586.2692 | 0.1906%
2026 | 909 | 909-453R | Tier-2 | Tier-2---3 | 2--5 | 62 | 4 | 476.0233 | 99.61% | 0% | 0.3866% | 8.8718 | 0 | 0 | 8.8718 | 0 | 8.4631 | 0.52825 | 16.0209 | 8.4631 | 0.52825 | 16.0209 | 8.9153 | 0.55648 | 16.0209 | 1.864% | 0.0097928 | 0.0096096 | 48609.517 | 7840.4908 | 672.9123 | 40096.1139 | 48613.0999 | 0 | 0 | 48613.0999 | 0.001862%
2026 | 909 | 909-453R | Tier-2 | Tier-2---3 | 2--5 | 62 | 1 | 476.0233 | 99.61% | 0% | 0.3866% | 2.218 | 0 | 0 | 2.218 | 0 | 2.1158 | 0.13206 | 16.0209 | 2.1158 | 0.13206 | 16.0209 | 2.2288 | 0.13912 | 16.0209 | 0.4659% | 0.0097928 | 0.009747 | 48609.517 | 7840.4908 | 672.9123 | 40096.1139 | 48610.4001 | 0 | 0 | 48610.4001 | 0.0004656%
2026 | 909 | 909-805R | Tier-2 | Tier-2---1 | 5--5 | 309 | 93 | 2804.3911 | 91.7% | 7.979% | 0.3181% | 224.4619 | 0 | 0 | 224.4619 | 0 | 214.1214 | 12.2819 | 17.4339 | 214.1214 | 12.2819 | 17.4339 | 225.5622 | 12.9382 | 17.4339 | 8.004% | 0.28921 | 0.26397 | 9696.7159 | 1951.0291 | 709.8564 | 7035.8304 | 9773.6562 | 0 | 0 | 9773.6562 | 0.04711%
2026 | 970 | 970-1341R | Tier-3 | Tier-3---4 | 5--5 | 92 | 4 | 1130.055 | 96.17% | 3.586% | 0.2481% | 13.7022 | 0 | 0 | 13.7022 | 0 | 13.0709 | 0.52825 | 24.7436 | 13.0709 | 0.52825 | 24.7436 | 13.7693 | 0.55648 | 24.7436 | 1.213% | 0.12497 | 0.12339 | 9042.8131 | 2000.05 | 446.8525 | 6595.9106 | 9047.241 | 0 | 0 | 9047.241 | 0.002876%
2026 | 236 | CB 236 | Tier-2 | Tier-2---1 | 5--5 | 337 | 1 | 1431.5889 | 79.32% | 20.27% | 0.409% | 0.97722 | 0 | 0 | 0.97722 | 0 | 0.9322 | 0.13206 | 7.0587 | 0.9322 | 0.13206 | 7.0587 | 0.98201 | 0.13912 | 7.0587 | 0.06826% | 0.1419 | 0.14177 | 10088.9585 | 1415.4843 | 1966.6729 | 6706.8012 | 10090.7551 | 0 | 0 | 10090.7551 | 0.0002051%
2026 | 970 | CB 970 | Tier-2 | Tier-2---14 | 1--5 | 4 | 1 | 22.122 | 99.63% | 0% | 0.3731% | 1.5979 | 0 | 0 | 1.5979 | 0 | 1.5243 | 0.13206 | 11.5418 | 1.5243 | 0.13206 | 11.5418 | 1.6057 | 0.13912 | 11.5418 | 7.223% | 0.00034 | 0.00031535 | 65064.7285 | 10349.1227 | 1856.0637 | 52859.5421 | 65083.7058 | 0 | 0 | 65083.7058 | 0.0003354%
2026 | 971 | 971-1973R | Tier-3 | Tier-3---4 | 5--5 | 344 | 192 | 1698.739 | 91.74% | 7.818% | 0.44% | 252.2533 | 0 | 0 | 252.2533 | 0 | 240.6325 | 25.3562 | 9.4901 | 240.6325 | 25.3562 | 9.4901 | 253.4899 | 26.711 | 9.4901 | 14.85% | 0.14704 | 0.12324 | 11552.8886 | 2071.9815 | 875.2489 | 8605.6581 | 11737.1252 | 0 | 0 | 11737.1252 | 0.05295%
2026 | 971 | 971-2050R | Tier-3 | Tier-3---2 | 5--5 | 597 | 1 | 3108.8974 | 90.26% | 9.266% | 0.4743% | 1.3631 | 0 | 0 | 1.3631 | 0 | 1.3003 | 0.13206 | 9.846 | 1.3003 | 0.13206 | 9.846 | 1.3698 | 0.13912 | 9.846 | 0.04384% | 0.18464 | 0.18455 | 16837.3789 | 2911.4979 | 1523.0662 | 12402.8149 | 16838.176 | 0 | 0 | 16838.176 | 0.0002861%
2026 | 971 | 971-2050R | Tier-3 | Tier-3---2 | 5--5 | 597 | 303 | 3108.8974 | 90.26% | 9.266% | 0.4743% | 413.0156 | 0 | 0 | 413.0156 | 0 | 393.9888 | 40.0153 | 9.846 | 393.9888 | 40.0153 | 9.846 | 415.0402 | 42.1534 | 9.846 | 13.28% | 0.18464 | 0.15747 | 16837.3789 | 2911.4979 | 1523.0662 | 12402.8149 | 17120.4266 | 0 | 0 | 17120.4266 | 0.08669%
2026 | 971 | 971-29R | Tier-3 | Tier-3---6 | 5--5 | 106 | 88 | 752.2042 | 94.43% | 5.253% | 0.3211% | 171.0023 | 0 | 0 | 171.0023 | 0 | 163.1246 | 11.6216 | 14.0363 | 163.1246 | 11.6216 | 14.0363 | 171.8405 | 12.2426 | 14.0363 | 22.73% | 0.12171 | 0.092407 | 6180.3198 | 998.028 | 309.4222 | 4872.8696 | 6289.5581 | 0 | 0 | 6289.5581 | 0.03589%
2026 | 971 | 971-371R | Tier-3 | Tier-3---12 | 5--5 | 58 | 1 | 419.6492 | 95.09% | 4.537% | 0.3709% | 1.9953 | 0 | 0 | 1.9953 | 0 | 1.9034 | 0.13206 | 14.4124 | 1.9034 | 0.13206 | 14.4124 | 2.0051 | 0.13912 | 14.4124 | 0.4755% | 0.11668 | 0.11609 | 3596.6988 | 576.739 | 156.4778 | 2863.4821 | 3597.5858 | 0 | 0 | 3597.5858 | 0.0004188%
2026 | 971 | 971-371R | Tier-3 | Tier-3---12 | 5--5 | 58 | 49 | 419.6492 | 95.09% | 4.537% | 0.3709% | 97.7684 | 0 | 0 | 97.7684 | 0 | 93.2644 | 6.4711 | 14.4124 | 93.2644 | 6.4711 | 14.4124 | 98.2476 | 6.8169 | 14.4124 | 23.3% | 0.11668 | 0.088091 | 3596.6988 | 576.739 | 156.4778 | 2863.4821 | 3653.977 | 0 | 0 | 3653.977 | 0.02052%
2026 | 971 | 971-381R | Tier-2 | Tier-2---15 | 1--5 | 2 | 1 | 16.9397 | 99.3% | 0% | 0.6952% | 2.4392 | 0 | 0 | 2.4392 | 0 | 2.3268 | 0.13206 | 17.6189 | 2.3268 | 0.13206 | 17.6189 | 2.4511 | 0.13912 | 17.6189 | 14.4% | 0.0003802 | 0.00032507 | 44554.817 | 7239.3196 | 281.352 | 37034.1454 | 44607.3442 | 0 | 0 | 44607.3442 | 0.000512%
2026 | 971 | 971-381R | Tier-2 | Tier-2---15 | 1--5 | 2 | 2 | 16.9397 | 99.3% | 0% | 0.6952% | 4.8784 | 0 | 0 | 4.8784 | 0 | 4.6536 | 0.26413 | 17.6189 | 4.6536 | 0.26413 | 17.6189 | 4.9023 | 0.27824 | 17.6189 | 28.8% | 0.0003802 | 0.00026994 | 44554.817 | 7239.3196 | 281.352 | 37034.1454 | 44681.3263 | 0 | 0 | 44681.3263 | 0.001024%
2026 | 971 | 971-383R | Tier-3 | Tier-3---4 | 5--5 | 281 | 1 | 1568.3841 | 85.57% | 14.07% | 0.3633% | 1.385 | 0 | 0 | 1.385 | 0 | 1.3212 | 0.13206 | 10.0042 | 1.3212 | 0.13206 | 10.0042 | 1.3918 | 0.13912 | 10.0042 | 0.08831% | 0.13837 | 0.13823 | 11334.794 | 1698.1384 | 1536.4876 | 8100.1681 | 11336.4842 | 0 | 0 | 11336.4842 | 0.0002907%
2026 | 971 | 971-383R | Tier-3 | Tier-3---4 | 5--5 | 281 | 211 | 1568.3841 | 85.57% | 14.07% | 0.3633% | 292.2335 | 0 | 0 | 292.2335 | 0 | 278.7709 | 27.8654 | 10.0042 | 278.7709 | 27.8654 | 10.0042 | 293.666 | 29.3543 | 10.0042 | 18.63% | 0.13837 | 0.10824 | 11334.794 | 1698.1384 | 1536.4876 | 8100.1681 | 11790.2227 | 0 | 0 | 11790.2227 | 0.06134%
2026 | 235 | CB 235 | Tier-2 | Tier-2---12 | 1--5 | 6 | 4 | 38.9047 | 99.56% | 0% | 0.4379% | 7.4886 | 0 | 0 | 7.4886 | 0 | 7.1436 | 0.52825 | 13.5231 | 7.1436 | 0.52825 | 13.5231 | 7.5253 | 0.55648 | 13.5231 | 19.25% | 0.0007134 | 0.00057548 | 54534.1843 | 8498.6142 | 2608.9633 | 43426.6068 | 54591.4215 | 0 | 0 | 54591.4215 | 0.001572%
2026 | 237 | CB 237 | Tier-2 | Tier-2---8 | 5--5 | 41 | 1 | 185.7066 | 94.91% | 4.738% | 0.3556% | 1.2466 | 0 | 0 | 1.2466 | 0 | 1.1892 | 0.13206 | 9.0048 | 1.1892 | 0.13206 | 9.0048 | 1.2527 | 0.13912 | 9.0048 | 0.6713% | 0.10923 | 0.10845 | 1700.183 | 298.8503 | 101.9614 | 1299.3713 | 1700.7999 | 0 | 0 | 1700.7999 | 0.0002617%
2026 | 971 | CB 971 | Tier-2 | Tier-2---3 | 5--5 | 167 | 2 | 1052.4948 | 94.77% | 4.863% | 0.3691% | 3.4641 | 0 | 0 | 3.4641 | 0 | 3.3045 | 0.26413 | 12.5112 | 3.3045 | 0.26413 | 12.5112 | 3.4811 | 0.27824 | 12.5112 | 0.3291% | 0.12528 | 0.12484 | 8401.3813 | 1359.4082 | 538.7088 | 6503.2643 | 8402.9131 | 0 | 0 | 8402.9131 | 0.0007271%
2026 | 971 | CB 971 | Tier-2 | Tier-2---3 | 5--5 | 167 | 107 | 1052.4948 | 94.77% | 4.863% | 0.3691% | 185.3312 | 0 | 0 | 185.3312 | 0 | 176.7934 | 14.1308 | 12.5112 | 176.7934 | 14.1308 | 12.5112 | 186.2397 | 14.8858 | 12.5112 | 17.61% | 0.12528 | 0.102 | 8401.3813 | 1359.4082 | 538.7088 | 6503.2643 | 8501.6878 | 0 | 0 | 8501.6878 | 0.0389%
2026 | 972 | 972-1582R | Tier-3 | Tier-3---6 | 5--5 | 213 | 190 | 1102.3739 | 89.57% | 9.851% | 0.5741% | 255.4388 | 0 | 0 | 255.4388 | 0 | 243.6712 | 25.0921 | 9.7111 | 243.6712 | 25.0921 | 9.7111 | 256.6909 | 26.4328 | 9.7111 | 23.17% | 0.15062 | 0.11166 | 7318.7038 | 1095.1808 | 689.6681 | 5533.8548 | 7584.9526 | 0 | 0 | 7584.9526 | 0.05362%
2026 | 972 | 972-1590F | Tier-3 | Tier-3---2 | 5--5 | 697 | 1 | 2662.477 | 86.18% | 13.31% | 0.5115% | 0.95469 | 0 | 0 | 0.95469 | 0 | 0.91071 | 0.13206 | 6.896 | 0.91071 | 0.13206 | 6.896 | 0.95937 | 0.13912 | 6.896 | 0.03586% | 0.17603 | 0.17596 | 15124.9944 | 2683.3405 | 1935.3853 | 10506.2686 | 15125.8644 | 0 | 0 | 15125.8644 | 0.0002004%
2026 | 972 | 972-1590F | Tier-3 | Tier-3---2 | 5--5 | 697 | 457 | 2662.477 | 86.18% | 13.31% | 0.5115% | 436.2925 | 0 | 0 | 436.2925 | 0 | 416.1934 | 60.3531 | 6.896 | 416.1934 | 60.3531 | 6.896 | 438.4312 | 63.5779 | 6.896 | 16.39% | 0.17603 | 0.14256 | 15124.9944 | 2683.3405 | 1935.3853 | 10506.2686 | 15615.7345 | 0 | 0 | 15615.7345 | 0.09158%
2026 | 972 | 972-1642 | Tier-2 | Tier-2---16 | 5--2 | 9 | 9 | 181.1562 | 0% | 99.96% | 0.04161% | 0 | 0 | 0 | 0 | 0 | 0 | 1.1886 | 0 | 0 | 1.1886 | 0 | 0 | 1.2521 | 0 | 0% | 0.11047 | 0.078436 | 1639.8234 | 1.9894 | 1473.717 | 164.117 | 2309.6104 | 0 | 0 | 2309.6104 | 0%
2026 | 972 | 972-1641 | Tier-2 | Tier-2---13 | 5--3 | 3 | 3 | 288.416 | 0% | 100% | 0% | 0 | 0 | 0 | 0 | 0 | 0 | 0.39619 | 0 | 0 | 0.39619 | 0 | 0 | 0.41736 | 0 | 0% | 0.10934 | 0.077629 | 2637.8581 | 3.4491 | 2395.6189 | 238.7901 | 3715.2932 | 0 | 0 | 3715.2932 | 0%
2026 | 972 | 972-32R | Tier-2 | Tier-2---1 | 5--5 | 543 | 384 | 2627.0976 | 78.5% | 21.13% | 0.3758% | 422.9155 | 0 | 0 | 422.9155 | 0 | 403.4327 | 50.7125 | 7.9553 | 403.4327 | 50.7125 | 7.9553 | 424.9886 | 53.4221 | 7.9553 | 16.1% | 0.16607 | 0.13201 | 15819.0849 | 2182.9188 | 3069.8118 | 10566.3543 | 16696.7047 | 0 | 0 | 16696.7047 | 0.08877%
2026 | 972 | 972-942R | Tier-3 | Tier-3---6 | 5--5 | 189 | 155 | 1052.2316 | 92.49% | 7.06% | 0.4532% | 231.4519 | 0 | 0 | 231.4519 | 0 | 220.7894 | 20.4699 | 10.7861 | 220.7894 | 20.4699 | 10.7861 | 232.5865 | 21.5636 | 10.7861 | 22% | 0.14194 | 0.10819 | 7412.953 | 1277.1801 | 501.709 | 5634.0638 | 7586.7371 | 0 | 0 | 7586.7371 | 0.04858%
2026 | 973 | 973-1226R | Tier-3 | Tier-3---10 | 5--5 | 194 | 57 | 738.9301 | 81.66% | 17.71% | 0.6284% | 51.4167 | 0 | 0 | 51.4167 | 0 | 49.0481 | 7.5276 | 6.5157 | 49.0481 | 7.5276 | 6.5157 | 51.6688 | 7.9298 | 6.5157 | 6.958% | 0.13989 | 0.12797 | 5282.0414 | 696.4842 | 883.7073 | 3701.85 | 5372.2521 | 0 | 0 | 5372.2521 | 0.01079%
2026 | 973 | 973-1245R | Tier-3 | Tier-3---6 | 5--5 | 59 | 1 | 792.6367 | 95.03% | 4.73% | 0.2408% | 3.7023 | 0 | 0 | 3.7023 | 0 | 3.5318 | 0.13206 | 26.743 | 3.5318 | 0.13206 | 26.743 | 3.7205 | 0.13912 | 26.743 | 0.4671% | 0.12039 | 0.11979 | 6584.1053 | 1077.527 | 369.5828 | 5136.9955 | 6585.722 | 0 | 0 | 6585.722 | 0.0007771%
2026 | 973 | 973-626R | Tier-3 | Tier-3---7 | 5--5 | 199 | 16 | 933.998 | 86.55% | 12.73% | 0.7172% | 18.8491 | 0 | 0 | 18.8491 | 0 | 17.9807 | 2.113 | 8.5095 | 17.9807 | 2.113 | 8.5095 | 18.9415 | 2.2259 | 8.5095 | 2.018% | 0.1523 | 0.14875 | 6132.6277 | 944.3399 | 738.3045 | 4449.9833 | 6152.3158 | 0 | 0 | 6152.3158 | 0.003956%
2026 | 973 | 973-1245R | Tier-3 | Tier-3---6 | 5--5 | 59 | 3 | 792.6367 | 95.03% | 4.73% | 0.2408% | 11.107 | 0 | 0 | 11.107 | 0 | 10.5953 | 0.39619 | 26.743 | 10.5953 | 0.39619 | 26.743 | 11.1615 | 0.41736 | 26.743 | 1.401% | 0.12039 | 0.11861 | 6584.1053 | 1077.527 | 369.5828 | 5136.9955 | 6589.0037 | 0 | 0 | 6589.0037 | 0.002331%
2026 | 974 | 974-715R | Tier-3 | Tier-3---6 | 5--5 | 134 | 4 | 765.8632 | 95.89% | 3.616% | 0.4898% | 6.3577 | 0 | 0 | 6.3577 | 0 | 6.0648 | 0.52825 | 11.4808 | 6.0648 | 0.52825 | 11.4808 | 6.3888 | 0.55648 | 11.4808 | 0.8301% | 0.14069 | 0.13947 | 5443.6999 | 833.249 | 274.7582 | 4335.6927 | 5445.6516 | 0 | 0 | 5445.6516 | 0.001334%
2026 | 974 | 974-715R | Tier-3 | Tier-3---6 | 5--5 | 134 | 1 | 765.8632 | 95.89% | 3.616% | 0.4898% | 1.5894 | 0 | 0 | 1.5894 | 0 | 1.5162 | 0.13206 | 11.4808 | 1.5162 | 0.13206 | 11.4808 | 1.5972 | 0.13912 | 11.4808 | 0.2075% | 0.14069 | 0.14038 | 5443.6999 | 833.249 | 274.7582 | 4335.6927 | 5444.1846 | 0 | 0 | 5444.1846 | 0.0003336%
2026 | 975 | CB 975 | Tier-3 | Tier-3---16 | 5--4 | 11 | 2 | 120.9969 | 94.86% | 4.853% | 0.2849% | 6.0521 | 0 | 0 | 6.0521 | 0 | 5.7733 | 0.26413 | 21.8579 | 5.7733 | 0.26413 | 21.8579 | 6.0817 | 0.27824 | 21.8579 | 5.002% | 0.10726 | 0.1016 | 1128.0883 | 171.5054 | 73.8837 | 882.6993 | 1131.3143 | 0 | 0 | 1131.3143 | 0.00127%
2026 | 1001 | 1001-1231F | Tier-2 | Tier-2---15 | 3--3 | 4 | 1 | 14.0535 | 92.14% | 7.108% | 0.7568% | 0.93875 | 0 | 0 | 0.93875 | 0 | 0.8955 | 0.13206 | 6.7808 | 0.8955 | 0.13206 | 6.7808 | 0.94335 | 0.13912 | 6.7808 | 6.68% | 0.025088 | 0.023269 | 560.1576 | 85.0993 | 40.4936 | 434.5648 | 563.6012 | 0 | 0 | 563.6012 | 0.000197%
2026 | 1021 | 1021-1748F | Tier-3 | Tier-3---2 | 5--5 | 516 | 156 | 3232.7645 | 89.58% | 10.03% | 0.3884% | 253.8984 | 0 | 0 | 253.8984 | 0 | 242.2018 | 20.6019 | 11.7563 | 242.2018 | 20.6019 | 11.7563 | 255.143 | 21.7027 | 11.7563 | 7.854% | 0.16564 | 0.15111 | 19517.3055 | 3280.9667 | 1890.5731 | 14345.7657 | 19712.7368 | 0 | 0 | 19712.7368 | 0.05329%
2026 | 1021 | 1021-1760R | Tier-3 | Tier-3---6 | 5--5 | 85 | 29 | 678.7974 | 81.46% | 18.22% | 0.3148% | 54.7125 | 0 | 0 | 54.7125 | 0 | 52.192 | 3.8298 | 13.6277 | 52.192 | 3.8298 | 13.6277 | 54.9806 | 4.0345 | 13.6277 | 8.06% | 0.10829 | 0.097577 | 6268.2599 | 949.9835 | 1058.3856 | 4259.8908 | 6395.8371 | 0 | 0 | 6395.8371 | 0.01148%
2026 | 1021 | 1021-25R | Tier-3 | Tier-3---2 | 5--5 | 168 | 56 | 1498.4695 | 96.3% | 3.418% | 0.2826% | 139.4923 | 0 | 0 | 139.4923 | 0 | 133.0662 | 7.3956 | 17.9927 | 133.0662 | 7.3956 | 17.9927 | 140.1761 | 7.7907 | 17.9927 | 9.309% | 0.12361 | 0.11166 | 12122.637 | 2220.1266 | 404.4712 | 9498.0392 | 12170.6375 | 0 | 0 | 12170.6375 | 0.02928%
2026 | 1021 | 1021-855 | Tier-3 | Tier-3---10 | 5--5 | 69 | 25 | 466.7529 | 94.79% | 4.788% | 0.426% | 46.4855 | 0 | 0 | 46.4855 | 0 | 44.344 | 3.3016 | 13.4311 | 44.344 | 3.3016 | 13.4311 | 46.7134 | 3.478 | 13.4311 | 9.959% | 0.10909 | 0.097627 | 4278.6432 | 663.1014 | 202.1105 | 3413.4312 | 4304.8384 | 0 | 0 | 4304.8384 | 0.009757%
2026 | 1021 | 1021-883R | Tier-3 | Tier-3---16 | 5--4 | 16 | 16 | 128.5827 | 95.57% | 4.014% | 0.4192% | 35.6358 | 0 | 0 | 35.6358 | 0 | 33.9941 | 2.113 | 16.0879 | 33.9941 | 2.113 | 16.0879 | 35.8105 | 2.2259 | 16.0879 | 27.71% | 0.10042 | 0.071297 | 1280.464 | 200.1169 | 52.1937 | 1028.1534 | 1303.651 | 0 | 0 | 1303.651 | 0.00748%
2026 | 1021 | 1021-92 | Tier-3 | Tier-3---15 | 5--4 | 12 | 10 | 73.801 | 95.78% | 3.784% | 0.4383% | 17.0821 | 0 | 0 | 17.0821 | 0 | 16.2952 | 1.3206 | 12.3389 | 16.2952 | 1.3206 | 12.3389 | 17.1658 | 1.3912 | 12.3389 | 23.15% | 0.099013 | 0.075085 | 745.3636 | 116.7498 | 26.9385 | 601.6753 | 755.3942 | 0 | 0 | 755.3942 | 0.003586%
2026 | 1022 | 1022-17F | Tier-3 | Tier-3---4 | 5--5 | 139 | 104 | 887.1334 | 95.91% | 3.733% | 0.3607% | 184.6084 | 0 | 0 | 184.6084 | 0 | 176.1038 | 13.7346 | 12.8219 | 176.1038 | 13.7346 | 12.8219 | 185.5133 | 14.4685 | 12.8219 | 20.81% | 0.10945 | 0.085702 | 8105.3609 | 1393.5381 | 301.1063 | 6410.7165 | 8197.3124 | 0 | 0 | 8197.3124 | 0.03875%
2026 | 1022 | 1022-17F | Tier-3 | Tier-3---4 | 5--5 | 139 | 1 | 887.1334 | 95.91% | 3.733% | 0.3607% | 1.7751 | 0 | 0 | 1.7751 | 0 | 1.6933 | 0.13206 | 12.8219 | 1.6933 | 0.13206 | 12.8219 | 1.7838 | 0.13912 | 12.8219 | 0.2001% | 0.10945 | 0.10922 | 8105.3609 | 1393.5381 | 301.1063 | 6410.7165 | 8106.0546 | 0 | 0 | 8106.0546 | 0.0003726%
2026 | 1022 | 1022-26R | Tier-3 | Tier-3---15 | 4--4 | 9 | 9 | 67.2303 | 92.09% | 7.549% | 0.3574% | 17.9553 | 0 | 0 | 17.9553 | 0 | 17.1281 | 1.1886 | 14.4107 | 17.1281 | 1.1886 | 14.4107 | 18.0433 | 1.2521 | 14.4107 | 26.71% | 0.092662 | 0.06579 | 725.545 | 109.1423 | 50.7298 | 565.6729 | 748.9757 | 0 | 0 | 748.9757 | 0.003769%
2026 | 1022 | 1022-322R | Tier-3 | Tier-3---10 | 5--5 | 89 | 72 | 526.8683 | 92.1% | 7.447% | 0.4577% | 113.8363 | 0 | 0 | 113.8363 | 0 | 108.5921 | 9.5086 | 11.4204 | 108.5921 | 9.5086 | 11.4204 | 114.3943 | 10.0166 | 11.4204 | 21.61% | 0.10587 | 0.081029 | 4976.7569 | 830.1937 | 356.0985 | 3790.4647 | 5097.3378 | 0 | 0 | 5097.3378 | 0.02389%
2026 | 1023 | 1023-200R | Tier-2 | Tier-2---5 | 4--5 | 82 | 6 | 340.3967 | 93.71% | 5.554% | 0.7407% | 6.7684 | 0 | 0 | 6.7684 | 0 | 6.4566 | 0.79238 | 8.1483 | 6.4566 | 0.79238 | 8.1483 | 6.8016 | 0.83472 | 8.1483 | 1.988% | 0.083115 | 0.081351 | 4095.5104 | 628.6418 | 234.4876 | 3232.381 | 4101.0991 | 0 | 0 | 4101.0991 | 0.001421%
2026 | 1023 | 1023-46AE | Tier-2 | Tier-2---2 | 5--5 | 469 | 99 | 1480.046 | 74.84% | 24.29% | 0.8655% | 67.8082 | 0 | 0 | 67.8082 | 0 | 64.6845 | 13.0743 | 4.9474 | 64.6845 | 13.0743 | 4.9474 | 68.1406 | 13.7729 | 4.9474 | 4.581% | 0.13914 | 0.13062 | 10637.4667 | 1301.0798 | 2440.2216 | 6896.1652 | 10811.9702 | 0 | 0 | 10811.9702 | 0.01423%
2026 | 1023 | 1023-48R | Tier-2 | Tier-2---5 | 5--5 | 380 | 140 | 664.4014 | 85.5% | 12.99% | 1.509% | 60.6963 | 0 | 0 | 60.6963 | 0 | 57.9002 | 18.4889 | 3.1316 | 57.9002 | 18.4889 | 3.1316 | 60.9939 | 19.4768 | 3.1316 | 9.135% | 0.12816 | 0.11447 | 5184.0424 | 718.5028 | 688.8951 | 3776.6445 | 5273.9326 | 0 | 0 | 5273.9326 | 0.01274%
2026 | 1023 | 1023-89R | Tier-2 | Tier-2---11 | 4--4 | 119 | 1 | 171.3673 | 58.84% | 39.57% | 1.585% | 0.24574 | 0 | 0 | 0.24574 | 0 | 0.23442 | 0.13206 | 1.775 | 0.23442 | 0.13206 | 1.775 | 0.24694 | 0.13912 | 1.775 | 0.1434% | 0.083403 | 0.0832 | 2054.6806 | 198.0279 | 761.6338 | 1095.0189 | 2056.7464 | 0 | 0 | 2056.7464 | 5.158e-05%
2026 | 1023 | 1023-89R | Tier-2 | Tier-2---11 | 4--4 | 119 | 45 | 171.3673 | 58.84% | 39.57% | 1.585% | 11.0583 | 0 | 0 | 11.0583 | 0 | 10.5488 | 5.9429 | 1.775 | 10.5488 | 5.9429 | 1.775 | 11.1125 | 6.2604 | 1.775 | 6.453% | 0.083403 | 0.074257 | 2054.6806 | 198.0279 | 761.6338 | 1095.0189 | 2158.8395 | 0 | 0 | 2158.8395 | 0.002321%
2026 | 354 | 354-1706R | Tier-2 | Tier-2---1 | 5--5 | 481 | 4 | 2161.9809 | 92.27% | 7.167% | 0.5599% | 4.811 | 0 | 0 | 4.811 | 0 | 4.5894 | 0.52825 | 8.6879 | 4.5894 | 0.52825 | 8.6879 | 4.8346 | 0.55648 | 8.6879 | 0.2225% | 0.13939 | 0.13905 | 15510.3907 | 2900.5229 | 1230.7208 | 11379.147 | 15513.288 | 0 | 0 | 15513.288 | 0.00101%
2026 | 1023 | CB 1023 | Tier-2 | Tier-2---4 | 4--5 | 78 | 1 | 374.8399 | 98.36% | 0.9442% | 0.6917% | 1.3708 | 0 | 0 | 1.3708 | 0 | 1.3077 | 0.13206 | 9.9019 | 1.3077 | 0.13206 | 9.9019 | 1.3776 | 0.13912 | 9.9019 | 0.3657% | 0.082267 | 0.081961 | 4556.3931 | 688.3386 | 326.2097 | 3541.8448 | 4556.6713 | 0 | 0 | 4556.6713 | 0.0002877%
2026 | 1023 | CB 1023 | Tier-2 | Tier-2---4 | 4--5 | 78 | 4 | 374.8399 | 98.36% | 0.9442% | 0.6917% | 5.4833 | 0 | 0 | 5.4833 | 0 | 5.2307 | 0.52825 | 9.9019 | 5.2307 | 0.52825 | 9.9019 | 5.5102 | 0.55648 | 9.9019 | 1.463% | 0.082267 | 0.081043 | 4556.3931 | 688.3386 | 326.2097 | 3541.8448 | 4557.5184 | 0 | 0 | 4557.5184 | 0.001151%
2026 | 1030 | 1030-1728R | Tier-3 | Tier-3---9 | 5--5 | 85 | 7 | 527.0422 | 83.47% | 16.25% | 0.2733% | 10.5068 | 0 | 0 | 10.5068 | 0 | 10.0228 | 0.92445 | 10.842 | 10.0228 | 0.92445 | 10.842 | 10.5583 | 0.97384 | 10.842 | 1.994% | 0.23544 | 0.22982 | 2238.5434 | 326.4296 | 340.3101 | 1571.8036 | 2247.5948 | 0 | 0 | 2247.5948 | 0.002205%
2026 | 1030 | 1030-1735F | Tier-3 | Not Applicable | Not Applicable | 6 | 1 | 0 | 0% | 0% | 0% | 0 | 0 | 0 | 0 | 0 | 0 | 0.13206 | 0 | 0 | 0.13206 | 0 | 0 | 0.13912 | 0 | 0% | 0 | 0 | 0 | 0 | 0 | 0 | 0 | 0 | 0 | 0 | 0%
2026 | 1030 | 1030-1777 | Tier-3 | Tier-3---5 | 5--5 | 193 | 1 | 1156.6044 | 85.87% | 13.79% | 0.3401% | 1.4923 | 0 | 0 | 1.4923 | 0 | 1.4235 | 0.13206 | 10.7792 | 1.4235 | 0.13206 | 10.7792 | 1.4996 | 0.13912 | 10.7792 | 0.129% | 0.24629 | 0.24592 | 4696.0317 | 680.3464 | 620.6467 | 3395.0386 | 4697.0305 | 0 | 0 | 4697.0305 | 0.0003132%
2026 | 1030 | 1030-1777 | Tier-3 | Tier-3---5 | 5--5 | 193 | 125 | 1156.6044 | 85.87% | 13.79% | 0.3401% | 186.536 | 0 | 0 | 186.536 | 0 | 177.9426 | 16.508 | 10.7792 | 177.9426 | 16.508 | 10.7792 | 187.4504 | 17.39 | 10.7792 | 16.13% | 0.24629 | 0.20003 | 4696.0317 | 680.3464 | 620.6467 | 3395.0386 | 4849.5151 | 0 | 0 | 4849.5151 | 0.03915%
2026 | 1030 | 1030-1823F | Tier-3 | Tier-3---13 | 5--5 | 20 | 3 | 202.5757 | 94.25% | 5.49% | 0.2586% | 8.3055 | 0 | 0 | 8.3055 | 0 | 7.9229 | 0.39619 | 19.9977 | 7.9229 | 0.39619 | 19.9977 | 8.3462 | 0.41736 | 19.9977 | 4.1% | 0.10605 | 0.10144 | 1910.1293 | 293.8795 | 98.2865 | 1517.9633 | 1915.1228 | 0 | 0 | 1915.1228 | 0.001743%
2026 | 1030 | 1030-18R | Tier-3 | Tier-3---7 | 5--5 | 98 | 9 | 693.6608 | 87.49% | 12.21% | 0.2965% | 16.1628 | 0 | 0 | 16.1628 | 0 | 15.4183 | 1.1886 | 12.9721 | 15.4183 | 1.1886 | 12.9721 | 16.2421 | 1.2521 | 12.9721 | 2.33% | 0.23843 | 0.23208 | 2909.3141 | 434.9069 | 331.8024 | 2142.6047 | 2919.2727 | 0 | 0 | 2919.2727 | 0.003393%
2026 | 1030 | 1030-20R | Tier-3 | Tier-3---3 | 5--5 | 367 | 81 | 2610.2797 | 91.86% | 7.744% | 0.3915% | 153.4796 | 0 | 0 | 153.4796 | 0 | 146.4091 | 10.6972 | 13.6867 | 146.4091 | 10.6972 | 13.6867 | 154.2319 | 11.2687 | 13.6867 | 5.88% | 0.28668 | 0.26833 | 9105.2413 | 1516.1831 | 664.7389 | 6924.3193 | 9155.8974 | 0 | 0 | 9155.8974 | 0.03222%
2026 | 1030 | 1030-42R | Tier-3 | Tier-3---3 | 5--5 | 472 | 113 | 2942.2545 | 85.79% | 13.83% | 0.3713% | 175.2563 | 0 | 0 | 175.2563 | 0 | 167.1826 | 14.9232 | 11.2029 | 167.1826 | 14.9232 | 11.2029 | 176.1154 | 15.7206 | 11.2029 | 5.957% | 0.28228 | 0.26268 | 10423.3029 | 1628.0334 | 1345.6404 | 7449.6291 | 10533.774 | 0 | 0 | 10533.774 | 0.03679%
2026 | 1079 | 1079-9 | Tier-2 | Tier-2---15 | 3--3 | 237 | 1 | 45.7794 | 87.48% | 0% | 12.52% | 0.049006 | 0 | 0 | 0.049006 | 0 | 0.046748 | 0.13206 | 0.35398 | 0.046748 | 0.13206 | 0.35398 | 0.049246 | 0.13912 | 0.35398 | 0.107% | 0.027256 | 0.027222 | 1679.619 | 335.1196 | 406.2528 | 938.2467 | 1679.8765 | 0 | 0 | 1679.8765 | 1.029e-05%
2026 | 1090 | 1090-1734 | Tier-3 | Tier-3---16 | 2--5 | 44 | 38 | 102.6812 | 94.73% | 4.077% | 1.193% | 24.3615 | 0 | 0 | 24.3615 | 0 | 23.2393 | 5.0184 | 4.6308 | 23.2393 | 5.0184 | 4.6308 | 24.481 | 5.2866 | 4.6308 | 23.73% | 0.01345 | 0.010081 | 7634.5181 | 1203.6871 | 422.3196 | 6008.5114 | 7768.9711 | 0 | 0 | 7768.9711 | 0.005114%
2026 | 1090 | 1090-636R | Tier-3 | Tier-3---15 | 5--3 | 122 | 117 | 202.402 | 73% | 25.01% | 1.988% | 41.0939 | 0 | 0 | 41.0939 | 0 | 39.2008 | 15.4515 | 2.537 | 39.2008 | 15.4515 | 2.537 | 41.2954 | 16.277 | 2.537 | 20.3% | 0.38465 | 0.27767 | 526.2047 | 57.0359 | 118.3494 | 350.8194 | 580.9355 | 0 | 0 | 580.9355 | 0.008626%
2026 | 1090 | 1090-639R | Tier-3 | Tier-3---18 | 5--2 | 80 | 54 | 130.2918 | 69.21% | 28.83% | 1.952% | 17.6528 | 0 | 0 | 17.6528 | 0 | 16.8396 | 7.1314 | 2.3613 | 16.8396 | 7.1314 | 2.3613 | 17.7393 | 7.5125 | 2.3613 | 13.55% | 0.37006 | 0.29762 | 352.0864 | 32.8232 | 86.7133 | 232.5499 | 378.4686 | 0 | 0 | 378.4686 | 0.003705%
2026 | 1090 | 1090-73F | Tier-3 | Tier-3---10 | 4--5 | 317 | 215 | 724.1417 | 96.98% | 2.008% | 1.013% | 138.1269 | 0 | 0 | 138.1269 | 0 | 131.7637 | 28.3937 | 4.6406 | 131.7637 | 28.3937 | 4.6406 | 138.804 | 29.9108 | 4.6406 | 19.07% | 0.046754 | 0.037558 | 15488.4699 | 2874.558 | 442.3847 | 12171.5272 | 15603.0365 | 0 | 0 | 15603.0365 | 0.02899%
2026 | 1090 | 1090-74F | Tier-3 | Tier-3---10 | 4--5 | 321 | 1 | 595.9278 | 96.92% | 1.794% | 1.287% | 0.52179 | 0 | 0 | 0.52179 | 0 | 0.49775 | 0.13206 | 3.769 | 0.49775 | 0.13206 | 3.769 | 0.52435 | 0.13912 | 3.769 | 0.08756% | 0.045737 | 0.045695 | 13029.5603 | 2451.0895 | 420.5295 | 10157.9412 | 13029.9233 | 0 | 0 | 13029.9233 | 0.0001095%
2026 | 1090 | 1090-74F | Tier-3 | Tier-3---10 | 4--5 | 321 | 1 | 595.9278 | 96.92% | 1.794% | 1.287% | 0.52179 | 0 | 0 | 0.52179 | 0 | 0.49775 | 0.13206 | 3.769 | 0.49775 | 0.13206 | 3.769 | 0.52435 | 0.13912 | 3.769 | 0.08756% | 0.045737 | 0.045695 | 13029.5603 | 2451.0895 | 420.5295 | 10157.9412 | 13029.9233 | 0 | 0 | 13029.9233 | 0.0001095%
2026 | 1090 | 1090-74F | Tier-3 | Tier-3---10 | 4--5 | 321 | 223 | 595.9278 | 96.92% | 1.794% | 1.287% | 116.3595 | 0 | 0 | 116.3595 | 0 | 110.9991 | 29.4502 | 3.769 | 110.9991 | 29.4502 | 3.769 | 116.9299 | 31.0238 | 3.769 | 19.53% | 0.045737 | 0.036522 | 13029.5603 | 2451.0895 | 420.5295 | 10157.9412 | 13130.8292 | 0 | 0 | 13130.8292 | 0.02442%
2026 | 1090 | CB 1090 | Tier-2 | Tier-2---7 | 3--5 | 111 | 84 | 193.2665 | 97.29% | 1.202% | 1.508% | 41.2647 | 0 | 0 | 41.2647 | 0 | 39.3637 | 11.0934 | 3.5484 | 39.3637 | 11.0934 | 3.5484 | 41.467 | 11.6861 | 3.5484 | 21.35% | 0.025114 | 0.019602 | 7695.6285 | 1211.5196 | 206.2478 | 6277.8611 | 7754.2673 | 0 | 0 | 7754.2673 | 0.008661%
2026 | 1138 | 1138-6R | Tier-2 | Tier-2---5 | 5--5 | 804 | 63 | 1117.3657 | 63.79% | 34.95% | 1.264% | 16.1963 | 0 | 0 | 16.1963 | 0 | 15.4502 | 8.32 | 1.857 | 15.4502 | 8.32 | 1.857 | 16.2757 | 8.7646 | 1.857 | 1.45% | 0.17153 | 0.16763 | 6514.2797 | 790.3405 | 2180.8634 | 3543.0757 | 6569.1306 | 0 | 0 | 6569.1306 | 0.0034%
2026 | 1166 | 1166-15R | Tier-3 | Tier-3---11 | 5--5 | 123 | 33 | 528.031 | 87.26% | 12.17% | 0.5736% | 35.8492 | 0 | 0 | 35.8492 | 0 | 34.1977 | 4.3581 | 7.8469 | 34.1977 | 4.3581 | 7.8469 | 36.0249 | 4.591 | 7.8469 | 6.789% | 0.19397 | 0.17887 | 2722.2863 | 390.5327 | 317.9476 | 2013.8061 | 2751.5481 | 0 | 0 | 2751.5481 | 0.007525%
2026 | 1166 | 1166-18R | Tier-3 | Tier-3---5 | 5--5 | 100 | 39 | 1129.6851 | 97.99% | 1.718% | 0.2919% | 125.1997 | 0 | 0 | 125.1997 | 0 | 119.432 | 5.1505 | 23.1885 | 119.432 | 5.1505 | 23.1885 | 125.8135 | 5.4257 | 23.1885 | 11.08% | 0.21365 | 0.18949 | 5287.5602 | 933.108 | 102.1782 | 4252.2741 | 5301.1108 | 0 | 0 | 5301.1108 | 0.02628%
2026 | 357 | CB 357 | Tier-3 | Tier-3---10 | 5--5 | 162 | 1 | 902.4975 | 73.58% | 26.03% | 0.3952% | 1.1887 | 0 | 0 | 1.1887 | 0 | 1.1339 | 0.13206 | 8.5863 | 1.1339 | 0.13206 | 8.5863 | 1.1945 | 0.13912 | 8.5863 | 0.1317% | 0.12773 | 0.1275 | 7065.5334 | 866.3454 | 1820.4674 | 4378.7206 | 7068.8814 | 0 | 0 | 7068.8814 | 0.0002495%
2026 | 1166 | 1166-342R | Tier-3 | Tier-3---5 | 5--5 | 216 | 186 | 1306.4494 | 92.9% | 6.658% | 0.4418% | 303.085 | 0 | 0 | 303.085 | 0 | 289.1225 | 24.5638 | 11.7702 | 289.1225 | 24.5638 | 11.7702 | 304.5707 | 25.8763 | 11.7702 | 23.2% | 0.21878 | 0.16414 | 5971.6251 | 888.1999 | 386.1133 | 4697.3119 | 6112.749 | 0 | 0 | 6112.749 | 0.06362%
2026 | 1166 | CB 1166 | Tier-3 | Tier-3---20 | 1--5 | 5 | 1 | 8.8101 | 98.41% | 0% | 1.594% | 0.50284 | 0 | 0 | 0.50284 | 0 | 0.47967 | 0.13206 | 3.6321 | 0.47967 | 0.13206 | 3.6321 | 0.5053 | 0.13912 | 3.6321 | 5.708% | 0.0005142 | 0.00048438 | 17133.5613 | 2694.9948 | 342.3743 | 14096.1921 | 17150.3772 | 0 | 0 | 17150.3772 | 0.0001055%
2026 | 1215 | 1215-12R | Tier-3 | Tier-3---9 | 5--4 | 149 | 4 | 1149.8777 | 88.93% | 10.69% | 0.3802% | 7.9612 | 0 | 0 | 7.9612 | 0 | 7.5945 | 0.52825 | 14.3765 | 7.5945 | 0.52825 | 14.3765 | 8.0003 | 0.55648 | 14.3765 | 0.6924% | 0.69907 | 0.69363 | 1644.8687 | 214.1134 | 166.723 | 1264.0324 | 1646.2972 | 0 | 0 | 1646.2972 | 0.001671%
2026 | 1233 | 1233-259R | Tier-3 | Tier-3---16 | 5--4 | 105 | 12 | 252.1704 | 91.31% | 7.348% | 1.341% | 7.6314 | 0 | 0 | 7.6314 | 0 | 7.2798 | 1.5848 | 4.5936 | 7.2798 | 1.5848 | 4.5936 | 7.6688 | 1.6694 | 4.5936 | 3.026% | 0.12749 | 0.12326 | 1978.0181 | 293.7888 | 180.7034 | 1503.5259 | 1983.9101 | 0 | 0 | 1983.9101 | 0.001602%
2026 | 1233 | 1233-587R | Tier-3 | Tier-3---13 | 5--5 | 187 | 34 | 468.3326 | 86.93% | 12.01% | 1.054% | 21.4676 | 0 | 0 | 21.4676 | 0 | 20.4786 | 4.4902 | 4.5608 | 20.4786 | 4.4902 | 4.5608 | 21.5728 | 4.7301 | 4.5608 | 4.584% | 0.13489 | 0.12778 | 3472.0209 | 495.7254 | 420.8281 | 2555.4674 | 3497.2708 | 0 | 0 | 3497.2708 | 0.004506%
2026 | 1233 | 1233-589R | Tier-3 | Tier-3---16 | 5--4 | 58 | 7 | 204.2414 | 92.81% | 6.245% | 0.9483% | 6.6343 | 0 | 0 | 6.6343 | 0 | 6.3286 | 0.92445 | 6.8459 | 6.3286 | 0.92445 | 6.8459 | 6.6668 | 0.97384 | 6.8459 | 3.248% | 0.11751 | 0.1134 | 1738.0856 | 257.6679 | 107.3811 | 1373.0366 | 1742.6199 | 0 | 0 | 1742.6199 | 0.001393%
2026 | 1234 | CB 1234 | Tier-3 | Tier-3---10 | 5--5 | 240 | 57 | 1703.5911 | 47.26% | 52.1% | 0.6391% | 55.4527 | 0 | 0 | 55.4527 | 0 | 52.8981 | 7.5276 | 7.0272 | 52.8981 | 7.5276 | 7.0272 | 55.7245 | 7.9298 | 7.0272 | 3.255% | 0.11961 | 0.11138 | 14242.4054 | 1075.4767 | 7121.7223 | 6045.2064 | 14798.022 | 0 | 0 | 14798.022 | 0.01164%
2026 | 1235 | CB 1235 | Tier-2 | Tier-2---6 | 4--5 | 622 | 4 | 1038.4291 | 94.32% | 4.296% | 1.381% | 1.8267 | 0 | 0 | 1.8267 | 0 | 1.7425 | 0.52825 | 3.2987 | 1.7425 | 0.52825 | 3.2987 | 1.8356 | 0.55648 | 3.2987 | 0.1759% | 0.082825 | 0.08267 | 12537.6589 | 2179.7945 | 762.6013 | 9595.263 | 12538.9887 | 0 | 0 | 12538.9887 | 0.0003834%
2026 | 1458 | 1458-1056 | Tier-2 | Tier-2---11 | 5--3 | 22 | 18 | 79.604 | 49.93% | 49.51% | 0.5563% | 9.4307 | 0 | 0 | 9.4307 | 0 | 8.9963 | 2.3771 | 3.7845 | 8.9963 | 2.3771 | 3.7845 | 9.477 | 2.5042 | 3.7845 | 11.85% | 0.13508 | 0.10303 | 589.3284 | 48.7394 | 264.1575 | 276.4315 | 681.122 | 0 | 0 | 681.122 | 0.00198%
2026 | 1458 | 1458-1057F | Tier-3 | Tier-3---18 | 5--2 | 3 | 1 | 152.4609 | 0% | 100% | 0% | 0 | 0 | 0 | 0 | 0 | 0 | 0.13206 | 0 | 0 | 0.13206 | 0 | 0 | 0.13912 | 0 | 0% | 0.13292 | 0.12007 | 1147.0231 | 1.8883 | 1045.7628 | 99.3719 | 1269.7672 | 0 | 0 | 1269.7672 | 0%
2026 | 1458 | 1458-1057F | Tier-3 | Tier-3---18 | 5--2 | 3 | 2 | 152.4609 | 0% | 100% | 0% | 0 | 0 | 0 | 0 | 0 | 0 | 0.26413 | 0 | 0 | 0.26413 | 0 | 0 | 0.27824 | 0 | 0% | 0.13292 | 0.10722 | 1147.0231 | 1.8883 | 1045.7628 | 99.3719 | 1421.9294 | 0 | 0 | 1421.9294 | 0%
2026 | 1458 | 1458-1058F | Tier-3 | Tier-3---13 | 5--5 | 36 | 29 | 533.9366 | 37.36% | 62.45% | 0.1834% | 46.6045 | 0 | 0 | 46.6045 | 0 | 44.4575 | 3.8298 | 11.6082 | 44.4575 | 3.8298 | 11.6082 | 46.833 | 4.0345 | 11.6082 | 8.728% | 0.13833 | 0.10602 | 3859.7922 | 265.8584 | 2184.7015 | 1409.2323 | 4596.7411 | 0 | 0 | 4596.7411 | 0.009782%
2026 | 1458 | 1458-1061 | Tier-2 | Tier-2---5 | 5--5 | 80 | 52 | 412.6338 | 86.27% | 13.38% | 0.3514% | 67.1021 | 0 | 0 | 67.1021 | 0 | 64.0108 | 6.8673 | 9.3211 | 64.0108 | 6.8673 | 9.3211 | 67.431 | 7.2342 | 9.3211 | 16.26% | 0.14228 | 0.11546 | 2900.2061 | 586.2064 | 364.6762 | 1949.3235 | 2992.7018 | 0 | 0 | 2992.7018 | 0.01408%
2026 | 357 | 357-2049F | Tier-3 | Tier-3---8 | 5--5 | 271 | 1 | 1568.933 | 87.25% | 12.44% | 0.3075% | 1.4648 | 0 | 0 | 1.4648 | 0 | 1.3974 | 0.13206 | 10.5809 | 1.3974 | 0.13206 | 10.5809 | 1.472 | 0.13912 | 10.5809 | 0.09337% | 0.18286 | 0.18267 | 8579.8277 | 1438.1344 | 1001.8193 | 6139.874 | 8580.9997 | 0 | 0 | 8580.9997 | 0.0003075%
2026 | 1458 | 1458-1115F | Tier-2 | Tier-2---18 | 4--2 | 3 | 3 | 65.1969 | 0% | 100% | 0% | 0 | 0 | 0 | 0 | 0 | 0 | 0.39619 | 0 | 0 | 0.39619 | 0 | 0 | 0.41736 | 0 | 0% | 0.091242 | 0.064782 | 714.5495 | 1.4118 | 564.5507 | 148.587 | 1006.4078 | 0 | 0 | 1006.4078 | 0%
2026 | 1458 | 1458-1117F | Tier-2 | Tier-2---16 | 4--2 | 5 | 5 | 136.3317 | 0% | 100% | 0% | 0 | 0 | 0 | 0 | 0 | 0 | 0.66032 | 0 | 0 | 0.66032 | 0 | 0 | 0.6956 | 0 | 0% | 0.091116 | 0.064692 | 1496.247 | 1.9882 | 1350.0391 | 144.2196 | 2107.3901 | 0 | 0 | 2107.3901 | 0%
2026 | 1458 | 1458-1119F | Tier-2 | Not Applicable | Not Applicable | 1 | 1 | 0 | 0% | 0% | 0% | 0 | 0 | 0 | 0 | 0 | 0 | 0.13206 | 0 | 0 | 0.13206 | 0 | 0 | 0.13912 | 0 | 0% | 0 | 0 | 0 | 0 | 0 | 0 | 0 | 0 | 0 | 0 | 0%
2026 | 1458 | 1458-454F | Tier-2 | Tier-2---18 | 5--2 | 2 | 1 | 82.2149 | 0% | 100% | 0% | 0 | 0 | 0 | 0 | 0 | 0 | 0.13206 | 0 | 0 | 0.13206 | 0 | 0 | 0.13912 | 0 | 0% | 0.13508 | 0.11549 | 608.6572 | 0.80898 | 545.689 | 62.1593 | 711.8798 | 0 | 0 | 711.8798 | 0%
2026 | 1458 | 1458-456F | Tier-2 | Tier-2---16 | 4--3 | 7 | 6 | 120.5031 | 4.551% | 95.42% | 0.02562% | 1.3631 | 0 | 0 | 1.3631 | 0 | 1.3003 | 0.79238 | 1.641 | 1.3003 | 0.79238 | 1.641 | 1.3698 | 0.83472 | 1.641 | 1.131% | 0.091761 | 0.068952 | 1313.2339 | 11.3935 | 1113.5701 | 188.2703 | 1727.8809 | 0 | 0 | 1727.8809 | 0.0002861%
2026 | 1458 | 1458-519 | Tier-2 | Tier-2---17 | 1--5 | 2 | 2 | 7.6147 | 99.51% | 0% | 0.4892% | 2.1975 | 0 | 0 | 2.1975 | 0 | 2.0962 | 0.26413 | 7.9364 | 2.0962 | 0.26413 | 7.9364 | 2.2082 | 0.27824 | 7.9364 | 28.86% | 0.000217 | 0.00015407 | 35090.7714 | 5636.6246 | 740.6939 | 28713.4529 | 35160.8889 | 0 | 0 | 35160.8889 | 0.0004612%
2026 | 1458 | 1458-601R | Tier-3 | Tier-3---2 | 5--5 | 441 | 198 | 3446.9071 | 93.23% | 6.468% | 0.3015% | 418.4217 | 0 | 0 | 418.4217 | 0 | 399.1459 | 26.1486 | 15.2645 | 399.1459 | 26.1486 | 15.2645 | 420.4728 | 27.5458 | 15.2645 | 12.14% | 0.20421 | 0.17762 | 16878.9798 | 3452.9233 | 1062.0214 | 12364.0351 | 17050.0139 | 0 | 0 | 17050.0139 | 0.08783%
2026 | 357 | 357-2047F | Tier-2 | Tier-2---10 | 5--4 | 17 | 1 | 117.0163 | 66.86% | 32.9% | 0.2354% | 1.3347 | 0 | 0 | 1.3347 | 0 | 1.2732 | 0.13206 | 9.6406 | 1.2732 | 0.13206 | 9.6406 | 1.3412 | 0.13912 | 9.6406 | 1.141% | 0.14128 | 0.13887 | 828.2369 | 91.3768 | 250.8108 | 486.0494 | 833.0002 | 0 | 0 | 833.0002 | 0.0002801%
2026 | DV1 | CB DV1 | Tier-3 | Tier-3---20 | 1--5 | 2 | 2 | 2.0345 | 98.61% | 0% | 1.387% | 0.58184 | 0 | 0 | 0.58184 | 0 | 0.55503 | 0.26413 | 2.1014 | 0.55503 | 0.26413 | 2.1014 | 0.58469 | 0.27824 | 2.1014 | 28.6% | 0.000145 | 0.00010295 | 14031.3666 | 2214.0355 | 378.6957 | 11438.6354 | 14110.8451 | 0 | 0 | 14110.8451 | 0.0001221%
2026 | MOR1 | CB MOR1 | Tier-2 | Tier-2---4 | 5--5 | 116 | 86 | 584.1991 | 87.63% | 11.93% | 0.4377% | 110.0695 | 0 | 0 | 110.0695 | 0 | 104.9988 | 11.3575 | 9.2449 | 104.9988 | 11.3575 | 9.2449 | 110.609 | 11.9643 | 9.2449 | 18.84% | 0.12647 | 0.099279 | 4619.2848 | 721.3686 | 522.5493 | 3375.3669 | 4775.7467 | 0 | 0 | 4775.7467 | 0.0231%
2026 | RA1 | CB RA1 | Tier-2 | Tier-2---2 | 5--5 | 353 | 42 | 1222.3715 | 85.76% | 13.62% | 0.6194% | 36.1698 | 0 | 0 | 36.1698 | 0 | 34.5036 | 5.5467 | 6.2206 | 34.5036 | 5.5467 | 6.2206 | 36.3471 | 5.843 | 6.2206 | 2.959% | 0.14726 | 0.14218 | 8300.6807 | 1160.1787 | 1072.7493 | 6067.7527 | 8342.9312 | 0 | 0 | 8342.9312 | 0.007592%
2026 | RA2 | CB RA2 | Tier-2 | Tier-2---4 | 5--5 | 118 | 1 | 579.2495 | 83.34% | 16.16% | 0.4909% | 1.1865 | 0 | 0 | 1.1865 | 0 | 1.1318 | 0.13206 | 8.5702 | 1.1318 | 0.13206 | 8.5702 | 1.1923 | 0.13912 | 8.5702 | 0.2048% | 0.12706 | 0.12675 | 4558.9302 | 908.2518 | 686.0992 | 2964.5792 | 4560.8009 | 0 | 0 | 4560.8009 | 0.000249%
2026 | 972 | 972-1590F | Tier-3 | Tier-3---2 | 5--5 | 697 | 14 | 2662.477 | 86.18% | 13.31% | 0.5115% | 13.3656 | 0 | 0 | 13.3656 | 0 | 12.7499 | 1.8489 | 6.896 | 12.7499 | 1.8489 | 6.896 | 13.4312 | 1.9477 | 6.896 | 0.502% | 0.17603 | 0.17501 | 15124.9944 | 2683.3405 | 1935.3853 | 10506.2686 | 15137.2408 | 0 | 0 | 15137.2408 | 0.002805%
2026 | 236 | CB 236 | Tier-2 | Tier-2---1 | 5--5 | 337 | 1 | 1431.5889 | 79.32% | 20.27% | 0.409% | 0.97722 | 0 | 0 | 0.97722 | 0 | 0.9322 | 0.13206 | 7.0587 | 0.9322 | 0.13206 | 7.0587 | 0.98201 | 0.13912 | 7.0587 | 0.06826% | 0.1419 | 0.14177 | 10088.9585 | 1415.4843 | 1966.6729 | 6706.8012 | 10090.7551 | 0 | 0 | 10090.7551 | 0.0002051%
2026 | RA2 | CB RA2 | Tier-2 | Tier-2---4 | 5--5 | 118 | 1 | 579.2495 | 83.34% | 16.16% | 0.4909% | 1.1865 | 0 | 0 | 1.1865 | 0 | 1.1318 | 0.13206 | 8.5702 | 1.1318 | 0.13206 | 8.5702 | 1.1923 | 0.13912 | 8.5702 | 0.2048% | 0.12706 | 0.12675 | 4558.9302 | 908.2518 | 686.0992 | 2964.5792 | 4560.8009 | 0 | 0 | 4560.8009 | 0.000249%
2026 | RA2 | CB RA2 | Tier-2 | Tier-2---4 | 5--5 | 118 | 13 | 579.2495 | 83.34% | 16.16% | 0.4909% | 15.4241 | 0 | 0 | 15.4241 | 0 | 14.7136 | 1.7168 | 8.5702 | 14.7136 | 1.7168 | 8.5702 | 15.4997 | 1.8086 | 8.5702 | 2.663% | 0.12706 | 0.123 | 4558.9302 | 908.2518 | 686.0992 | 2964.5792 | 4583.9905 | 0 | 0 | 4583.9905 | 0.003238%
2026 | RA2 | CB RA2 | Tier-2 | Tier-2---4 | 5--5 | 118 | 43 | 579.2495 | 83.34% | 16.16% | 0.4909% | 51.0183 | 0 | 0 | 51.0183 | 0 | 48.668 | 5.6787 | 8.5702 | 48.668 | 5.6787 | 8.5702 | 51.2684 | 5.9822 | 8.5702 | 8.808% | 0.12706 | 0.11363 | 4558.9302 | 908.2518 | 686.0992 | 2964.5792 | 4648.6558 | 0 | 0 | 4648.6558 | 0.01071%
2026 | 237 | 237-26F | Tier-2 | Tier-2---10 | 5--4 | 113 | 1 | 243.3269 | 22.41% | 76.53% | 1.061% | 0.13995 | 0 | 0 | 0.13995 | 0 | 0.13351 | 0.13206 | 1.0109 | 0.13351 | 0.13206 | 1.0109 | 0.14064 | 0.13912 | 1.0109 | 0.05752% | 0.10897 | 0.10869 | 2232.9014 | 83.0982 | 1551.1406 | 598.6626 | 2237.359 | 0 | 0 | 2237.359 | 2.938e-05%
2026 | 237 | 237-26F | Tier-2 | Tier-2---10 | 5--4 | 113 | 4 | 243.3269 | 22.41% | 76.53% | 1.061% | 0.55981 | 0 | 0 | 0.55981 | 0 | 0.53402 | 0.52825 | 1.0109 | 0.53402 | 0.52825 | 1.0109 | 0.56255 | 0.55648 | 1.0109 | 0.2301% | 0.10897 | 0.10785 | 2232.9014 | 83.0982 | 1551.1406 | 598.6626 | 2250.8705 | 0 | 0 | 2250.8705 | 0.0001175%
2026 | 237 | 237-26F | Tier-2 | Tier-2---10 | 5--4 | 113 | 3 | 243.3269 | 22.41% | 76.53% | 1.061% | 0.41986 | 0 | 0 | 0.41986 | 0 | 0.40052 | 0.39619 | 1.0109 | 0.40052 | 0.39619 | 1.0109 | 0.42192 | 0.41736 | 1.0109 | 0.1725% | 0.10897 | 0.10813 | 2232.9014 | 83.0982 | 1551.1406 | 598.6626 | 2246.3434 | 0 | 0 | 2246.3434 | 8.813e-05%
2026 | 972 | 972-1590F | Tier-3 | Tier-3---2 | 5--5 | 697 | 1 | 2662.477 | 86.18% | 13.31% | 0.5115% | 0.95469 | 0 | 0 | 0.95469 | 0 | 0.91071 | 0.13206 | 6.896 | 0.91071 | 0.13206 | 6.896 | 0.95937 | 0.13912 | 6.896 | 0.03586% | 0.17603 | 0.17596 | 15124.9944 | 2683.3405 | 1935.3853 | 10506.2686 | 15125.8644 | 0 | 0 | 15125.8644 | 0.0002004%
2026 | RA1 | CB RA1 | Tier-2 | Tier-2---2 | 5--5 | 353 | 2 | 1222.3715 | 85.76% | 13.62% | 0.6194% | 1.7224 | 0 | 0 | 1.7224 | 0 | 1.643 | 0.26413 | 6.2206 | 1.643 | 0.26413 | 6.2206 | 1.7308 | 0.27824 | 6.2206 | 0.1409% | 0.14726 | 0.14702 | 8300.6807 | 1160.1787 | 1072.7493 | 6067.7527 | 8302.6264 | 0 | 0 | 8302.6264 | 0.0003615%
2026 | RA1 | CB RA1 | Tier-2 | Tier-2---2 | 5--5 | 353 | 4 | 1222.3715 | 85.76% | 13.62% | 0.6194% | 3.4447 | 0 | 0 | 3.4447 | 0 | 3.2861 | 0.52825 | 6.2206 | 3.2861 | 0.52825 | 6.2206 | 3.4616 | 0.55648 | 6.2206 | 0.2818% | 0.14726 | 0.14678 | 8300.6807 | 1160.1787 | 1072.7493 | 6067.7527 | 8304.5785 | 0 | 0 | 8304.5785 | 0.0007231%
2026 | RA2 | CB RA2 | Tier-2 | Tier-2---4 | 5--5 | 118 | 2 | 579.2495 | 83.34% | 16.16% | 0.4909% | 2.3729 | 0 | 0 | 2.3729 | 0 | 2.2636 | 0.26413 | 8.5702 | 2.2636 | 0.26413 | 8.5702 | 2.3846 | 0.27824 | 8.5702 | 0.4097% | 0.12706 | 0.12643 | 4558.9302 | 908.2518 | 686.0992 | 2964.5792 | 4562.6809 | 0 | 0 | 4562.6809 | 0.0004981%
2026 | RA3 | CB RA3 | Tier-2 | Tier-2---10 | 5--4 | 241 | 1 | 353.8636 | 22.75% | 76.17% | 1.082% | 0.096875 | 0 | 0 | 0.096875 | 0 | 0.092412 | 0.13206 | 0.69975 | 0.092412 | 0.13206 | 0.69975 | 0.09735 | 0.13912 | 0.69975 | 0.02738% | 0.12911 | 0.12895 | 2740.8339 | 103.3538 | 1864.7752 | 772.7049 | 2743.3847 | 0 | 0 | 2743.3847 | 2.033e-05%
2026 | RA3 | CB RA3 | Tier-2 | Tier-2---10 | 5--4 | 241 | 4 | 353.8636 | 22.75% | 76.17% | 1.082% | 0.3875 | 0 | 0 | 0.3875 | 0 | 0.36965 | 0.52825 | 0.69975 | 0.36965 | 0.52825 | 0.69975 | 0.3894 | 0.55648 | 0.69975 | 0.1095% | 0.12911 | 0.12849 | 2740.8339 | 103.3538 | 1864.7752 | 772.7049 | 2751.0742 | 0 | 0 | 2751.0742 | 8.134e-05%
2026 | RA3 | CB RA3 | Tier-2 | Tier-2---10 | 5--4 | 241 | 2 | 353.8636 | 22.75% | 76.17% | 1.082% | 0.19375 | 0 | 0 | 0.19375 | 0 | 0.18482 | 0.26413 | 0.69975 | 0.18482 | 0.26413 | 0.69975 | 0.1947 | 0.27824 | 0.69975 | 0.05475% | 0.12911 | 0.1288 | 2740.8339 | 103.3538 | 1864.7752 | 772.7049 | 2745.9417 | 0 | 0 | 2745.9417 | 4.067e-05%
2026 | RA3 | CB RA3 | Tier-2 | Tier-2---10 | 5--4 | 241 | 3 | 353.8636 | 22.75% | 76.17% | 1.082% | 0.29062 | 0 | 0 | 0.29062 | 0 | 0.27724 | 0.39619 | 0.69975 | 0.27724 | 0.39619 | 0.69975 | 0.29205 | 0.41736 | 0.69975 | 0.08213% | 0.12911 | 0.12864 | 2740.8339 | 103.3538 | 1864.7752 | 772.7049 | 2748.5048 | 0 | 0 | 2748.5048 | 6.1e-05%
2026 | RA3 | CB RA3 | Tier-2 | Tier-2---10 | 5--4 | 241 | 1 | 353.8636 | 22.75% | 76.17% | 1.082% | 0.096875 | 0 | 0 | 0.096875 | 0 | 0.092412 | 0.13206 | 0.69975 | 0.092412 | 0.13206 | 0.69975 | 0.09735 | 0.13912 | 0.69975 | 0.02738% | 0.12911 | 0.12895 | 2740.8339 | 103.3538 | 1864.7752 | 772.7049 | 2743.3847 | 0 | 0 | 2743.3847 | 2.033e-05%
2026 | RA3 | CB RA3 | Tier-2 | Tier-2---10 | 5--4 | 241 | 44 | 353.8636 | 22.75% | 76.17% | 1.082% | 4.2625 | 0 | 0 | 4.2625 | 0 | 4.0661 | 5.8108 | 0.69975 | 4.0661 | 5.8108 | 0.69975 | 4.2834 | 6.1213 | 0.69975 | 1.205% | 0.12911 | 0.12227 | 2740.8339 | 103.3538 | 1864.7752 | 772.7049 | 2859.2025 | 0 | 0 | 2859.2025 | 0.0008947%
2026 | DV1 | DV1-3R | Tier-3 | Tier-3---11 | 5--5 | 235 | 175 | 634.2705 | 72.29% | 26.89% | 0.8162% | 99.0235 | 0 | 0 | 99.0235 | 0 | 94.4617 | 23.1111 | 4.0873 | 94.4617 | 23.1111 | 4.0873 | 99.5089 | 24.346 | 4.0873 | 15.61% | 0.19421 | 0.15227 | 3265.8667 | 390.6526 | 820.8791 | 2054.3349 | 3515.1069 | 0 | 0 | 3515.1069 | 0.02079%
2026 | FB1 | CB FB1 | Tier-2 | Tier-2---11 | 4--4 | 371 | 64 | 245.022 | 12.75% | 85.01% | 2.236% | 1.5631 | 0 | 0 | 1.5631 | 0 | 1.4911 | 8.4521 | 0.17642 | 1.4911 | 8.4521 | 0.17642 | 1.5708 | 8.9037 | 0.17642 | 0.638% | 0.04664 | 0.044307 | 5253.4738 | 206.1005 | 4090.6925 | 956.6808 | 5494.8496 | 0 | 0 | 5494.8496 | 0.0003281%
2027 | 157 | 157-204R | Tier-3 | Tier-3---11 | 5--4 | 213 | 1 | 728.9999 | 94.73% | 4.338% | 0.9356% | 0.9402 | 0 | 0 | 0.9402 | 0 | 0.85557 | 0.12598 | 6.7913 | 0.85557 | 0.12598 | 6.7913 | 0.94944 | 0.1398 | 6.7913 | 0.129% | 0.32777 | 0.32732 | 2224.1461 | 315.248 | 151.9679 | 1756.9302 | 2224.306 | 0 | 0 | 2224.306 | 0.0001973%
2027 | 67 | 67-24R | Tier-3 | Tier-3---13 | 5--4 | 344 | 76 | 649.2908 | 74.83% | 23.84% | 1.334% | 31.1272 | 0 | 0 | 31.1272 | 0 | 28.3253 | 9.5745 | 2.9584 | 28.3253 | 9.5745 | 2.9584 | 31.4331 | 10.625 | 2.9584 | 4.794% | 0.2194 | 0.20535 | 2959.3576 | 336.0702 | 674.1995 | 1949.088 | 3010.358 | 0 | 0 | 3010.358 | 0.006534%
2027 | 67 | 67-34R | Tier-3 | Tier-3---11 | 5--5 | 551 | 430 | 1084.2867 | 76.65% | 22.12% | 1.235% | 188.0841 | 0 | 0 | 188.0841 | 0 | 171.1539 | 54.1713 | 3.1595 | 171.1539 | 54.1713 | 3.1595 | 189.9325 | 60.1149 | 3.1595 | 17.35% | 0.24743 | 0.19144 | 4382.1248 | 535.8218 | 956.7681 | 2889.5349 | 4681.4791 | 0 | 0 | 4681.4791 | 0.03948%
2027 | 67 | 67-37R | Tier-3 | Tier-3---17 | 5--3 | 190 | 29 | 226.6286 | 65.58% | 32.17% | 2.242% | 6.579 | 0 | 0 | 6.579 | 0 | 5.9868 | 3.6534 | 1.6387 | 5.9868 | 3.6534 | 1.6387 | 6.6436 | 4.0543 | 1.6387 | 2.903% | 0.20095 | 0.19205 | 1127.7881 | 99.8375 | 351.0117 | 676.9389 | 1145.7639 | 0 | 0 | 1145.7639 | 0.001381%
2027 | 67 | 67-45R | Tier-3 | Tier-3---15 | 5--4 | 233 | 198 | 468.8847 | 75.51% | 23.11% | 1.372% | 87.2562 | 0 | 0 | 87.2562 | 0 | 79.402 | 24.944 | 3.1832 | 79.402 | 24.944 | 3.1832 | 88.1138 | 27.6808 | 3.1832 | 18.61% | 0.20887 | 0.1574 | 2244.8167 | 264.9489 | 495.8782 | 1483.9896 | 2424.5796 | 0 | 0 | 2424.5796 | 0.01832%
2027 | 73 | 73-1130R | Tier-3 | Tier-3---9 | 5--5 | 310 | 75 | 971.12 | 83.08% | 16.23% | 0.6878% | 56.6057 | 0 | 0 | 56.6057 | 0 | 51.5104 | 9.4485 | 5.4517 | 51.5104 | 9.4485 | 5.4517 | 57.162 | 10.4852 | 5.4517 | 5.829% | 0.2182 | 0.20289 | 4450.6448 | 608.0965 | 688.9858 | 3153.5625 | 4507.4709 | 0 | 0 | 4507.4709 | 0.01188%
2027 | 73 | 73-1163 | Tier-3 | Tier-3---4 | 5--5 | 326 | 1 | 1861.7789 | 88.41% | 11.22% | 0.3692% | 1.4642 | 0 | 0 | 1.4642 | 0 | 1.3324 | 0.12598 | 10.5767 | 1.3324 | 0.12598 | 10.5767 | 1.4786 | 0.1398 | 10.5767 | 0.07865% | 0.22506 | 0.22486 | 8272.2274 | 1229.0974 | 921.3142 | 6121.8157 | 8273.081 | 0 | 0 | 8273.081 | 0.0003073%
2027 | 73 | 73-1163 | Tier-3 | Tier-3---4 | 5--5 | 326 | 82 | 1861.7789 | 88.41% | 11.22% | 0.3692% | 120.0682 | 0 | 0 | 120.0682 | 0 | 109.2605 | 10.3303 | 10.5767 | 109.2605 | 10.3303 | 10.5767 | 121.2483 | 11.4638 | 10.5767 | 6.449% | 0.22506 | 0.20865 | 8272.2274 | 1229.0974 | 921.3142 | 6121.8157 | 8347.6603 | 0 | 0 | 8347.6603 | 0.0252%
2027 | 79 | 79-1215F | Tier-3 | Tier-3---18 | 5--3 | 9 | 1 | 33.4718 | 96.07% | 3.425% | 0.5103% | 1.0361 | 0 | 0 | 1.0361 | 0 | 0.94283 | 0.12598 | 7.484 | 0.94283 | 0.12598 | 7.484 | 1.0463 | 0.1398 | 7.484 | 3.095% | 0.1831 | 0.1772 | 182.8036 | 27.7714 | 8.4859 | 146.5463 | 183.0431 | 0 | 0 | 183.0431 | 0.0002175%
2027 | 73 | 73-683R | Tier-3 | Tier-3---7 | 5--5 | 273 | 2 | 1378.6065 | 89.65% | 9.845% | 0.5099% | 2.6256 | 0 | 0 | 2.6256 | 0 | 2.3893 | 0.25196 | 9.4828 | 2.3893 | 0.25196 | 9.4828 | 2.6514 | 0.2796 | 9.4828 | 0.1905% | 0.22716 | 0.22668 | 6068.9321 | 866.1538 | 585.2944 | 4617.4838 | 6070.27 | 0 | 0 | 6070.27 | 0.0005511%
2027 | 78 | 78-26R | Tier-3 | Tier-3---5 | 5--5 | 186 | 8 | 1506.352 | 86.4% | 13.31% | 0.287% | 16.2335 | 0 | 0 | 16.2335 | 0 | 14.7722 | 1.0078 | 14.6574 | 14.7722 | 1.0078 | 14.6574 | 16.393 | 1.1184 | 14.6574 | 1.078% | 0.34567 | 0.34136 | 4357.7168 | 613.0091 | 539.1725 | 3205.5352 | 4365.2028 | 0 | 0 | 4365.2028 | 0.003407%
2027 | 78 | CB 78 | Tier-3 | Tier-3---20 | 1--5 | 4 | 3 | 2.8323 | 96.15% | 0% | 3.85% | 0.59232 | 0 | 0 | 0.59232 | 0 | 0.539 | 0.37794 | 1.4262 | 0.539 | 0.37794 | 1.4262 | 0.59814 | 0.41941 | 1.4262 | 20.91% | 0.0002122 | 0.00016605 | 13347.4872 | 2034.5577 | 528.8363 | 10784.0932 | 13490.3056 | 0 | 0 | 13490.3056 | 0.0001243%
2027 | 79 | 79-1215F | Tier-3 | Tier-3---18 | 5--3 | 9 | 4 | 33.4718 | 96.07% | 3.425% | 0.5103% | 4.1444 | 0 | 0 | 4.1444 | 0 | 3.7713 | 0.50392 | 7.484 | 3.7713 | 0.50392 | 7.484 | 4.1851 | 0.55921 | 7.484 | 12.38% | 0.1831 | 0.1595 | 182.8036 | 27.7714 | 8.4859 | 146.5463 | 183.8679 | 0 | 0 | 183.8679 | 0.0008699%
2027 | 79 | 79-658R | Tier-3 | Tier-3---5 | 5--5 | 198 | 113 | 1583.1515 | 94.39% | 5.201% | 0.4074% | 247.3253 | 0 | 0 | 247.3253 | 0 | 225.0626 | 14.2357 | 15.8097 | 225.0626 | 14.2357 | 15.8097 | 249.756 | 15.7976 | 15.8097 | 15.62% | 0.46655 | 0.38934 | 3393.3013 | 536.1336 | 179.2959 | 2677.8718 | 3431.0433 | 0 | 0 | 3431.0433 | 0.05191%
2027 | 79 | 79-660R | Tier-3 | Tier-3---14 | 5--3 | 179 | 9 | 410.2866 | 87.38% | 11.28% | 1.342% | 5.2275 | 0 | 0 | 5.2275 | 0 | 4.7569 | 1.1338 | 4.1955 | 4.7569 | 1.1338 | 4.1955 | 5.2789 | 1.2582 | 4.1955 | 1.274% | 0.45747 | 0.4508 | 896.8574 | 100.1714 | 108.3483 | 688.3376 | 898.532 | 0 | 0 | 898.532 | 0.001097%
2027 | 79 | 79-676R | Tier-3 | Tier-3---5 | 5--5 | 138 | 1 | 1054.6802 | 84.57% | 15.17% | 0.2582% | 1.8743 | 0 | 0 | 1.8743 | 0 | 1.7056 | 0.12598 | 13.5389 | 1.7056 | 0.12598 | 13.5389 | 1.8928 | 0.1398 | 13.5389 | 0.1777% | 0.38409 | 0.38328 | 2745.9122 | 408.062 | 399.7376 | 1938.1127 | 2746.8046 | 0 | 0 | 2746.8046 | 0.0003934%
2027 | 79 | 79-676R | Tier-3 | Tier-3---5 | 5--5 | 138 | 46 | 1054.6802 | 84.57% | 15.17% | 0.2582% | 86.2196 | 0 | 0 | 86.2196 | 0 | 78.4587 | 5.7951 | 13.5389 | 78.4587 | 5.7951 | 13.5389 | 87.067 | 6.4309 | 13.5389 | 8.175% | 0.38409 | 0.34696 | 2745.9122 | 408.062 | 399.7376 | 1938.1127 | 2791.2566 | 0 | 0 | 2791.2566 | 0.0181%
2027 | 79 | 79-679R | Tier-3 | Tier-3---3 | 5--5 | 192 | 15 | 1892.052 | 89.49% | 10.28% | 0.2308% | 38.3616 | 0 | 0 | 38.3616 | 0 | 34.9085 | 1.8897 | 18.4731 | 34.9085 | 1.8897 | 18.4731 | 38.7386 | 2.097 | 18.4731 | 2.028% | 0.3939 | 0.38498 | 4803.3522 | 735.2081 | 460.7879 | 3607.3562 | 4815.0548 | 0 | 0 | 4815.0548 | 0.008052%
2027 | 442 | 442-728R | Tier-3 | Tier-3---5 | 5--5 | 763 | 1 | 2907.2477 | 55.16% | 44.36% | 0.4825% | 0.60952 | 0 | 0 | 0.60952 | 0 | 0.55465 | 0.12598 | 4.4027 | 0.55465 | 0.12598 | 4.4027 | 0.61551 | 0.1398 | 4.4027 | 0.02097% | 0.35802 | 0.35788 | 8120.3954 | 853.7381 | 3313.1015 | 3953.5558 | 8121.7798 | 0 | 0 | 8121.7798 | 0.0001279%
2027 | 79 | 79-714R | Tier-3 | Tier-3---9 | 5--4 | 180 | 106 | 903.7514 | 77.92% | 21.67% | 0.4055% | 120.2653 | 0 | 0 | 120.2653 | 0 | 109.4398 | 13.3539 | 8.1954 | 109.4398 | 13.3539 | 8.1954 | 121.4473 | 14.819 | 8.1954 | 13.31% | 0.37772 | 0.31321 | 2392.6757 | 300.8376 | 478.1412 | 1613.6969 | 2501.4696 | 0 | 0 | 2501.4696 | 0.02524%
2027 | 79 | 79-785 | Tier-3 | Tier-3---3 | 5--5 | 427 | 1 | 2480.4804 | 78.86% | 20.81% | 0.3308% | 1.3285 | 0 | 0 | 1.3285 | 0 | 1.2089 | 0.12598 | 9.5959 | 1.2089 | 0.12598 | 9.5959 | 1.3415 | 0.1398 | 9.5959 | 0.05356% | 0.38023 | 0.37997 | 6523.6349 | 955.6486 | 1258.2917 | 4309.6946 | 6524.5723 | 0 | 0 | 6524.5723 | 0.0002788%
2027 | 79 | 79-785 | Tier-3 | Tier-3---3 | 5--5 | 427 | 237 | 2480.4804 | 78.86% | 20.81% | 0.3308% | 314.8481 | 0 | 0 | 314.8481 | 0 | 286.5075 | 29.8572 | 9.5959 | 286.5075 | 29.8572 | 9.5959 | 317.9425 | 33.1331 | 9.5959 | 12.69% | 0.38023 | 0.31903 | 6523.6349 | 955.6486 | 1258.2917 | 4309.6946 | 6788.2213 | 0 | 0 | 6788.2213 | 0.06609%
2027 | 79 | 79-799R | Tier-3 | Tier-3---14 | 5--3 | 116 | 16 | 551.8926 | 84.52% | 14.8% | 0.6835% | 18.6575 | 0 | 0 | 18.6575 | 0 | 16.9781 | 2.0157 | 8.423 | 16.9781 | 2.0157 | 8.423 | 18.8409 | 2.2368 | 8.423 | 3.381% | 0.77068 | 0.73985 | 716.1099 | 80.6305 | 98.909 | 536.5704 | 720.7299 | 0 | 0 | 720.7299 | 0.003916%
2027 | 79 | 79-808R | Tier-3 | Tier-3---3 | 5--5 | 218 | 80 | 2167.6529 | 93.07% | 6.627% | 0.3038% | 214.6979 | 0 | 0 | 214.6979 | 0 | 195.3722 | 10.0784 | 19.3853 | 195.3722 | 10.0784 | 19.3853 | 216.8079 | 11.1842 | 19.3853 | 9.905% | 0.44563 | 0.3982 | 4864.2458 | 733.0646 | 303.7151 | 3827.4661 | 4904.3962 | 0 | 0 | 4904.3962 | 0.04507%
2027 | 157 | 157-189R | Tier-3 | Tier-3---9 | 5--4 | 669 | 307 | 1466.7959 | 72.32% | 26.57% | 1.114% | 141.162 | 0 | 0 | 141.162 | 0 | 128.4555 | 38.6758 | 3.3213 | 128.4555 | 38.6758 | 3.3213 | 142.5493 | 42.9192 | 3.3213 | 9.624% | 0.3705 | 0.32119 | 3959.0061 | 404.1268 | 974.6501 | 2580.2292 | 4127.2491 | 0 | 0 | 4127.2491 | 0.02963%
2027 | 157 | 157-204R | Tier-3 | Tier-3---11 | 5--4 | 213 | 155 | 728.9999 | 94.73% | 4.338% | 0.9356% | 145.7304 | 0 | 0 | 145.7304 | 0 | 132.6127 | 19.5269 | 6.7913 | 132.6127 | 19.5269 | 6.7913 | 147.1626 | 21.6693 | 6.7913 | 19.99% | 0.32777 | 0.2586 | 2224.1461 | 315.248 | 151.9679 | 1756.9302 | 2255.5175 | 0 | 0 | 2255.5175 | 0.03059%
2027 | 157 | 157-207R | Tier-3 | Tier-3---16 | 2--5 | 23 | 20 | 147.8265 | 99.47% | 0% | 0.5328% | 37.0794 | 0 | 0 | 37.0794 | 0 | 33.7417 | 2.5196 | 13.3917 | 33.7417 | 2.5196 | 13.3917 | 37.4438 | 2.796 | 13.3917 | 25.08% | 0.0095404 | 0.0071346 | 15494.7917 | 2131.5652 | 1274.1533 | 12089.0732 | 15522.6286 | 0 | 0 | 15522.6286 | 0.007783%
2027 | 157 | 157-232R | Tier-3 | Tier-3---11 | 5--4 | 250 | 23 | 737.6356 | 80.19% | 18.85% | 0.9654% | 15.7806 | 0 | 0 | 15.7806 | 0 | 14.3602 | 2.8975 | 4.956 | 14.3602 | 2.8975 | 4.956 | 15.9357 | 3.2154 | 4.956 | 2.139% | 0.32167 | 0.31309 | 2293.1426 | 264.1373 | 427.4504 | 1601.5549 | 2305.5975 | 0 | 0 | 2305.5975 | 0.003312%
2027 | 157 | 157-273R | Tier-3 | Tier-3---14 | 5--4 | 173 | 80 | 480.7998 | 81.05% | 17.89% | 1.052% | 52.2614 | 0 | 0 | 52.2614 | 0 | 47.5572 | 10.0784 | 4.7187 | 47.5572 | 10.0784 | 4.7187 | 52.775 | 11.1842 | 4.7187 | 10.87% | 0.32295 | 0.27964 | 1488.7712 | 174.3464 | 278.1483 | 1036.2764 | 1532.4549 | 0 | 0 | 1532.4549 | 0.01097%
2027 | 175 | 175-90R | Tier-3 | Tier-3---9 | 5--5 | 300 | 37 | 894.6693 | 80.29% | 18.79% | 0.921% | 25.6932 | 0 | 0 | 25.6932 | 0 | 23.3804 | 4.6613 | 5.0159 | 23.3804 | 4.6613 | 5.0159 | 25.9457 | 5.1727 | 5.0159 | 2.872% | 0.20491 | 0.19758 | 4366.1148 | 584.0624 | 757.6208 | 3024.4316 | 4398.0315 | 0 | 0 | 4398.0315 | 0.005393%
2027 | 182 | 182-2240F | Tier-2 | Tier-2---2 | 5--5 | 291 | 1 | 1849.4802 | 64.04% | 35.59% | 0.3658% | 1.1803 | 0 | 0 | 1.1803 | 0 | 1.0741 | 0.12598 | 8.5259 | 1.0741 | 0.12598 | 8.5259 | 1.1919 | 0.1398 | 8.5259 | 0.06382% | 0.1455 | 0.14536 | 12710.8197 | 2473.4049 | 4337.8066 | 5899.6082 | 12715.3794 | 0 | 0 | 12715.3794 | 0.0002478%
2027 | 182 | 182-2240F | Tier-2 | Tier-2---2 | 5--5 | 291 | 137 | 1849.4802 | 64.04% | 35.59% | 0.3658% | 161.7056 | 0 | 0 | 161.7056 | 0 | 147.1499 | 17.2592 | 8.5259 | 147.1499 | 17.2592 | 8.5259 | 163.2948 | 19.1529 | 8.5259 | 8.743% | 0.1455 | 0.12564 | 12710.8197 | 2473.4049 | 4337.8066 | 5899.6082 | 13433.5463 | 0 | 0 | 13433.5463 | 0.03394%
2027 | 182 | 182-2250 | Tier-2 | Tier-2---8 | 5--5 | 26 | 16 | 188.3209 | 97.39% | 2.141% | 0.4657% | 32.732 | 0 | 0 | 32.732 | 0 | 29.7857 | 2.0157 | 14.777 | 29.7857 | 2.0157 | 14.777 | 33.0537 | 2.2368 | 14.777 | 17.38% | 0.10496 | 0.086226 | 1794.2707 | 286.1267 | 42.0773 | 1466.0666 | 1804.4303 | 0 | 0 | 1804.4303 | 0.00687%
2027 | 182 | 182-2252R | Tier-2 | Tier-2---5 | 5--5 | 104 | 42 | 437.4034 | 92.58% | 6.861% | 0.5557% | 47.4275 | 0 | 0 | 47.4275 | 0 | 43.1584 | 5.2912 | 8.1567 | 43.1584 | 5.2912 | 8.1567 | 47.8937 | 5.8717 | 8.1567 | 10.84% | 0.11307 | 0.099829 | 3868.3889 | 593.9237 | 259.5961 | 3014.8691 | 3906.4452 | 0 | 0 | 3906.4452 | 0.009955%
2027 | 198 | 198-37R | Tier-2 | Tier-2---9 | 4--5 | 188 | 5 | 225.7204 | 81.18% | 16.94% | 1.877% | 1.4134 | 0 | 0 | 1.4134 | 0 | 1.2861 | 0.6299 | 2.0418 | 1.2861 | 0.6299 | 2.0418 | 1.4273 | 0.69901 | 2.0418 | 0.6262% | 0.030671 | 0.030434 | 7359.4074 | 2410.2174 | 1700.5946 | 3248.5954 | 7370.1704 | 0 | 0 | 7370.1704 | 0.0002967%
2027 | 202 | CB 202 | Tier-2 | Tier-2---16 | 4--3 | 193 | 62 | 63.0384 | 89.89% | 0% | 10.11% | 5.279 | 0 | 0 | 5.279 | 0 | 4.8038 | 7.8107 | 0.61503 | 4.8038 | 7.8107 | 0.61503 | 5.3309 | 8.6677 | 0.61503 | 8.374% | 0.040966 | 0.03715 | 1538.7821 | 188.6374 | 158.7642 | 1191.3805 | 1554.7622 | 0 | 0 | 1554.7622 | 0.001108%
2027 | 206 | 206-1817 | Tier-2 | Tier-2---4 | 4--5 | 413 | 5 | 414.414 | 98.25% | 0% | 1.752% | 1.4295 | 0 | 0 | 1.4295 | 0 | 1.3008 | 0.6299 | 2.0651 | 1.3008 | 0.6299 | 2.0651 | 1.4435 | 0.69901 | 2.0651 | 0.3449% | 0.038208 | 0.038074 | 10846.319 | 1742.1104 | 241.9911 | 8862.2175 | 10846.9886 | 0 | 0 | 10846.9886 | 0.0003%
2027 | 211 | 211-312R | Tier-2 | Tier-2---8 | 5--3 | 420 | 24 | 754.0624 | 63.09% | 35.39% | 1.526% | 7.8832 | 0 | 0 | 7.8832 | 0 | 7.1736 | 3.0235 | 2.3726 | 7.1736 | 3.0235 | 2.3726 | 7.9607 | 3.3552 | 2.3726 | 1.045% | 0.39031 | 0.38384 | 1931.9795 | 162.2508 | 643.7527 | 1125.9761 | 1943.9968 | 0 | 0 | 1943.9968 | 0.001655%
2027 | 212 | 212-773R | Tier-2 | Tier-2---5 | 5--4 | 297 | 13 | 677.1103 | 83.18% | 15.77% | 1.046% | 7.1495 | 0 | 0 | 7.1495 | 0 | 6.5059 | 1.6377 | 3.9725 | 6.5059 | 1.6377 | 3.9725 | 7.2197 | 1.8174 | 3.9725 | 1.056% | 0.19881 | 0.19629 | 3405.7885 | 402.585 | 522.8709 | 2480.3327 | 3413.1527 | 0 | 0 | 3413.1527 | 0.001501%
2027 | 214 | 214-613R | Tier-3 | Tier-3---14 | 5--3 | 196 | 71 | 480.8617 | 49.89% | 49.25% | 0.8586% | 25.2008 | 0 | 0 | 25.2008 | 0 | 22.9324 | 8.9446 | 2.5638 | 22.9324 | 8.9446 | 2.5638 | 25.4485 | 9.9259 | 2.5638 | 5.241% | 0.43289 | 0.38741 | 1110.8228 | 86.441 | 501.4412 | 522.9406 | 1176.1645 | 0 | 0 | 1176.1645 | 0.00529%
2027 | 220 | 220-294R | Tier-3 | Tier-3---14 | 5--3 | 328 | 28 | 720.9399 | 58.97% | 39.92% | 1.12% | 10.5239 | 0 | 0 | 10.5239 | 0 | 9.5766 | 3.5274 | 2.7149 | 9.5766 | 3.5274 | 2.7149 | 10.6273 | 3.9145 | 2.7149 | 1.46% | 0.44397 | 0.43298 | 1623.8364 | 124.0259 | 599.3861 | 900.4244 | 1640.7511 | 0 | 0 | 1640.7511 | 0.002209%
2027 | 223 | 223-536R | Tier-2 | Tier-2---19 | 1--4 | 8 | 5 | 4.8357 | 94.16% | 0% | 5.835% | 0.82532 | 0 | 0 | 0.82532 | 0 | 0.75103 | 0.6299 | 1.1923 | 0.75103 | 0.6299 | 1.1923 | 0.83343 | 0.69901 | 1.1923 | 17.07% | 0.0018852 | 0.0015435 | 2565.0639 | 388.8234 | 137.2862 | 2038.9544 | 2598.1999 | 0 | 0 | 2598.1999 | 0.0001732%
2027 | 230 | 230-1008R | Tier-2 | Tier-2---16 | 4--3 | 9 | 3 | 29.9584 | 96.46% | 2.54% | 0.9994% | 2.7935 | 0 | 0 | 2.7935 | 0 | 2.542 | 0.37794 | 6.726 | 2.542 | 0.37794 | 6.726 | 2.8209 | 0.41941 | 6.726 | 9.325% | 0.055697 | 0.050313 | 537.8829 | 82.2553 | 33.2931 | 422.3344 | 539.9201 | 0 | 0 | 539.9201 | 0.0005864%
2027 | 230 | 230-127AE | Tier-2 | Tier-2---7 | 5--5 | 269 | 1 | 422.4651 | 76.79% | 21.48% | 1.73% | 0.34972 | 0 | 0 | 0.34972 | 0 | 0.31824 | 0.12598 | 2.5261 | 0.31824 | 0.12598 | 2.5261 | 0.35316 | 0.1398 | 2.5261 | 0.08278% | 0.093988 | 0.093887 | 4494.8739 | 563.2432 | 960.6446 | 2970.9861 | 4495.9999 | 0 | 0 | 4495.9999 | 7.341e-05%
2027 | 230 | 230-127AE | Tier-2 | Tier-2---7 | 5--5 | 269 | 161 | 422.4651 | 76.79% | 21.48% | 1.73% | 56.3054 | 0 | 0 | 56.3054 | 0 | 51.2371 | 20.2827 | 2.5261 | 51.2371 | 20.2827 | 2.5261 | 56.8587 | 22.5081 | 2.5261 | 13.33% | 0.093988 | 0.077675 | 4494.8739 | 563.2432 | 960.6446 | 2970.9861 | 4714.0105 | 0 | 0 | 4714.0105 | 0.01182%
2027 | 230 | 230-133AE | Tier-2 | Tier-2---6 | 5--5 | 328 | 221 | 947.6516 | 88.55% | 10.64% | 0.8078% | 163.9694 | 0 | 0 | 163.9694 | 0 | 149.2099 | 27.8415 | 5.3593 | 149.2099 | 27.8415 | 5.3593 | 165.5809 | 30.8962 | 5.3593 | 17.3% | 0.095565 | 0.076892 | 9916.3461 | 1445.4329 | 1050.4793 | 7420.4339 | 10192.0361 | 0 | 0 | 10192.0361 | 0.03442%
2027 | 230 | 230-1586R | Tier-2 | Tier-2---7 | 4--5 | 245 | 157 | 476.4865 | 62.01% | 36.72% | 1.273% | 54.9083 | 0 | 0 | 54.9083 | 0 | 49.9658 | 19.7788 | 2.5262 | 49.9658 | 19.7788 | 2.5262 | 55.4479 | 21.9489 | 2.5262 | 11.52% | 0.084625 | 0.068899 | 5630.5637 | 561.1393 | 2038.0856 | 3031.3388 | 6118.8233 | 0 | 0 | 6118.8233 | 0.01153%
2027 | 230 | 230-1606R | Tier-2 | Tier-2---11 | 4--4 | 71 | 6 | 185.0767 | 40.42% | 58.67% | 0.9045% | 1.8335 | 0 | 0 | 1.8335 | 0 | 1.6684 | 0.75588 | 2.2073 | 1.6684 | 0.75588 | 2.2073 | 1.8515 | 0.83881 | 2.2073 | 0.9906% | 0.062818 | 0.061279 | 2946.2367 | 194.5466 | 1610.7155 | 1140.9746 | 2990.3341 | 0 | 0 | 2990.3341 | 0.0003848%
2027 | 230 | 230-181 | Tier-2 | Tier-2---9 | 4--4 | 52 | 3 | 148.8171 | 90.62% | 8.321% | 1.055% | 2.2564 | 0 | 0 | 2.2564 | 0 | 2.0533 | 0.37794 | 5.4328 | 2.0533 | 0.37794 | 5.4328 | 2.2786 | 0.41941 | 5.4328 | 1.516% | 0.063241 | 0.062183 | 2353.1666 | 304.6061 | 482.4063 | 1566.1542 | 2356.9207 | 0 | 0 | 2356.9207 | 0.0004736%
2027 | 230 | 230-181 | Tier-2 | Tier-2---9 | 4--4 | 52 | 25 | 148.8171 | 90.62% | 8.321% | 1.055% | 18.8032 | 0 | 0 | 18.8032 | 0 | 17.1106 | 3.1495 | 5.4328 | 17.1106 | 3.1495 | 5.4328 | 18.988 | 3.4951 | 5.4328 | 12.64% | 0.063241 | 0.054424 | 2353.1666 | 304.6061 | 482.4063 | 1566.1542 | 2388.9111 | 0 | 0 | 2388.9111 | 0.003947%
2027 | 1235 | CB 1235 | Tier-2 | Tier-2---6 | 4--5 | 622 | 5 | 1038.4291 | 94.32% | 4.296% | 1.381% | 2.2834 | 0 | 0 | 2.2834 | 0 | 2.0778 | 0.6299 | 3.2987 | 2.0778 | 0.6299 | 3.2987 | 2.3058 | 0.69901 | 3.2987 | 0.2199% | 0.082825 | 0.082632 | 12537.6589 | 2179.7945 | 762.6013 | 9595.263 | 12539.3219 | 0 | 0 | 12539.3219 | 0.0004793%
2027 | 230 | 230-2060R | Tier-2 | Tier-2---4 | 4--5 | 236 | 183 | 578.2503 | 86.36% | 12.53% | 1.105% | 112.2981 | 0 | 0 | 112.2981 | 0 | 102.1897 | 23.0543 | 4.4326 | 102.1897 | 23.0543 | 4.4326 | 113.4017 | 25.5838 | 4.4326 | 19.42% | 0.088414 | 0.068532 | 6540.2273 | 927.2098 | 823.7907 | 4789.2268 | 6799.0061 | 0 | 0 | 6799.0061 | 0.02357%
2027 | 230 | 230-2067 | Tier-2 | Tier-2---16 | 4--3 | 6 | 1 | 24.6544 | 66.14% | 33% | 0.8592% | 0.78818 | 0 | 0 | 0.78818 | 0 | 0.71723 | 0.12598 | 5.6932 | 0.71723 | 0.12598 | 5.6932 | 0.79592 | 0.1398 | 5.6932 | 3.197% | 0.054619 | 0.051979 | 451.389 | 49.4904 | 139.1284 | 262.7702 | 459.1509 | 0 | 0 | 459.1509 | 0.0001654%
2027 | 230 | 230-2067 | Tier-2 | Tier-2---16 | 4--3 | 6 | 1 | 24.6544 | 66.14% | 33% | 0.8592% | 0.78818 | 0 | 0 | 0.78818 | 0 | 0.71723 | 0.12598 | 5.6932 | 0.71723 | 0.12598 | 5.6932 | 0.79592 | 0.1398 | 5.6932 | 3.197% | 0.054619 | 0.051979 | 451.389 | 49.4904 | 139.1284 | 262.7702 | 459.1509 | 0 | 0 | 459.1509 | 0.0001654%
2027 | 230 | 230-2067 | Tier-2 | Tier-2---16 | 4--3 | 6 | 4 | 24.6544 | 66.14% | 33% | 0.8592% | 3.1527 | 0 | 0 | 3.1527 | 0 | 2.8689 | 0.50392 | 5.6932 | 2.8689 | 0.50392 | 5.6932 | 3.1837 | 0.55921 | 5.6932 | 12.79% | 0.054619 | 0.044059 | 451.389 | 49.4904 | 139.1284 | 262.7702 | 488.0174 | 0 | 0 | 488.0174 | 0.0006618%
2027 | 230 | 230-371AE | Tier-2 | Tier-2---13 | 4--3 | 41 | 14 | 66.0989 | 47.04% | 51.57% | 1.387% | 3.0792 | 0 | 0 | 3.0792 | 0 | 2.802 | 1.7637 | 1.5887 | 2.802 | 1.7637 | 1.5887 | 3.1095 | 1.9572 | 1.5887 | 4.658% | 0.059006 | 0.053163 | 1120.2069 | 86.6285 | 524.1056 | 509.4728 | 1185.4066 | 0 | 0 | 1185.4066 | 0.0006463%
2027 | 1235 | CB 1235 | Tier-2 | Tier-2---6 | 4--5 | 622 | 1 | 1038.4291 | 94.32% | 4.296% | 1.381% | 0.45667 | 0 | 0 | 0.45667 | 0 | 0.41556 | 0.12598 | 3.2987 | 0.41556 | 0.12598 | 3.2987 | 0.46116 | 0.1398 | 3.2987 | 0.04398% | 0.082825 | 0.082786 | 12537.6589 | 2179.7945 | 762.6013 | 9595.263 | 12537.9909 | 0 | 0 | 12537.9909 | 9.586e-05%
2027 | 230 | CB 230 | Tier-2 | Tier-2---14 | 1--5 | 12 | 3 | 37.0692 | 98.96% | 0% | 1.045% | 2.6594 | 0 | 0 | 2.6594 | 0 | 2.4201 | 0.37794 | 6.4033 | 2.4201 | 0.37794 | 6.4033 | 2.6856 | 0.41941 | 6.4033 | 7.174% | 0.0025822 | 0.002395 | 14355.6795 | 1973.4751 | 2354.5204 | 10027.684 | 14367.4004 | 0 | 0 | 14367.4004 | 0.0005582%
2027 | 231 | 231-1136R | Tier-2 | Tier-2---7 | 4--5 | 357 | 1 | 532.5953 | 91.49% | 6.883% | 1.625% | 0.39583 | 0 | 0 | 0.39583 | 0 | 0.3602 | 0.12598 | 2.8592 | 0.3602 | 0.12598 | 2.8592 | 0.39972 | 0.1398 | 2.8592 | 0.07432% | 0.054655 | 0.05461 | 9744.7482 | 1528.1869 | 1244.2736 | 6972.2877 | 9745.4222 | 0 | 0 | 9745.4222 | 8.309e-05%
2027 | 231 | 231-1136R | Tier-2 | Tier-2---7 | 4--5 | 357 | 108 | 532.5953 | 91.49% | 6.883% | 1.625% | 42.75 | 0 | 0 | 42.75 | 0 | 38.9019 | 13.6058 | 2.8592 | 38.9019 | 13.6058 | 2.8592 | 43.1701 | 15.0986 | 2.8592 | 8.027% | 0.054655 | 0.04986 | 9744.7482 | 1528.1869 | 1244.2736 | 6972.2877 | 9824.4754 | 0 | 0 | 9824.4754 | 0.008973%
2027 | 231 | 231-1635R | Tier-2 | Tier-2---4 | 5--5 | 862 | 429 | 1024.1696 | 93.53% | 4.422% | 2.048% | 138.2524 | 0 | 0 | 138.2524 | 0 | 125.8078 | 54.0453 | 2.3278 | 125.8078 | 54.0453 | 2.3278 | 139.6111 | 59.9751 | 2.3278 | 13.5% | 0.11648 | 0.099666 | 8792.8912 | 1469.9696 | 598.2137 | 6724.7079 | 8888.8425 | 0 | 0 | 8888.8425 | 0.02902%
2027 | 231 | CB 231 | Tier-2 | Tier-2---7 | 4--5 | 260 | 50 | 416.5176 | 95.81% | 2.821% | 1.365% | 22.2566 | 0 | 0 | 22.2566 | 0 | 20.2532 | 6.299 | 3.2153 | 20.2532 | 6.299 | 3.2153 | 22.4754 | 6.9901 | 3.2153 | 5.344% | 0.037573 | 0.035477 | 11085.6737 | 1859.8233 | 754.4202 | 8471.4303 | 11113.0782 | 0 | 0 | 11113.0782 | 0.004672%
2027 | 232 | 232-40AE | Tier-2 | Tier-2---19 | 2--3 | 5 | 4 | 11.1503 | 0.2712% | 98.76% | 0.9657% | 0.007016 | 0 | 0 | 0.007016 | 0 | 0.0063845 | 0.50392 | 0.01267 | 0.0063845 | 0.50392 | 0.01267 | 0.007085 | 0.55921 | 0.01267 | 0.06292% | 0.0059544 | 0.004573 | 1872.6196 | 2.8979 | 1701.602 | 168.1196 | 2436.7725 | 0 | 0 | 2436.7725 | 1.473e-06%
2027 | 232 | CB 232 | Tier-2 | Tier-2---7 | 4--5 | 259 | 65 | 300.2122 | 85.96% | 12.43% | 1.615% | 18.7814 | 0 | 0 | 18.7814 | 0 | 17.0908 | 8.1887 | 2.0871 | 17.0908 | 8.1887 | 2.0871 | 18.966 | 9.0871 | 2.0871 | 6.256% | 0.029023 | 0.026911 | 10343.7991 | 1418.351 | 1554.0747 | 7371.3734 | 10457.8056 | 0 | 0 | 10457.8056 | 0.003942%
2027 | 233 | 233-123R | Tier-2 | Tier-2---4 | 4--5 | 412 | 64 | 528.7545 | 93.49% | 4.613% | 1.898% | 22.2687 | 0 | 0 | 22.2687 | 0 | 20.2642 | 8.0627 | 2.5133 | 20.2642 | 8.0627 | 2.5133 | 22.4875 | 8.9473 | 2.5133 | 4.212% | 0.06125 | 0.058491 | 8632.6707 | 1309.838 | 600.1971 | 6722.6355 | 8659.1868 | 0 | 0 | 8659.1868 | 0.004674%
2027 | 233 | 233-41R | Tier-2 | Tier-2---9 | 4--5 | 273 | 57 | 183.353 | 90.69% | 5.205% | 4.101% | 10.0688 | 0 | 0 | 10.0688 | 0 | 9.1625 | 7.1808 | 1.276 | 9.1625 | 7.1808 | 1.276 | 10.1677 | 7.9687 | 1.276 | 5.491% | 0.044487 | 0.041793 | 4121.4954 | 626.0879 | 496.8097 | 2998.5978 | 4146.2157 | 0 | 0 | 4146.2157 | 0.002113%
2027 | 233 | 233-86F | Tier-2 | Tier-2---8 | 5--5 | 412 | 60 | 706.2331 | 54.32% | 44.07% | 1.616% | 16.2003 | 0 | 0 | 16.2003 | 0 | 14.742 | 7.5588 | 1.9503 | 14.742 | 7.5588 | 1.9503 | 16.3595 | 8.3881 | 1.9503 | 2.294% | 0.1204 | 0.11531 | 5865.9084 | 518.326 | 2449.0121 | 2898.5703 | 5984.0759 | 0 | 0 | 5984.0759 | 0.0034%
2027 | 233 | CB 233 | Tier-2 | Tier-2---4 | 4--5 | 613 | 161 | 763.9567 | 93.34% | 4.903% | 1.762% | 54.3097 | 0 | 0 | 54.3097 | 0 | 49.421 | 20.2827 | 2.4366 | 49.421 | 20.2827 | 2.4366 | 54.8434 | 22.5081 | 2.4366 | 7.109% | 0.075451 | 0.069704 | 10125.1756 | 1595.7447 | 1194.5405 | 7334.8905 | 10180.8131 | 0 | 0 | 10180.8131 | 0.0114%
2027 | 234 | 234-48R | Tier-2 | Tier-2---4 | 4--5 | 334 | 1 | 716.3442 | 96.34% | 2.639% | 1.021% | 0.59921 | 0 | 0 | 0.59921 | 0 | 0.54527 | 0.12598 | 4.3283 | 0.54527 | 0.12598 | 4.3283 | 0.6051 | 0.1398 | 4.3283 | 0.08365% | 0.047931 | 0.04789 | 14945.1963 | 2921.5226 | 549.3325 | 11474.3413 | 14945.6717 | 0 | 0 | 14945.6717 | 0.0001258%
2027 | 234 | 234-48R | Tier-2 | Tier-2---4 | 4--5 | 334 | 154 | 716.3442 | 96.34% | 2.639% | 1.021% | 92.2785 | 0 | 0 | 92.2785 | 0 | 83.9722 | 19.4009 | 4.3283 | 83.9722 | 19.4009 | 4.3283 | 93.1855 | 21.5295 | 4.3283 | 12.88% | 0.047931 | 0.041522 | 14945.1963 | 2921.5226 | 549.3325 | 11474.3413 | 15029.6251 | 0 | 0 | 15029.6251 | 0.01937%
2027 | 234 | CB 234 | Tier-2 | Tier-2---4 | 4--5 | 352 | 94 | 535.5214 | 93.25% | 5.438% | 1.313% | 38.6726 | 0 | 0 | 38.6726 | 0 | 35.1915 | 11.8421 | 2.9717 | 35.1915 | 11.8421 | 2.9717 | 39.0526 | 13.1414 | 2.9717 | 7.221% | 0.044658 | 0.0412 | 11991.611 | 2064.9333 | 958.1122 | 8968.5654 | 12059.5707 | 0 | 0 | 12059.5707 | 0.008117%
2027 | 239 | 239-2217R | Tier-3 | Tier-3---16 | 4--4 | 108 | 11 | 444.3449 | 30.41% | 68.9% | 0.6851% | 3.9916 | 0 | 0 | 3.9916 | 0 | 3.6323 | 1.3858 | 2.6211 | 3.6323 | 1.3858 | 2.6211 | 4.0308 | 1.5378 | 2.6211 | 0.8983% | 0.073205 | 0.071043 | 6069.8378 | 288.4259 | 3924.7521 | 1856.6598 | 6198.3947 | 0 | 0 | 6198.3947 | 0.0008378%
2027 | 240 | 240-1028R | Tier-2 | Tier-2---9 | 4--5 | 165 | 99 | 195.1953 | 90.44% | 7.788% | 1.769% | 30.7177 | 0 | 0 | 30.7177 | 0 | 27.9527 | 12.472 | 2.2412 | 27.9527 | 12.472 | 2.2412 | 31.0196 | 13.8404 | 2.2412 | 15.74% | 0.045174 | 0.037314 | 4320.9466 | 718.78 | 412.5342 | 3189.6324 | 4407.9455 | 0 | 0 | 4407.9455 | 0.006448%
2027 | 240 | 240-1044 | Tier-3 | Tier-3---16 | 4--4 | 71 | 40 | 119.2796 | 91.6% | 7.213% | 1.188% | 17.8508 | 0 | 0 | 17.8508 | 0 | 16.2439 | 5.0392 | 3.2235 | 16.2439 | 5.0392 | 3.2235 | 18.0262 | 5.5921 | 3.2235 | 14.97% | 0.076308 | 0.063841 | 1563.1261 | 243.3751 | 155.5211 | 1164.2298 | 1588.7708 | 0 | 0 | 1588.7708 | 0.003747%
2027 | 240 | 240-1148 | Tier-3 | Tier-3---17 | 4--4 | 75 | 64 | 81.4187 | 85.86% | 11.44% | 2.706% | 17.2986 | 0 | 0 | 17.2986 | 0 | 15.7415 | 8.0627 | 1.9524 | 15.7415 | 8.0627 | 1.9524 | 17.4686 | 8.9473 | 1.9524 | 21.25% | 0.037482 | 0.028207 | 2172.1964 | 294.7676 | 257.633 | 1619.7958 | 2273.2305 | 0 | 0 | 2273.2305 | 0.003631%
2027 | 240 | 240-2004R | Tier-3 | Tier-3---12 | 5--5 | 623 | 46 | 772.9985 | 88.27% | 9.933% | 1.797% | 14.6103 | 0 | 0 | 14.6103 | 0 | 13.2952 | 5.7951 | 2.2942 | 13.2952 | 5.7951 | 2.2942 | 14.7539 | 6.4309 | 2.2942 | 1.89% | 0.095775 | 0.093725 | 8070.9504 | 1314.8813 | 873.0539 | 5883.0151 | 8091.666 | 0 | 0 | 8091.666 | 0.003067%
2027 | 240 | 240-2004R | Tier-3 | Tier-3---12 | 5--5 | 623 | 317 | 772.9985 | 88.27% | 9.933% | 1.797% | 100.6839 | 0 | 0 | 100.6839 | 0 | 91.621 | 39.9356 | 2.2942 | 91.621 | 39.9356 | 2.2942 | 101.6735 | 44.3172 | 2.2942 | 13.03% | 0.095775 | 0.081643 | 8070.9504 | 1314.8813 | 873.0539 | 5883.0151 | 8234.8335 | 0 | 0 | 8234.8335 | 0.02113%
2027 | 242 | 242-1426F | Tier-2 | Tier-2---10 | 5--4 | 117 | 1 | 427.3794 | 25.24% | 74.25% | 0.5092% | 0.26741 | 0 | 0 | 0.26741 | 0 | 0.24334 | 0.12598 | 1.9316 | 0.24334 | 0.12598 | 1.9316 | 0.27004 | 0.1398 | 1.9316 | 0.06257% | 0.10724 | 0.10698 | 3985.1049 | 204.0417 | 2738.8493 | 1042.2139 | 3992.5073 | 0 | 0 | 3992.5073 | 5.613e-05%
2027 | 248 | CB 248 | Tier-2 | Tier-2---9 | 3--5 | 136 | 41 | 152.3893 | 96.93% | 0% | 3.073% | 12.9134 | 0 | 0 | 12.9134 | 0 | 11.7511 | 5.1652 | 2.2751 | 11.7511 | 5.1652 | 2.2751 | 13.0404 | 5.7319 | 2.2751 | 8.474% | 0.01881 | 0.017166 | 8101.4189 | 1342.8535 | 227.2912 | 6531.2742 | 8125.2694 | 0 | 0 | 8125.2694 | 0.002711%
2027 | 240 | 240-2006R | Tier-3 | Tier-3---12 | 4--5 | 269 | 189 | 539.6343 | 93.67% | 5.127% | 1.207% | 102.9888 | 0 | 0 | 102.9888 | 0 | 93.7184 | 23.8102 | 3.9361 | 93.7184 | 23.8102 | 3.9361 | 104.001 | 26.4226 | 3.9361 | 19.08% | 0.06999 | 0.055729 | 7710.1411 | 1171.5655 | 451.3222 | 6087.2534 | 7835.1056 | 0 | 0 | 7835.1056 | 0.02162%
2027 | 240 | 240-2032R | Tier-3 | Tier-3---12 | 5--5 | 344 | 264 | 650.049 | 82.45% | 16.15% | 1.395% | 119.2886 | 0 | 0 | 119.2886 | 0 | 108.551 | 33.2587 | 3.2638 | 108.551 | 33.2587 | 3.2638 | 120.461 | 36.9077 | 3.2638 | 18.35% | 0.12278 | 0.095452 | 5294.5591 | 720.5691 | 843.0129 | 3730.977 | 5560.5059 | 0 | 0 | 5560.5059 | 0.02504%
2027 | 240 | CB 240 | Tier-2 | Tier-2---9 | 4--5 | 238 | 2 | 222.9994 | 87.14% | 10.79% | 2.065% | 0.47356 | 0 | 0 | 0.47356 | 0 | 0.43093 | 0.25196 | 1.7103 | 0.43093 | 0.25196 | 1.7103 | 0.47821 | 0.2796 | 1.7103 | 0.2124% | 0.048511 | 0.048392 | 4596.922 | 825.8016 | 739.2506 | 3031.8699 | 4598.3662 | 0 | 0 | 4598.3662 | 9.94e-05%
2027 | 240 | CB 240 | Tier-2 | Tier-2---9 | 4--5 | 238 | 22 | 222.9994 | 87.14% | 10.79% | 2.065% | 5.2091 | 0 | 0 | 5.2091 | 0 | 4.7402 | 2.7716 | 1.7103 | 4.7402 | 2.7716 | 1.7103 | 5.2603 | 3.0756 | 1.7103 | 2.336% | 0.048511 | 0.04721 | 4596.922 | 825.8016 | 739.2506 | 3031.8699 | 4613.2057 | 0 | 0 | 4613.2057 | 0.001093%
2027 | 240 | CB 240 | Tier-2 | Tier-2---9 | 4--5 | 238 | 82 | 222.9994 | 87.14% | 10.79% | 2.065% | 19.4159 | 0 | 0 | 19.4159 | 0 | 17.6682 | 10.3303 | 1.7103 | 17.6682 | 10.3303 | 1.7103 | 19.6067 | 11.4638 | 1.7103 | 8.707% | 0.048511 | 0.043664 | 4596.922 | 825.8016 | 739.2506 | 3031.8699 | 4662.5454 | 0 | 0 | 4662.5454 | 0.004075%
2027 | 242 | CB 242 | Tier-2 | Tier-2---11 | 5--3 | 87 | 1 | 207.8863 | 31.82% | 66.99% | 1.182% | 0.22052 | 0 | 0 | 0.22052 | 0 | 0.20067 | 0.12598 | 1.5929 | 0.20067 | 0.12598 | 1.5929 | 0.22269 | 0.1398 | 1.5929 | 0.1061% | 0.1014 | 0.10107 | 2050.064 | 80.1099 | 1437.2921 | 532.662 | 2054.7385 | 0 | 0 | 2054.7385 | 4.629e-05%
2027 | 248 | CB 248 | Tier-2 | Tier-2---9 | 3--5 | 136 | 12 | 152.3893 | 96.93% | 0% | 3.073% | 3.7795 | 0 | 0 | 3.7795 | 0 | 3.4393 | 1.5118 | 2.2751 | 3.4393 | 1.5118 | 2.2751 | 3.8167 | 1.6776 | 2.2751 | 2.48% | 0.01881 | 0.018329 | 8101.4189 | 1342.8535 | 227.2912 | 6531.2742 | 8107.9565 | 0 | 0 | 8107.9565 | 0.0007933%
2027 | 242 | 242-1426F | Tier-2 | Tier-2---10 | 5--4 | 117 | 55 | 427.3794 | 25.24% | 74.25% | 0.5092% | 14.7078 | 0 | 0 | 14.7078 | 0 | 13.3839 | 6.9289 | 1.9316 | 13.3839 | 6.9289 | 1.9316 | 14.8524 | 7.6891 | 1.9316 | 3.441% | 0.10724 | 0.092624 | 3985.1049 | 204.0417 | 2738.8493 | 1042.2139 | 4455.3343 | 0 | 0 | 4455.3343 | 0.003087%
2027 | 242 | 242-1427F | Tier-2 | Tier-2---20 | 5--1 | 5 | 3 | 9.9641 | 28.96% | 70.38% | 0.6624% | 0.50205 | 0 | 0 | 0.50205 | 0 | 0.45686 | 0.37794 | 1.2088 | 0.45686 | 0.37794 | 1.2088 | 0.50698 | 0.41941 | 1.2088 | 5.039% | 0.096908 | 0.080046 | 102.8209 | 5.0667 | 61.0208 | 36.7333 | 118.2085 | 0 | 0 | 118.2085 | 0.0001054%
2027 | 240 | CB 240 | Tier-2 | Tier-2---9 | 4--5 | 238 | 2 | 222.9994 | 87.14% | 10.79% | 2.065% | 0.47356 | 0 | 0 | 0.47356 | 0 | 0.43093 | 0.25196 | 1.7103 | 0.43093 | 0.25196 | 1.7103 | 0.47821 | 0.2796 | 1.7103 | 0.2124% | 0.048511 | 0.048392 | 4596.922 | 825.8016 | 739.2506 | 3031.8699 | 4598.3662 | 0 | 0 | 4598.3662 | 9.94e-05%
2027 | 242 | CB 242 | Tier-2 | Tier-2---11 | 5--3 | 87 | 1 | 207.8863 | 31.82% | 66.99% | 1.182% | 0.22052 | 0 | 0 | 0.22052 | 0 | 0.20067 | 0.12598 | 1.5929 | 0.20067 | 0.12598 | 1.5929 | 0.22269 | 0.1398 | 1.5929 | 0.1061% | 0.1014 | 0.10107 | 2050.064 | 80.1099 | 1437.2921 | 532.662 | 2054.7385 | 0 | 0 | 2054.7385 | 4.629e-05%
2027 | 242 | CB 242 | Tier-2 | Tier-2---11 | 5--3 | 87 | 33 | 207.8863 | 31.82% | 66.99% | 1.182% | 7.2772 | 0 | 0 | 7.2772 | 0 | 6.6222 | 4.1573 | 1.5929 | 6.6222 | 4.1573 | 1.5929 | 7.3488 | 4.6135 | 1.5929 | 3.501% | 0.1014 | 0.09025 | 2050.064 | 80.1099 | 1437.2921 | 532.662 | 2222.8087 | 0 | 0 | 2222.8087 | 0.001527%
2027 | 244 | CB 244 | Tier-2 | Tier-2---14 | 4--4 | 197 | 16 | 218.1664 | 17.26% | 81.28% | 1.461% | 0.88702 | 0 | 0 | 0.88702 | 0 | 0.80717 | 2.0157 | 0.40045 | 0.80717 | 2.0157 | 0.40045 | 0.89573 | 2.2368 | 0.40045 | 0.4066% | 0.040668 | 0.039711 | 5364.5179 | 74.3952 | 4565.48 | 724.6427 | 5471.5807 | 0 | 0 | 5471.5807 | 0.0001862%
2027 | 246 | 246-34R | Tier-3 | Tier-3---12 | 4--5 | 436 | 185 | 673.2377 | 73.17% | 25.57% | 1.264% | 60.6142 | 0 | 0 | 60.6142 | 0 | 55.1581 | 23.3063 | 2.3667 | 55.1581 | 23.3063 | 2.3667 | 61.2099 | 25.8634 | 2.3667 | 9.003% | 0.070488 | 0.061814 | 9551.097 | 1283.5559 | 2416.0529 | 5851.4883 | 9910.6894 | 0 | 0 | 9910.6894 | 0.01272%
2027 | 246 | CB 246 | Tier-2 | Tier-2---7 | 4--5 | 303 | 1 | 397.8494 | 64.68% | 33.47% | 1.858% | 0.24627 | 0 | 0 | 0.24627 | 0 | 0.2241 | 0.12598 | 1.7789 | 0.2241 | 0.12598 | 1.7789 | 0.24869 | 0.1398 | 1.7789 | 0.0619% | 0.066431 | 0.066368 | 5988.8765 | 880.2356 | 2229.0372 | 2879.6037 | 5990.9032 | 0 | 0 | 5990.9032 | 5.169e-05%
2027 | 247 | CB 247 | Tier-2 | Tier-2---12 | 4--4 | 90 | 1 | 172.2064 | 35.95% | 62.53% | 1.527% | 0.19947 | 0 | 0 | 0.19947 | 0 | 0.18151 | 0.12598 | 1.4408 | 0.18151 | 0.12598 | 1.4408 | 0.20143 | 0.1398 | 1.4408 | 0.1158% | 0.038566 | 0.038442 | 4465.2144 | 298.159 | 2868.7773 | 1298.2781 | 4474.46 | 0 | 0 | 4474.46 | 4.187e-05%
2027 | 247 | 247-46 | Tier-3 | Tier-3---16 | 4--5 | 227 | 139 | 297.9922 | 66.6% | 32.06% | 1.34% | 35.2413 | 0 | 0 | 35.2413 | 0 | 32.0691 | 17.5112 | 1.8313 | 32.0691 | 17.5112 | 1.8313 | 35.5876 | 19.4325 | 1.8313 | 11.83% | 0.045228 | 0.037197 | 6588.6081 | 720.5327 | 2027.5414 | 3840.534 | 7063.7908 | 0 | 0 | 7063.7908 | 0.007397%
2027 | 246 | CB 246 | Tier-2 | Tier-2---7 | 4--5 | 303 | 2 | 397.8494 | 64.68% | 33.47% | 1.858% | 0.49254 | 0 | 0 | 0.49254 | 0 | 0.44821 | 0.25196 | 1.7789 | 0.44821 | 0.25196 | 1.7789 | 0.49738 | 0.2796 | 1.7789 | 0.1238% | 0.066431 | 0.066304 | 5988.8765 | 880.2356 | 2229.0372 | 2879.6037 | 5992.9338 | 0 | 0 | 5992.9338 | 0.0001034%
2027 | 247 | CB 247 | Tier-2 | Tier-2---12 | 4--4 | 90 | 5 | 172.2064 | 35.95% | 62.53% | 1.527% | 0.99733 | 0 | 0 | 0.99733 | 0 | 0.90756 | 0.6299 | 1.4408 | 0.90756 | 0.6299 | 1.4408 | 1.0071 | 0.69901 | 1.4408 | 0.5792% | 0.038566 | 0.037945 | 4465.2144 | 298.159 | 2868.7773 | 1298.2781 | 4512.0481 | 0 | 0 | 4512.0481 | 0.0002093%
2027 | 247 | CB 247 | Tier-2 | Tier-2---12 | 4--4 | 90 | 11 | 172.2064 | 35.95% | 62.53% | 1.527% | 2.1941 | 0 | 0 | 2.1941 | 0 | 1.9966 | 1.3858 | 1.4408 | 1.9966 | 1.3858 | 1.4408 | 2.2157 | 1.5378 | 1.4408 | 1.274% | 0.038566 | 0.037199 | 4465.2144 | 298.159 | 2868.7773 | 1298.2781 | 4570.3139 | 0 | 0 | 4570.3139 | 0.0004606%
2027 | 240 | CB 240 | Tier-2 | Tier-2---9 | 4--5 | 238 | 6 | 222.9994 | 87.14% | 10.79% | 2.065% | 1.4207 | 0 | 0 | 1.4207 | 0 | 1.2928 | 0.75588 | 1.7103 | 1.2928 | 0.75588 | 1.7103 | 1.4346 | 0.83881 | 1.7103 | 0.6371% | 0.048511 | 0.048156 | 4596.922 | 825.8016 | 739.2506 | 3031.8699 | 4601.2758 | 0 | 0 | 4601.2758 | 0.0002982%
2027 | 248 | CB 248 | Tier-2 | Tier-2---9 | 3--5 | 136 | 9 | 152.3893 | 96.93% | 0% | 3.073% | 2.8347 | 0 | 0 | 2.8347 | 0 | 2.5795 | 1.1338 | 2.2751 | 2.5795 | 1.1338 | 2.2751 | 2.8625 | 1.2582 | 2.2751 | 1.86% | 0.01881 | 0.018449 | 8101.4189 | 1342.8535 | 227.2912 | 6531.2742 | 8106.2901 | 0 | 0 | 8106.2901 | 0.000595%
2027 | 252 | 252-129 | Tier-2 | Tier-2---18 | 3--3 | 98 | 54 | 18.3528 | 64.84% | 17.74% | 17.42% | 1.9016 | 0 | 0 | 1.9016 | 0 | 1.7304 | 6.8029 | 0.25436 | 1.7304 | 6.8029 | 0.25436 | 1.9202 | 7.5493 | 0.25436 | 10.36% | 0.02391 | 0.020089 | 767.5898 | 85.4984 | 240.0519 | 442.0395 | 818.9186 | 0 | 0 | 818.9186 | 0.0003991%
2027 | 463 | 463-1229 | Tier-2 | Tier-2---9 | 5--4 | 231 | 86 | 220.9596 | 94% | 3.511% | 2.487% | 22.4252 | 0 | 0 | 22.4252 | 0 | 20.4067 | 10.8343 | 1.8835 | 20.4067 | 10.8343 | 1.8835 | 22.6456 | 12.023 | 1.8835 | 10.15% | 0.096723 | 0.08628 | 2284.4628 | 504.7537 | 115.6932 | 1664.0158 | 2301.0454 | 0 | 0 | 2301.0454 | 0.004707%
2027 | 1162 | 1162-363 | Tier-2 | Tier-2---13 | 4--3 | 37 | 30 | 41.7736 | 86.9% | 10.44% | 2.668% | 8.5354 | 0 | 0 | 8.5354 | 0 | 7.7671 | 3.7794 | 2.0551 | 7.7671 | 3.7794 | 2.0551 | 8.6192 | 4.1941 | 2.0551 | 20.43% | 0.064829 | 0.049585 | 644.3653 | 89.5043 | 68.646 | 486.215 | 670.3221 | 0 | 0 | 670.3221 | 0.001792%
2027 | 283 | 283-55R | Tier-3 | Tier-3---9 | 5--5 | 109 | 28 | 691.0798 | 89.15% | 10.28% | 0.5685% | 45.8989 | 0 | 0 | 45.8989 | 0 | 41.7674 | 3.5274 | 11.8407 | 41.7674 | 3.5274 | 11.8407 | 46.35 | 3.9145 | 11.8407 | 6.642% | 0.20157 | 0.18656 | 3428.458 | 524.1491 | 347.4063 | 2556.9026 | 3458.3866 | 0 | 0 | 3458.3866 | 0.009634%
2027 | 283 | CB 283 | Tier-3 | Tier-3---21 | 1--5 | 2 | 2 | 0.8046 | 95.71% | 0% | 4.291% | 0.22332 | 0 | 0 | 0.22332 | 0 | 0.20322 | 0.25196 | 0.80656 | 0.20322 | 0.25196 | 0.80656 | 0.22552 | 0.2796 | 0.80656 | 27.76% | 7.6e-05 | 5.396e-05 | 10586.8728 | 1573.2738 | 728.9421 | 8284.6569 | 10772.4289 | 0 | 0 | 10772.4289 | 4.688e-05%
2027 | 288 | 288-2380F | Tier-2 | Tier-2---12 | 4--5 | 43 | 23 | 114.0664 | 66.42% | 32.7% | 0.8812% | 11.7524 | 0 | 0 | 11.7524 | 0 | 10.6945 | 2.8975 | 3.6909 | 10.6945 | 2.8975 | 3.6909 | 11.8679 | 3.2154 | 3.6909 | 10.3% | 0.030344 | 0.025637 | 3759.1098 | 411.8777 | 1165.9601 | 2181.2719 | 3990.8506 | 0 | 0 | 3990.8506 | 0.002467%
2027 | 300 | 300-484F | Tier-2 | Tier-2---9 | 4--5 | 250 | 15 | 230.1484 | 75.7% | 22.04% | 2.261% | 3.0313 | 0 | 0 | 3.0313 | 0 | 2.7584 | 1.8897 | 1.4597 | 2.7584 | 1.8897 | 1.4597 | 3.0611 | 2.097 | 1.4597 | 1.317% | 0.039922 | 0.039227 | 5764.9522 | 606.5801 | 1692.4173 | 3465.9548 | 5789.7642 | 0 | 0 | 5789.7642 | 0.0006363%
2027 | 307 | 307-1538F | Tier-2 | Tier-2---7 | 5--5 | 53 | 24 | 433.4142 | 51.51% | 48.13% | 0.3587% | 29.3188 | 0 | 0 | 29.3188 | 0 | 26.6798 | 3.0235 | 8.8241 | 26.6798 | 3.0235 | 8.8241 | 29.607 | 3.3552 | 8.8241 | 6.765% | 0.10098 | 0.087718 | 4292.1557 | 366.942 | 1865.6861 | 2059.5276 | 4606.7722 | 0 | 0 | 4606.7722 | 0.006154%
2027 | 307 | 307-234R | Tier-2 | Tier-2---4 | 5--5 | 109 | 7 | 684.1346 | 69.69% | 29.83% | 0.4763% | 8.8794 | 0 | 0 | 8.8794 | 0 | 8.0801 | 0.88186 | 9.1626 | 8.0801 | 0.88186 | 9.1626 | 8.9667 | 0.97861 | 9.1626 | 1.298% | 0.11001 | 0.10796 | 6219.0213 | 711.7212 | 1737.152 | 3770.148 | 6254.7929 | 0 | 0 | 6254.7929 | 0.001864%
2027 | 311 | 311-1163F | Tier-2 | Tier-2---18 | 3--3 | 14 | 7 | 23.154 | 70.13% | 28.81% | 1.065% | 2.3545 | 0 | 0 | 2.3545 | 0 | 2.1426 | 0.88186 | 2.4296 | 2.1426 | 0.88186 | 2.4296 | 2.3776 | 0.97861 | 2.4296 | 10.17% | 0.018623 | 0.015922 | 1243.3167 | 81.357 | 709.3756 | 452.5841 | 1306.2993 | 0 | 0 | 1306.2993 | 0.0004942%
2027 | 311 | 311-1199 | Tier-2 | Tier-2---20 | 3--2 | 15 | 5 | 10.8001 | 28.53% | 67.91% | 3.563% | 0.29781 | 0 | 0 | 0.29781 | 0 | 0.271 | 0.6299 | 0.43023 | 0.271 | 0.6299 | 0.43023 | 0.30074 | 0.69901 | 0.43023 | 2.757% | 0.018336 | 0.016563 | 589.0165 | 20.3604 | 431.6923 | 136.9639 | 634.0678 | 0 | 0 | 634.0678 | 6.251e-05%
2027 | 311 | 311-14R | Tier-2 | Tier-2---14 | 3--4 | 14 | 12 | 246.05 | 7.341% | 92.49% | 0.1658% | 4.4896 | 0 | 0 | 4.4896 | 0 | 4.0855 | 1.5118 | 2.7025 | 4.0855 | 1.5118 | 2.7025 | 4.5337 | 1.6776 | 2.7025 | 1.825% | 0.018935 | 0.014229 | 12994.1779 | 107.2013 | 11392.857 | 1494.1196 | 16977.0989 | 0 | 0 | 16977.0989 | 0.0009424%
2027 | 311 | 311-43 | Tier-2 | Tier-2---15 | 3--4 | 195 | 62 | 155.2668 | 1.703% | 96.44% | 1.86% | 0.24385 | 0 | 0 | 0.24385 | 0 | 0.2219 | 7.8107 | 0.02841 | 0.2219 | 7.8107 | 0.02841 | 0.24625 | 8.6677 | 0.02841 | 0.1571% | 0.027937 | 0.025361 | 5557.7075 | 11.1328 | 4976.695 | 569.8797 | 6112.5911 | 0 | 0 | 6112.5911 | 5.119e-05%
2027 | 312 | 312-14F | Tier-2 | Tier-2---14 | 3--4 | 53 | 15 | 197.5178 | 0.1105% | 99.63% | 0.2595% | 0.017908 | 0 | 0 | 0.017908 | 0 | 0.016296 | 1.8897 | 0.0086235 | 0.016296 | 1.8897 | 0.0086235 | 0.018084 | 2.097 | 0.0086235 | 0.009066% | 0.018868 | 0.017319 | 10468.4008 | 14.5481 | 9413.1367 | 1040.7161 | 11403.3903 | 0 | 0 | 11403.3903 | 3.759e-06%
2027 | 350 | 350-2188R | Tier-2 | Tier-2---5 | 5--5 | 565 | 128 | 752.4795 | 78.87% | 19.12% | 2.014% | 38.9893 | 0 | 0 | 38.9893 | 0 | 35.4797 | 16.1254 | 2.2002 | 35.4797 | 16.1254 | 2.2002 | 39.3725 | 17.8947 | 2.2002 | 5.181% | 0.15121 | 0.14128 | 4976.3874 | 631.9786 | 954.5279 | 3389.8809 | 5050.3419 | 0 | 0 | 5050.3419 | 0.008184%
2027 | 353 | 353-593F | Tier-2 | Tier-2---7 | 5--5 | 56 | 9 | 254.848 | 92.09% | 7.347% | 0.5637% | 10.9381 | 0 | 0 | 10.9381 | 0 | 9.9535 | 1.1338 | 8.7788 | 9.9535 | 1.1338 | 8.7788 | 11.0456 | 1.2582 | 8.7788 | 4.292% | 0.10537 | 0.10046 | 2418.5368 | 364.9212 | 170.4852 | 1883.1304 | 2427.8898 | 0 | 0 | 2427.8898 | 0.002296%
2027 | 355 | 355-41R | Tier-2 | Tier-2---6 | 4--5 | 226 | 11 | 876.3288 | 87.46% | 12.04% | 0.4997% | 10.8179 | 0 | 0 | 10.8179 | 0 | 9.8441 | 1.3858 | 7.1037 | 9.8441 | 1.3858 | 7.1037 | 10.9242 | 1.5378 | 7.1037 | 1.234% | 0.092253 | 0.090951 | 9499.1702 | 1363.9545 | 1082.9983 | 7052.2174 | 9516.2289 | 0 | 0 | 9516.2289 | 0.002271%
2027 | 355 | CB 355 | Tier-2 | Tier-2---3 | 5--5 | 302 | 19 | 1277.9843 | 89.96% | 9.576% | 0.4654% | 20.9755 | 0 | 0 | 20.9755 | 0 | 19.0874 | 2.3936 | 7.9743 | 19.0874 | 2.3936 | 7.9743 | 21.1816 | 2.6562 | 7.9743 | 1.641% | 0.1048 | 0.10289 | 12194.1112 | 2321.0506 | 1198.9562 | 8674.1044 | 12216.8672 | 0 | 0 | 12216.8672 | 0.004403%
2027 | 357 | CB 357 | Tier-3 | Tier-3---10 | 5--5 | 162 | 1 | 902.4975 | 73.58% | 26.03% | 0.3952% | 1.1887 | 0 | 0 | 1.1887 | 0 | 1.0817 | 0.12598 | 8.5863 | 1.0817 | 0.12598 | 8.5863 | 1.2004 | 0.1398 | 8.5863 | 0.1317% | 0.12773 | 0.1275 | 7065.5334 | 866.3454 | 1820.4674 | 4378.7206 | 7068.8814 | 0 | 0 | 7068.8814 | 0.0002495%
2027 | 356 | 356-16R | Tier-2 | Tier-2---4 | 4--5 | 216 | 25 | 692.7279 | 85.74% | 13.66% | 0.5932% | 19.9362 | 0 | 0 | 19.9362 | 0 | 18.1417 | 3.1495 | 5.7602 | 18.1417 | 3.1495 | 5.7602 | 20.1322 | 3.4951 | 5.7602 | 2.878% | 0.090754 | 0.087708 | 7633.0284 | 1263.3568 | 1174.8968 | 5194.7749 | 7670.825 | 0 | 0 | 7670.825 | 0.004185%
2027 | 355 | CB 355 | Tier-2 | Tier-2---3 | 5--5 | 302 | 1 | 1277.9843 | 89.96% | 9.576% | 0.4654% | 1.104 | 0 | 0 | 1.104 | 0 | 1.0046 | 0.12598 | 7.9743 | 1.0046 | 0.12598 | 7.9743 | 1.1148 | 0.1398 | 7.9743 | 0.08638% | 0.1048 | 0.1047 | 12194.1112 | 2321.0506 | 1198.9562 | 8674.1044 | 12195.2882 | 0 | 0 | 12195.2882 | 0.0002317%
2027 | 246 | 246-34R | Tier-3 | Tier-3---12 | 4--5 | 436 | 1 | 673.2377 | 73.17% | 25.57% | 1.264% | 0.32764 | 0 | 0 | 0.32764 | 0 | 0.29815 | 0.12598 | 2.3667 | 0.29815 | 0.12598 | 2.3667 | 0.33086 | 0.1398 | 2.3667 | 0.04867% | 0.070488 | 0.070441 | 9551.097 | 1283.5559 | 2416.0529 | 5851.4883 | 9552.8027 | 0 | 0 | 9552.8027 | 6.877e-05%
2027 | 356 | 356-19R | Tier-3 | Tier-3---8 | 5--5 | 736 | 258 | 2142.9106 | 83.66% | 15.67% | 0.6694% | 182.2475 | 0 | 0 | 182.2475 | 0 | 165.8428 | 32.5028 | 5.1024 | 165.8428 | 32.5028 | 5.1024 | 184.0386 | 36.0689 | 5.1024 | 8.505% | 0.16775 | 0.1507 | 12774.1099 | 1993.4622 | 1945.7185 | 8834.9292 | 13010.3109 | 0 | 0 | 13010.3109 | 0.03825%
2027 | 356 | CB 356 | Tier-2 | Tier-2---19 | 1--5 | 3 | 2 | 1.0316 | 94.21% | 0% | 5.788% | 0.1879 | 0 | 0 | 0.1879 | 0 | 0.17099 | 0.25196 | 0.67863 | 0.17099 | 0.25196 | 0.67863 | 0.18975 | 0.2796 | 0.67863 | 18.21% | 0.0001262 | 0.0001018 | 8174.5031 | 1142.3903 | 1177.2898 | 5854.823 | 8287.9087 | 0 | 0 | 8287.9087 | 3.944e-05%
2027 | 357 | 357-1299R | Tier-3 | Tier-3---9 | 5--5 | 48 | 44 | 500.7555 | 96.82% | 2.879% | 0.2981% | 128.8889 | 0 | 0 | 128.8889 | 0 | 117.2871 | 5.5431 | 21.1591 | 117.2871 | 5.5431 | 21.1591 | 130.1556 | 6.1513 | 21.1591 | 25.74% | 0.2409 | 0.17686 | 2078.6481 | 381.924 | 60.0907 | 1636.6334 | 2102.557 | 0 | 0 | 2102.557 | 0.02705%
2027 | 357 | 357-2049F | Tier-3 | Tier-3---8 | 5--5 | 271 | 2 | 1568.933 | 87.25% | 12.44% | 0.3075% | 2.9297 | 0 | 0 | 2.9297 | 0 | 2.666 | 0.25196 | 10.5809 | 2.666 | 0.25196 | 10.5809 | 2.9585 | 0.2796 | 10.5809 | 0.1867% | 0.18286 | 0.18247 | 8579.8277 | 1438.1344 | 1001.8193 | 6139.874 | 8582.1743 | 0 | 0 | 8582.1743 | 0.0006149%
2027 | 357 | 357-45R | Tier-3 | Tier-3---8 | 5--5 | 363 | 69 | 2182.2622 | 79.98% | 19.64% | 0.3802% | 96.2136 | 0 | 0 | 96.2136 | 0 | 87.5531 | 8.6926 | 10.0721 | 87.5531 | 8.6926 | 10.0721 | 97.1592 | 9.6463 | 10.0721 | 4.409% | 0.18538 | 0.17516 | 11771.8449 | 1935.5654 | 2204.1059 | 7632.1736 | 11909.326 | 0 | 0 | 11909.326 | 0.0202%
2027 | 357 | 357-50R | Tier-3 | Tier-3---4 | 5--5 | 383 | 104 | 1441.553 | 79.05% | 20.4% | 0.5522% | 89.7388 | 0 | 0 | 89.7388 | 0 | 81.6611 | 13.1019 | 6.2328 | 81.6611 | 13.1019 | 6.2328 | 90.6207 | 14.5394 | 6.2328 | 6.225% | 0.14913 | 0.13738 | 9666.6259 | 1487.063 | 1867.4945 | 6312.0683 | 9839.7092 | 0 | 0 | 9839.7092 | 0.01884%